## CLASS-ADJSP
Equipment | Manufacturer | Description | Functional Loc. | Planning plant | User status | System status | Created by | ABC indic. | ManufSerialNo. | Model number | Amp Rating | Full Load Amps | HP Rating | Owned By | Pulse Type | Special Mtn Note | Special Mtn Note Det | Speed Drive Type | Volt Rating | NARUC Maintenance Account | NARUC Operations Account | NARUC Special Mtn Note | NARUC Special Mtn Note Det
5017540 | UNKNOWN | MATS-FBE-MCC HS 6 /ADJSPD | ilcp-bdwtp | P301 | INSV | INST | lewismd | H |  |  | 0.00 A |  | 999.00 HP AW | AW |  |  |  | VFD |  | Maint Look Functional Location | Ops Look Functional Location
5017541 | UNKNOWN | MATS-FBE-MCC HS 7 /ADJSPD | ilcp-bdwtp | P301 | INSV | INST | lewismd | H |  |  | 0.00 A |  | 999.00 HP AW | AW |  |  |  | VFD |  | Maint Look Functional Location | Ops Look Functional Location
5017542 | UNKNOWN | MATS-FBE-MCC HS 8 /ADJSPD | ilcp-bdwtp | P301 | INSV | INST | lewismd | H |  |  | 0.00 A |  | 999.00 HP AW | AW |  |  |  | VFD |  | Maint Look Functional Location | Ops Look Functional Location

## CLASS-AED
Equipment | Manufacturer | Description | Functional Loc. | Planning plant | User status | System status | Created by | ABC indic. | ManufSerialNo. | Model number | AED Type | Backup Power | Owned By | PPE Rating | Retest Required | Special Mtn Note | Special Mtn Note Det | NARUC Maintenance Ac | NARUC Operations Acc | Special Mtn Note | Special Mtn Note Det
5093245 | Defibtech | RMTP-FH CONTROL RM HALL /AED | NJRB-BM-RMTP.-FH.. | P214 | INSV | INST | HUSSAARM | H |  | DDU-100AFH | AED* |  | AW |  | Y |  |  | Maint Look Functional Location | Ops Look Functional Location
5107041 | Defibtech | RMTP-ADM BLDG MAIN HALL /AED | NJRB-BM-RMTP.-ADM. | P214 | INSV | INST | HUSSAARM | H | DDU-100AADM |  | AED* |  | AW |  | Y |  |  | Maint Look Functional Location | Ops Look Functional Location
5107043 | UNKNOWN | RMTP-LL CONTRL RM HALL /AED | NJRB-BM-RMTP.-LL.. | P214 | INSV | INST | HUSSAARM | H | DDU-100ALL |  | AED* |  | AW |  | Y |  |  | Maint Look Functional Location | Ops Look Functional Location
5205229 | Defibtech | RMTP-FH TRAIN RM HALL /AED | NJRB-BM-RMTP.-FH.. | P214 | INSV | INST | JORDAMA | H |  | DDU-100AFH | AED* |  | AW |  | Y |  |  | Maint Look Functional Location | Ops Look Functional Location

## CLASS-AMIDATACOLL
Equipment | Manufacturer | Description | Functional Loc. | Planning plant | User status | System status | Created by | ABC indic. | ManufSerialNo. | Model number | AMIDC_LOC | AMIDC_LOC_ACCESS | AMIDC_POWR | AMIDC_BATT_SIZE | AMIDC_FREQ | AMIDC_BACKUP_SOURCE | AMIDC_ANTENNATOP_ELEV | AMIDC_ANTENNABOT_ELEV | INSTALLATION_WO | OWNED_BY | Special Mtn Note | Special Mtn Note Det | NARUC Maintenance Account | NARUC Operations Account | Special Mtn Note | Special Mtn Note Details
5017751 | UNKNOWN | STDP STANDPIPE GENERATOR /BATT | ILCP-CP-STDP. | P301 | INSV | INST | HUSSAARM | H |  |  | BUILDING | EASEMENT | SOLAR |  |  | BATTERY |  |  |  | AW |  |  | Maint Look Functional Location | Ops Look Functional Location
5017753 | UNKNOWN | R150 RT 150 GENERATOR /BATT | ILCP-CP-R150. | P301 | INSV | INST | HUSSAARM | H |  |  | POLE | LEASED | UTILITY |  |  | GENERATOR |  |  |  | AW |  |  | Maint Look Functional Location | Ops Look Functional Location
5017755 | UNKNOWN | LINC LINCOLN GENERATOR /BATT | ILCP-UR-LINC. | P301 | REMV | INAC INST | HUSSAARM | H |  |  | ROOF TOP | OWNED |  |  |  | REDUNDANT GRID |  |  |  | AW |  |  | Maint Look Functional Location | Ops Look Functional Location
[11 empty] | SIGN/BILLBOARD | RIGHT OF WAY | [7 empty] | AW
[11 empty] | STREET LAMP | [8 empty] | AW
[11 empty] | TOWER | [8 empty] | AW
[11 empty] | TRAFFIC LIGHT | [8 empty] | AW
OTHER

## CLASS-BATT
Equipment | Manufacturer | Description | Functional Loc. | Planning plant | User status | System status | Created by | ABC indic. | ManufSerialNo. | Model number | #Batteries in Bank | Amp Hours ea | Bat-Cell Type | Battery Type | Cold Cranking Amps e | Owned By | Special Mtn Note | Special Mtn Note Det | Volt Rating | NARUC Maintenance Account | NARUC Operations Account | Special Mtn Note | Special Mtn Note Details
5017751 | UNKNOWN | STDP STANDPIPE GENERATOR /BATT | ILCP-CP-STDP. | P301 | INSV | INST | HUSSAARM | H |  |  | 1 EA | 0.0 AH AW |  | MAINTENANCE FREE BATT | 0.0 A | AW |  |  | 12V | Maint Look Functional Location | Ops Look Functional Location
5017753 | UNKNOWN | R150 RT 150 GENERATOR /BATT | ILCP-CP-R150. | P301 | INSV | INST | HUSSAARM | H |  |  | 1 EA | 0.0 AH AW |  | MAINTENANCE FREE BATT | 0.0 A | AW |  |  | 12V | Maint Look Functional Location | Ops Look Functional Location
5017755 | UNKNOWN | LINC LINCOLN GENERATOR /BATT | ILCP-UR-LINC. | P301 | REMV | INAC INST | HUSSAARM | H |  |  | 2 EA | 0.0 AH AW |  | MAINTENANCE FREE BATT | 0.0 A | AW |  |  | 12V | Maint Look Functional Location | Ops Look Functional Location

## CLASS-BATTCHRG
Equipment | Manufacturer | Description | Functional Loc. | Planning plant | User status | System status | Created by | ABC indic. | ManufSerialNo. | Model number | Amp Rating | Battery Charger Type | Owned By | Special Mtn Note | Special Mtn Note Det | Volt Rating | NARUC Maintenance Ac | NARUC Operations Acc | Special Mtn Note | Special Mtn Note Det
5142578 | UNKNOWN | RMTP-5KVPDB PWR DISTRIB BLDG /BATTCHGR | NJRB-BM-RMTP.-5KVP | P214 | INSV | INST | HUSSAARM | H |  |  | 0.00 A | FIXED VOLTAGE CHARGER | AW |  |  |  | Maint Look Functional Location | Ops Look Functional Location
5142580 | UNKNOWN | RMTP-SUBSTATION /BATTCHGR | NJRB-BM-RMTP.-SUBS | P214 | INSV | INST | HUSSAARM | H |  |  | 0.00 A | FIXED VOLTAGE CHARGER | AW |  |  |  | Maint Look Functional Location | Ops Look Functional Location
5174199 | UNKNOWN | RMTP-DHL 315KW Emergency /BATTCHGR | NJRB-BM-RMTP.-DHL. | P214 | INSV | INST | HUSSAARM | M |  |  |  | FIXED VOLTAGE CHARGER | AW |  |  |  | Maint Look Functional Location | Ops Look Functional Location
5174403 | UNKNOWN | RMTP-DHL Gas Turbine Emergency /BATTCHGR | NJRB-BM-RMTP.-DHL. | P214 | INSV | INST | HUSSAARM | M |  |  | 0.00 A | FIXED VOLTAGE CHARGER | AW |  |  |  | Maint Look Functional Location | Ops Look Functional Location
5174408 | UNKNOWN | RMTP-MNT PORTABLE150KW EMERG /BATTCHGR | NJRB-BM-RMTP.-MNT. | P214 | INSV | INST | HUSSAARM | H |  |  |  | FIXED VOLTAGE CHARGER | AW |  |  |  | Maint Look Functional Location | Ops Look Functional Location
5174412 | UNKNOWN | RMTP-LL 60KW Emergency /BATTCHGR | NJRB-BM-RMTP.-LL.. | P214 | INSV | INST | HUSSAARM | M |  |  |  | FIXED VOLTAGE CHARGER | AW |  |  |  | Maint Look Functional Location | Ops Look Functional Location
5174419 | UNKNOWN | RMTP-DHL HI LIFT PMP14 GAS /BATTCHGR | NJRB-BM-RMTP.-DHL. | P214 | INSV | INST | HUSSAARM | H |  |  |  | FIXED VOLTAGE CHARGER | AW |  |  |  | Maint Look Functional Location | Ops Look Functional Location
5174423 | UNKNOWN | RMTP-DHL HI LIFT PMP15 GAS /BATTCHGR | NJRB-BM-RMTP.-DHL. | P214 | INSV | INST | HUSSAARM | H |  |  |  | FIXED VOLTAGE CHARGER | AW |  |  |  | Maint Look Functional Location | Ops Look Functional Location
5174427 | UNKNOWN | RMTP-FH HI LIFT PMP10 GAS /BATTCHGR | NJRB-BM-RMTP.-FH.. | P214 | INSV | INST | HUSSAARM | H |  |  |  | FIXED VOLTAGE CHARGER | AW |  |  |  | Maint Look Functional Location | Ops Look Functional Location
5174431 | UNKNOWN | RMTP-FH HI LIFT PMP12 GAS /BATTCHGR | NJRB-BM-RMTP.-FH.. | P214 | INSV | INST | HUSSAARM | H |  |  |  | FIXED VOLTAGE CHARGER | AW |  |  |  | Maint Look Functional Location | Ops Look Functional Location
5174436 | UNKNOWN | RMTP-LL Diesel #1 /BATTCHGR | NJRB-BM-RMTP.-LL.. | P214 | INSV | INST | HUSSAARM | H |  |  |  | FIXED VOLTAGE CHARGER | AW |  |  |  | Maint Look Functional Location | Ops Look Functional Location
5174442 | UNKNOWN | RMTP-LL Diesel #2 /BATTCHGR | NJRB-BM-RMTP.-LL.. | P214 | INSV | INST | HUSSAARM | H |  |  |  | FIXED VOLTAGE CHARGER | AW |  |  |  | Maint Look Functional Location | Ops Look Functional Location
5174446 | UNKNOWN | RMTP-FH 450KW Emergency /BATTCHGR | NJRB-BM-RMTP.-FH.. | P214 | INSV | INST | HUSSAARM | M |  |  |  | FIXED VOLTAGE CHARGER | AW |  |  |  | Maint Look Functional Location | Ops Look Functional Location

## CLASS-BLWR
Equipment | Manufacturer | Description | Functional Loc. | Planning plant | User status | System status | Created by | ABC indic. | ManufSerialNo. | Model number | Application | BHP Rating | Blower Type | Capacity Rating | Capacity UOM | Drive Type | Max Pressure | Owned By | RPM Operating | Special Mtn Note | Special Mtn Note Det | NARUC Maintenance Ac | NARUC Operations Acc | Special Mtn Note | Special Mtn Note Det
5013605 | UNKNOWN | BRAD-MNB-HYPORM STH BLOWER /BLWR | ILCP-CP-BRAD.-MNB.-HYPO | P301 | INSV | INST | HUSSAARM | H |  |  | ENVIRONMENTAL COMPLIANCE | 0.00 HP AW | CENTRIFUGAL | 0.00 UN |  |  | 0.0 PSI | AW |  |  |  | Maint Look Functional Location | Ops Look Functional Location
5013606 | UNKNOWN | BRAD-MNB-HYPORM NRTH BLOWER /BLWR | ILCP-CP-BRAD.-MNB.-HYPO | P301 | INSV | INST | HUSSAARM | H |  |  | ENVIRONMENTAL COMPLIANCE | 0.00 HP AW | CENTRIFUGAL | 0.00 UN |  |  | 0.0 PSI | AW |  |  |  | Maint Look Functional Location | Ops Look Functional Location

## CLASS-BOILER
Equipment | Manufacturer | Description | Functional Loc. | Planning plant | User status | System status | Created by | ABC indic. | ManufSerialNo. | Model number | Amp Rating | Application | Boiler Type | Duty Cycle | Energy Type | Output UOM | Output Value | Owned By | Special Mtn Note | Special Mtn Note Det | Volt Rating | NARUC Maintenance Account | NARUC Operations Account | Special Mtn Note | Special Mtn Note Details
5057880 | UNKNOWN | PLNT-LS BOILER /BOILER | ILIU-ES-PLNT.-LS.. | P310 | OOS | DLFL INAC INST | HUSSAARM | M |  |  | 0.00 A | FREEZE PROTECTION | BOILER* |  | LIQ FUEL |  | 0.00 UN | AW |  |  |  | Maint Look Functional Location | Ops Look Functional Location
5057882 | UNKNOWN | PLNT-ADM BOILER /BOILER | ILIU-ES-PLNT.-ADM. | P310 | INSV | INST | HUSSAARM | M |  |  | 0.00 A | COMFORT | BOILER* |  | NAT GAS |  | 0.00 UN | AW |  |  |  | Maint Look Functional Location | Ops Look Functional Location
5057887 | UNKNOWN | PLNT-OCM BOILER /BOILER | ILIU-ES-PLNT.-OCM. | P310 | INSV | INST | HUSSAARM | M |  |  | 0.00 A | FREEZE PROTECTION | BOILER* |  | NAT GAS |  | 0.00 UN | AW |  |  |  | Maint Look Functional Location | Ops Look Functional Location

## CLASS-BURNER
Equipment | Manufacturer | Description | Functional Loc. | Planning plant | User status | System status | Created by | ABC indic. | ManufSerialNo. | Model number | Amp Rating | Application | Burner Type | Duty Cycle | Energy Type | Output UOM | Output Value | Owned By | Special Mtn Note | Special Mtn Note Det | Volt Rating | NARUC Maintenance Ac | NARUC Operations Acc | Special Mtn Note | Special Mtn Note Det
5170847 | UNKNOWN | STA08 FILTER #8 /BURNER | NYHE-MV-STA08 | P801 | INSV | INST | HUSSAARM | M |  |  |  | FREEZE PROTECTION | BURNER* |  | NAT GAS |  |  | AW |  |  |  | Maint Look Functional Location | Ops Look Functional Location
5170843 | UNKNOWN | STA08 FILTER #7 /BURNER | NYHE-MV-STA08 | P801 | INSV | INST | HUSSAARM | M |  |  |  | FREEZE PROTECTION | BURNER* |  | NAT GAS |  |  | AW |  |  |  | Maint Look Functional Location | Ops Look Functional Location
5170841 | UNKNOWN | STA08 FILTER #6 /BURNER | NYHE-MV-STA08 | P801 | INSV | INST | HUSSAARM | M |  |  |  | FREEZE PROTECTION | BURNER* |  | NAT GAS |  |  | AW |  |  |  | Maint Look Functional Location | Ops Look Functional Location
5170839 | UNKNOWN | STA08 ATRIUM #5 /BURNER | NYHE-MV-STA08 | P801 | INSV | INST | HUSSAARM | M |  |  |  | FREEZE PROTECTION | BURNER* |  | NAT GAS |  |  | AW |  |  |  | Maint Look Functional Location | Ops Look Functional Location
5170836 | UNKNOWN | STA08 PUMP ROOM #4 /BURNER | NYHE-MV-STA08 | P801 | INSV | INST | HUSSAARM | M |  |  |  | FREEZE PROTECTION | BURNER* |  | NAT GAS |  |  | AW |  |  |  | Maint Look Functional Location | Ops Look Functional Location
5170834 | UNKNOWN | STA08 PUMP ROOM #3 /BURNER | NYHE-MV-STA08 | P801 | INSV | INST | HUSSAARM | M |  |  |  | FREEZE PROTECTION | BURNER* |  | NAT GAS |  |  | AW |  |  |  | Maint Look Functional Location | Ops Look Functional Location
5170832 | UNKNOWN | STA11-BSTR PLANT 11 /BURNER | NYHE-OS-STA11-BSTR | P801 | INSV | INST | HUSSAARM | M |  |  |  | FREEZE PROTECTION | BURNER* |  | NAT GAS |  |  | AW |  |  |  | Maint Look Functional Location | Ops Look Functional Location
5170828 | UNKNOWN | STA12-FILT CONTROL ROOM 3 /BURNER | NYHE-BW-STA12-FILT | P801 | INSV | INST | HUSSAARM | M |  |  |  | FREEZE PROTECTION | BURNER* |  | NAT GAS |  |  | AW |  |  |  | Maint Look Functional Location | Ops Look Functional Location
5170826 | UNKNOWN | STA12-FILT CONTROL ROOM 2 /BURNER | NYHE-BW-STA12-FILT | P801 | INSV | INST | HUSSAARM | M |  |  |  | FREEZE PROTECTION | BURNER* |  | NAT GAS |  |  | AW |  |  |  | Maint Look Functional Location | Ops Look Functional Location
5170824 | UNKNOWN | STA12-FILT CONTROL ROOM 1 /BURNER | NYHE-BW-STA12-FILT | P801 | INSV | INST | HUSSAARM | M |  |  |  | FREEZE PROTECTION | BURNER* |  | NAT GAS |  |  | AW |  |  |  | Maint Look Functional Location | Ops Look Functional Location
5170820 | UNKNOWN | STA24-WLL2 CONTROL ROOM 3 /BURNER | NYHE-LB-STA24-WLL2 | P801 | INSV | INST | HUSSAARM | M |  |  |  | FREEZE PROTECTION | BURNER* |  | NAT GAS |  |  | AW |  |  |  | Maint Look Functional Location | Ops Look Functional Location
5170818 | UNKNOWN | STA24-WLL2 CONTROL ROOM 2 /BURNER | NYHE-LB-STA24-WLL2 | P801 | INSV | INST | HUSSAARM | M |  |  |  | FREEZE PROTECTION | BURNER* |  | NAT GAS |  |  | AW |  |  |  | Maint Look Functional Location | Ops Look Functional Location
5170815 | UNKNOWN | STA24-WLL2 CONTROL ROOM 1 /BURNER | NYHE-LB-STA24-WLL2 | P801 | INSV | INST | HUSSAARM | M |  |  |  | FREEZE PROTECTION | BURNER* |  | NAT GAS |  |  | AW |  |  |  | Maint Look Functional Location | Ops Look Functional Location
5170811 | UNKNOWN | STA05-MAIN PRODUCTION FURNACE /BURNER | NYHE-HW-STA05-MAIN | P801 | INSV | INST | HUSSAARM | M |  |  |  | COMFORT | BURNER* |  | NAT GAS |  |  | AW |  |  |  | Maint Look Functional Location | Ops Look Functional Location
5170809 | UNKNOWN | STA05-MAIN HIGH SERVICE 21 /BURNER | NYHE-HW-STA05-MAIN | P801 | INSV | INST | HUSSAARM | L |  |  |  | COMFORT | BURNER* |  | NAT GAS |  |  | AW |  |  |  | Maint Look Functional Location | Ops Look Functional Location
5170807 | UNKNOWN | STA05-MAIN LOW SERVICE 20 /BURNER | NYHE-HW-STA05-MAIN | P801 | INSV | INST | HUSSAARM | L |  |  |  | COMFORT | BURNER* |  | NAT GAS |  |  | AW |  |  |  | Maint Look Functional Location | Ops Look Functional Location
5170804 | UNKNOWN | STA05-MAIN LOCKER ROOM 18 /BURNER | NYHE-HW-STA05-MAIN | P801 | INSV | INST | HUSSAARM | M |  |  |  | COMFORT | BURNER* |  | NAT GAS |  |  | AW |  |  |  | Maint Look Functional Location | Ops Look Functional Location
5170802 | UNKNOWN | STA05-MAIN STOREROOM 17 /BURNER | NYHE-HW-STA05-MAIN | P801 | INSV | INST | HUSSAARM | M |  |  |  | COMFORT | BURNER* |  | NAT GAS |  |  | AW |  |  |  | Maint Look Functional Location | Ops Look Functional Location
5170800 | UNKNOWN | STA05-MAIN STOREROOM 16 /BURNER | NYHE-HW-STA05-MAIN | P801 | INSV | INST | HUSSAARM | M |  |  |  | COMFORT | BURNER* |  | NAT GAS |  |  | AW |  |  |  | Maint Look Functional Location | Ops Look Functional Location
5170697 | UNKNOWN | STA05-MAIN GARAGE 15 /BURNER | NYHE-HW-STA05-MAIN | P801 | INSV | INST | HUSSAARM | L |  |  |  | COMFORT | BURNER* |  | NAT GAS |  |  | AW |  |  |  | Maint Look Functional Location | Ops Look Functional Location
5170695 | UNKNOWN | STA05-MAIN GARAGE 14 /BURNER | NYHE-HW-STA05-MAIN | P801 | INSV | INST | HUSSAARM | L |  |  |  | COMFORT | BURNER* |  | NAT GAS |  |  | AW |  |  |  | Maint Look Functional Location | Ops Look Functional Location
5170693 | UNKNOWN | STA05-MAIN GARAGE 13 /BURNER | NYHE-HW-STA05-MAIN | P801 | INSV | INST | HUSSAARM | L |  |  |  | COMFORT | BURNER* |  | NAT GAS |  |  | AW |  |  |  | Maint Look Functional Location | Ops Look Functional Location

## CLASS-CALIB
Equipment | Manufacturer | Description | Functional Loc. | Planning plant | User status | System status | Created by | ABC indic. | ManufSerialNo. | Model number | Calibrator Type | Owned By | Retest Required | Special Mtn Note | Special Mtn Note Det | NARUC Maintenance Ac | NARUC Operations Acc | Special Mtn Note | Special Mtn Note Det
5082008 | UNKNOWN | SRWTP SRTP OPSLAB TITRON TITRATOR /CALIB | NJMM-MM-SRWTP | P218 | INSV | INST | HUSSAARM | L |  |  | CALIB* | AW | Y |  |  | Maint Water Treatment Equip | Ops Water Treatment
5082009 | UNKNOWN | SRWTP SRTP Lab Pipets /CALIB | NJMM-MM-SRWTP | P218 | INSV | INST | HUSSAARM | L |  |  | CALIB* | AW | Y |  |  | Maint Water Treatment Equip | Ops Water Treatment
5082010 | UNKNOWN | SRWTP SRTP LAB DISTILLED H2O UNIT /CALIB | NJMM-MM-SRWTP | P218 | INSV | INST | HUSSAARM | L |  |  | CALIB* | AW | Y |  |  | Maint Water Treatment Equip | Ops Water Treatment
5082011 | UNKNOWN | SRWTP SRTP Lab Buret /CALIB | NJMM-MM-SRWTP | P218 | INSV | INST | HUSSAARM | L |  |  | CALIB* | AW | Y |  |  | Maint Water Treatment Equip | Ops Water Treatment
5194625 | UNKNOWN | SM-2009U Single Module Station /CALIB | NJLK-HO-OAKGL | P212 | INSV | INST | FREEMAJ1 | L |  |  | XX | AW |  |  |  | Maint Water Treatment Equip | Ops Water Treatment
5194626 | UNKNOWN | OAKGLEN HYDRX Cal Tube 1 Ball /CALIB | NJLK-HO-OAKGL | P212 | INSV | INST | FREEMAJ1 | L |  |  | XX | AW |  |  |  | Maint Water Treatment Equip | Ops Water Treatment
5194627 | UNKNOWN | OAKGLEN HYDRX Cal Tube 2 Ball /CALIB | NJLK-HO-OAKGL | P212 | INSV | INST | FREEMAJ1 | L |  |  | XX | AW |  |  |  | Maint Water Treatment Equip | Ops Water Treatment
5194628 | UNKNOWN | OGWTP HYPOCAL TUBE 1BALL /CALIB | NJLK-HO-OAKGL | P212 | INSV | INST | FREEMAJ1 | L |  |  | XX | AW |  |  |  | Maint Water Treatment Equip | Ops Water Treatment
5194629 | UNKNOWN | OGWTP HYPOCAL TUBE 2BALL /CALIB | NJLK-HO-OAKGL | P212 | INSV | INST | FREEMAJ1 | L |  |  | XX | AW |  |  |  | Maint Water Treatment Equip | Ops Water Treatment
5194630 | UNKNOWN | OGWTP CORROSION CAL TUBE 1 BALL /CALIB | NJLK-HO-OAKGL | P212 | INSV | INST | FREEMAJ1 | L |  |  | XX | AW |  |  |  | Maint Water Treatment Equip | Ops Water Treatment
5194631 | UNKNOWN | OGWTP COAGULANT CAL TUBE 1 BALL /CALIB | NJLK-HO-OAKGL | P212 | INSV | INST | FREEMAJ1 | L |  |  | XX | AW |  |  |  | Maint Water Treatment Equip | Ops Water Treatment
5194632 | UNKNOWN | OGWTP AMMO SULFATECAL TUBE 1 BALL /CALIB | NJLK-HO-OAKGL | P212 | INSV | INST | FREEMAJ1 | L |  |  | XX | AW |  |  |  | Maint Water Treatment Equip | Ops Water Treatment

## CLASS-CATHODIC
Equipment | Manufacturer | Description | Functional Loc. | Planning plant | User status | System status | Created by | ABC indic. | ManufSerialNo. | Model number | Application | Cathodic Protection | Owned By | Special Mtn Note | Special Mtn Note Det | Volt Rating | NARUC Maintenance Account | NARUC Operations Account | Special Mtn Note | Special Mtn Note Details
5005882 | UNKNOWN | BDFMS CP01-C1 /CATHODIC | ILLK-C1-BDFMS | D313 | INSV | INST | HUSSAARM | M |  |  | PIPING | IMPRESSED CURRENT | AW |  |  |  | Maint Look Functional Location | Ops Look Functional Location
5005883 | UNKNOWN | BDFMS CP02-C1 /CATHODIC | ILLK-C1-BDFMS | D313 | INSV | INST | HUSSAARM | M |  |  | PIPING | IMPRESSED CURRENT | AW |  |  |  | Maint Look Functional Location | Ops Look Functional Location
5005884 | UNKNOWN | BDFMS CP03-C1 /CATHODIC | ILLK-C1-BDFMS | D313 | INSV | INST | HUSSAARM | M |  |  | PIPING | IMPRESSED CURRENT | AW |  |  |  | Maint Look Functional Location | Ops Look Functional Location

## CLASS-CHEM-GEN
Equipment | Manufacturer | Description | Functional Loc. | Planning plant | User status | System status | Created by | ABC indic. | ManufSerialNo. | Model number | Application | Chemical Generator T | Chm-Dosing Control | Chm-Feed Rate | Chm-Feed Rate UOM | Chm-Material | Owned By | Special Mtn Note | Special Mtn Note Det | NARUC Maintenance Ac | NARUC Operations Acc | Special Mtn Note | Special Mtn Note Det
5046277 | UNKNOWN | PLANT-TRMT-CHLR CHLORINE 1 /CHEM-GEN | INWR-WR-PLANT-TRMT-CHLR | P557 | INSV | INST | HUSSAARM | L |  |  | SODIUM HYPOCHLORITE | SODIUM HYPO | FEEDBACK | 200.000 UN | LB/DAY |  | AW |  |  | Maint Water Treatment Equip | Ops Water Treatment
5046278 | UNKNOWN | PLANT-TRMT-CHLR CHLORINE 2 /CHEM-GEN | INWR-WR-PLANT-TRMT-CHLR | P557 | INSV | INST | HUSSAARM | L |  |  | SODIUM HYPOCHLORITE | SODIUM HYPO | FEEDBACK | 200.000 UN | LB/DAY |  | AW |  |  | Maint Water Treatment Equip | Ops Water Treatment

## CLASS-CHEM-PIP
Equipment | Manufacturer | Description | Functional Loc. | Planning plant | User status | System status | Created by | ABC indic. | ManufSerialNo. | Model number | Application | Chemical Piping Type | Chm-Dosing Control | Chm-Feed Rate | Chm-Feed Rate UOM | Chm-Material | Owned By | Special Mtn Note | Special Mtn Note Det | NARUC Maintenance Ac | NARUC Operations Acc | Special Mtn Note | Special Mtn Note Det
5019568 | UNKNOWN | MATS-CEM-CL2ROOM CL2 /CHEM-PIP | ILCP-CP-MATS.-CEM.-CL2R | P301 | INSV | INST | HUSSAARM | H |  |  |  | GASEOUS |  | 0.000 UN |  |  | AW |  |  | Maint Water Treatment Equip | Ops Water Treatment
5019567 | UNKNOWN | LINC-PDB-CL2ROOM CL2 /CHEM-PIP | ILCP-UR-LINC.-PDB.-CL2R | P301 | REMV | INAC INST | HUSSAARM | H |  |  |  | GASEOUS |  | 0.000 UN |  |  | AW |  |  | Maint Water Treatment Equip | Ops Water Treatment
5019566 | UNKNOWN | BRAD-MNB-HYPORM HYPO 4 /CHEM-PIP | ILCP-CP-BRAD.-MNB.-HYPO | P301 | INSV | INST | HUSSAARM | H |  |  | SODIUM HYPOCHLORITE | LIQUID |  | 0.000 UN |  |  | AW |  |  | Maint Water Treatment Equip | Ops Water Treatment
5019565 | UNKNOWN | BRAD-MNB-HYPORM HYPO 3 /CHEM-PIP | ILCP-CP-BRAD.-MNB.-HYPO | P301 | INSV | INST | HUSSAARM | H |  |  | SODIUM HYPOCHLORITE | LIQUID |  | 0.000 UN |  |  | AW |  |  | Maint Water Treatment Equip | Ops Water Treatment
5019564 | UNKNOWN | BRAD-MNB-HYPORM HYPO 2 /CHEM-PIP | ILCP-CP-BRAD.-MNB.-HYPO | P301 | INSV | INST | HUSSAARM | H |  |  | SODIUM HYPOCHLORITE | LIQUID |  | 0.000 UN |  |  | AW |  |  | Maint Water Treatment Equip | Ops Water Treatment
5019563 | UNKNOWN | BRAD-MNB-HYPORM HYPO 1 /CHEM-PIP | ILCP-CP-BRAD.-MNB.-HYPO | P301 | INSV | INST | HUSSAARM | H |  |  | SODIUM HYPOCHLORITE | LIQUID |  | 0.000 UN |  |  | AW |  |  | Maint Water Treatment Equip | Ops Water Treatment
5019562 | UNKNOWN | BRAD-MNB-HYPORM TRANSFER 2 /CHEM-PIP | ILCP-CP-BRAD.-MNB.-HYPO | P301 | INSV | INST | HUSSAARM | H |  |  | SODIUM HYPOCHLORITE | LIQUID |  | 0.000 UN |  |  | AW |  |  | Maint Water Treatment Equip | Ops Water Treatment
5019561 | UNKNOWN | BRAD-MNB-HYPORM TRANSFER 1 /CHEM-PIP | ILCP-CP-BRAD.-MNB.-HYPO | P301 | INSV | INST | HUSSAARM | H |  |  | SODIUM HYPOCHLORITE | LIQUID |  | 0.000 UN |  |  | AW |  |  | Maint Water Treatment Equip | Ops Water Treatment
5019560 | UNKNOWN | BRAD-MNB-FL2ROOM TRANSFER 2 /CHEM-PIP | ILCP-CP-BRAD.-MNB.-FL2R | P301 | INSV | INST | HUSSAARM | H |  |  | HYDROFLOUROSILICIC ACID | LIQUID |  | 0.000 UN |  |  | AW |  |  | Maint Water Treatment Equip | Ops Water Treatment
5019559 | UNKNOWN | BRAD-MNB-FL2ROOM TRANSFER 1 /CHEM-PIP | ILCP-CP-BRAD.-MNB.-FL2R | P301 | INSV | INST | HUSSAARM | H |  |  | HYDROFLOUROSILICIC ACID | LIQUID |  | 0.000 UN |  |  | AW |  |  | Maint Water Treatment Equip | Ops Water Treatment
5019558 | UNKNOWN | BRAD-MNB-FL2ROOM FLOURIDE 2 /CHEM-PIP | ILCP-CP-BRAD.-MNB.-FL2R | P301 | INSV | INST | HUSSAARM | H |  |  | HYDROFLOUROSILICIC ACID | LIQUID |  | 0.000 UN |  |  | AW |  |  | Maint Water Treatment Equip | Ops Water Treatment
5019557 | UNKNOWN | BRAD-MNB-FL2ROOM FLOURIDE 1 /CHEM-PIP | ILCP-CP-BRAD.-MNB.-FL2R | P301 | INSV | INST | HUSSAARM | H |  |  | HYDROFLOUROSILICIC ACID | LIQUID |  | 0.000 UN |  |  | AW |  |  | Maint Water Treatment Equip | Ops Water Treatment
5019556 | UNKNOWN | BRAD-MNB-PHOSFTRM TRANSFER 2 /CHEM-PIP | ILCP-CP-BRAD.-MNB.-PHOS | P301 | INSV | INST | HUSSAARM | L |  |  | ZINC ORTHOPHOSPHATE | LIQUID |  | 0.000 UN |  |  | AW |  |  | Maint Water Treatment Equip | Ops Water Treatment
5019555 | UNKNOWN | BRAD-MNB-PHOSFTRM TRANSFER 1 /CHEM-PIP | ILCP-CP-BRAD.-MNB.-PHOS | P301 | INSV | INST | HUSSAARM | L |  |  | ZINC ORTHOPHOSPHATE | LIQUID |  | 0.000 UN |  |  | AW |  |  | Maint Water Treatment Equip | Ops Water Treatment
5019554 | UNKNOWN | BRAD-MNB-PHOSFTRM PHOSPHATE 2 /CHEM-PIP | ILCP-CP-BRAD.-MNB.-PHOS | P301 | INSV | INST | HUSSAARM | L |  |  | ZINC ORTHOPHOSPHATE | LIQUID |  | 0.000 UN |  |  | AW |  |  | Maint Water Treatment Equip | Ops Water Treatment
5019553 | UNKNOWN | BRAD-MNB-PHOSFTRM PHOSPHATE 1 /CHEM-PIP | ILCP-CP-BRAD.-MNB.-PHOS | P301 | INSV | INST | HUSSAARM | L |  |  | ZINC ORTHOPHOSPHATE | LIQUID |  | 0.000 UN |  |  | AW |  |  | Maint Water Treatment Equip | Ops Water Treatment
5019552 | UNKNOWN | BRAD-MNB-HYPORM BRINE 3 /CHEM-PIP | ILCP-CP-BRAD.-MNB.-HYPO | P301 | INSV | INST | HUSSAARM | H |  |  | BRINE | LIQUID |  | 0.000 UN |  |  | AW |  |  | Maint Water Treatment Equip | Ops Water Treatment
5019551 | UNKNOWN | BRAD-MNB-HYPORM BRINE 2 /CHEM-PIP | ILCP-CP-BRAD.-MNB.-HYPO | P301 | INSV | INST | HUSSAARM | H |  |  | BRINE | LIQUID |  | 0.000 UN |  |  | AW |  |  | Maint Water Treatment Equip | Ops Water Treatment
5019550 | UNKNOWN | BRAD-MNB-HYPORM BRINE 1 /CHEM-PIP | ILCP-CP-BRAD.-MNB.-HYPO | P301 | INSV | INST | HUSSAARM | H |  |  | BRINE | LIQUID |  | 0.000 UN |  |  | AW |  |  | Maint Water Treatment Equip | Ops Water Treatment
5019549 | UNKNOWN | BRAD-WCM-FERRICRM FERRIC 3 /CHEM-PIP | ILCP-CP-BRAD.-WCM.-FERR | P301 | INSV | INST | HUSSAARM | H |  |  | FERRIC CHLORIDE | LIQUID |  | 0.000 UN |  |  | AW |  |  | Maint Water Treatment Equip | Ops Water Treatment
5019548 | UNKNOWN | BRAD-WCM-FERRICRM FERRIC 2 /CHEM-PIP | ILCP-CP-BRAD.-WCM.-FERR | P301 | INSV | INST | HUSSAARM | H |  |  | FERRIC CHLORIDE | LIQUID |  | 0.000 UN |  |  | AW |  |  | Maint Water Treatment Equip | Ops Water Treatment
5019547 | UNKNOWN | BRAD-WCM-FERRICRM FERRIC 1 /CHEM-PIP | ILCP-CP-BRAD.-WCM.-FERR | P301 | INSV | INST | HUSSAARM | H |  |  | FERRIC CHLORIDE | LIQUID |  | 0.000 UN |  |  | AW |  |  | Maint Water Treatment Equip | Ops Water Treatment
5019546 | UNKNOWN | BRAD-WCM-FERRICRM FERRICXFR2 /CHEM-PIP | ILCP-CP-BRAD.-WCM.-FERR | P301 | INSV | INST | HUSSAARM | H |  |  | FERRIC CHLORIDE | LIQUID |  | 0.000 UN |  |  | AW |  |  | Maint Water Treatment Equip | Ops Water Treatment
5019545 | UNKNOWN | BRAD-WCM-FERRICRM FERRICXFR1 /CHEM-PIP | ILCP-CP-BRAD.-WCM.-FERR | P301 | INSV | INST | HUSSAARM | H |  |  | FERRIC CHLORIDE | LIQUID |  | 0.000 UN |  |  | AW |  |  | Maint Water Treatment Equip | Ops Water Treatment
5019544 | UNKNOWN | BRAD-WCM STHSLURRY /CHEM-PIP | ILCP-CP-BRAD.-WCM. | P301 | INSV | INST | HUSSAARM | H |  |  | LIME (HYDRATED) | LIQUID |  | 0.000 UN |  |  | AW |  |  | Maint Water Treatment Equip | Ops Water Treatment
5019543 | UNKNOWN | BRAD-WCM NRTHSLURRY /CHEM-PIP | ILCP-CP-BRAD.-WCM. | P301 | INSV | INST | HUSSAARM | H |  |  | LIME (HYDRATED) | LIQUID |  | 0.000 UN |  |  | AW |  |  | Maint Water Treatment Equip | Ops Water Treatment
5019542 | UNKNOWN | MATS-CEM-NRTHCEMRM W8TRANSFER /CHEM-PIP | ILCP-CP-MATS.-CEM.-NRTH | P301 | INSV | INST | HUSSAARM | H |  |  | LIME (HYDRATED) | LIQUID |  | 0.000 UN |  |  | AW |  |  | Maint Water Treatment Equip | Ops Water Treatment
5019541 | UNKNOWN | MATS-CEM-NRTHCEMRM E8TRANSFER /CHEM-PIP | ILCP-CP-MATS.-CEM.-NRTH | P301 | INSV | INST | HUSSAARM | H |  |  | LIME (HYDRATED) | LIQUID |  | 0.000 UN |  |  | AW |  |  | Maint Water Treatment Equip | Ops Water Treatment
5019540 | UNKNOWN | MATS-CEM-NRTHCEMRM W8SLURRY /CHEM-PIP | ILCP-CP-MATS.-CEM.-NRTH | P301 | INSV | INST | HUSSAARM | H |  |  | LIME (HYDRATED) | LIQUID |  | 0.000 UN |  |  | AW |  |  | Maint Water Treatment Equip | Ops Water Treatment
5019539 | UNKNOWN | MATS-CEM-NRTHCEMRM E8SLURRY /CHEM-PIP | ILCP-CP-MATS.-CEM.-NRTH | P301 | INSV | INST | HUSSAARM | H |  |  | LIME (HYDRATED) | LIQUID |  | 0.000 UN |  |  | AW |  |  | Maint Water Treatment Equip | Ops Water Treatment
5019538 | UNKNOWN | MATS-CEM-NRTHCEMRM W8FLOURIDE /CHEM-PIP | ILCP-CP-MATS.-CEM.-NRTH | P301 | INSV | INST | HUSSAARM | H |  |  | HYDROFLOUROSILICIC ACID | LIQUID |  | 0.000 UN |  |  | AW |  |  | Maint Water Treatment Equip | Ops Water Treatment
5019537 | UNKNOWN | MATS-CEM-NRTHCEMRM E8FLOURIDE /CHEM-PIP | ILCP-CP-MATS.-CEM.-NRTH | P301 | INSV | INST | HUSSAARM | H |  |  | HYDROFLOUROSILICIC ACID | LIQUID |  | 0.000 UN |  |  | AW |  |  | Maint Water Treatment Equip | Ops Water Treatment
5019536 | UNKNOWN | MATS-CEM-NRTHCEMRM W8FERRIC /CHEM-PIP | ILCP-CP-MATS.-CEM.-NRTH | P301 | INSV | INST | HUSSAARM | H |  |  | FERRIC CHLORIDE | LIQUID |  | 0.000 UN |  |  | AW |  |  | Maint Water Treatment Equip | Ops Water Treatment
5019535 | UNKNOWN | MATS-CEM-NRTHCEMRM E8FERRIC /CHEM-PIP | ILCP-CP-MATS.-CEM.-NRTH | P301 | INSV | INST | HUSSAARM | H |  |  | FERRIC CHLORIDE | LIQUID |  | 0.000 UN |  |  | AW |  |  | Maint Water Treatment Equip | Ops Water Treatment
5019534 | UNKNOWN | MATS-CEM-NRTHCEMRM W8SILICA /CHEM-PIP | ILCP-CP-MATS.-CEM.-NRTH | P301 | INSV | INST | HUSSAARM | L |  |  |  | LIQUID |  | 0.000 UN |  |  | AW |  |  | Maint Water Treatment Equip | Ops Water Treatment
5019533 | UNKNOWN | MATS-CEM-NRTHCEMRM E8SILICA /CHEM-PIP | ILCP-CP-MATS.-CEM.-NRTH | P301 | INSV | INST | HUSSAARM | L |  |  |  | LIQUID |  | 0.000 UN |  |  | AW |  |  | Maint Water Treatment Equip | Ops Water Treatment
5019532 | UNKNOWN | LINC-PDB WSLURRYPMP /CHEM-PIP | ILCP-UR-LINC.-PDB. | P301 | REMV | INAC INST | HUSSAARM | H |  |  | LIME (HYDRATED) | LIQUID |  | 0.000 UN |  |  | AW |  |  | Maint Water Treatment Equip | Ops Water Treatment
5019531 | UNKNOWN | LINC-PDB ESLURRYPMP /CHEM-PIP | ILCP-UR-LINC.-PDB. | P301 | REMV | INAC INST | HUSSAARM | H |  |  | LIME (HYDRATED) | LIQUID |  | 0.000 UN |  |  | AW |  |  | Maint Water Treatment Equip | Ops Water Treatment
5019530 | UNKNOWN | LINC-PDB-CHEMROOM SILICA /CHEM-PIP | ILCP-UR-LINC.-PDB.-CHEM | P301 | REMV | INAC INST | HUSSAARM | L |  |  |  | LIQUID |  | 0.000 UN |  |  | AW |  |  | Maint Water Treatment Equip | Ops Water Treatment
5019529 | UNKNOWN | LINC-PDB-CHEMROOM FERRIC /CHEM-PIP | ILCP-UR-LINC.-PDB.-CHEM | P301 | REMV | INAC INST | HUSSAARM | H |  |  | FERRIC CHLORIDE | LIQUID |  |  |  |  | AW |  |  | Maint Water Treatment Equip | Ops Water Treatment
5019528 | UNKNOWN | LINC-PDB-CHEMROOM FLOURIDE /CHEM-PIP | ILCP-UR-LINC.-PDB.-CHEM | P301 | REMV | INAC INST | HUSSAARM | H |  |  | HYDROFLOUROSILICIC ACID | LIQUID |  | 0.000 UN |  |  | AW |  |  | Maint Water Treatment Equip | Ops Water Treatment

## CLASS-CHMF-DRY
Equipment | Manufacturer | Description | Functional Loc. | Planning plant | User status | System status | Created by | ABC indic. | ManufSerialNo. | Model number | Application | Chm-Dosing Control | Chm-Feed Rate | Chm-Feed Rate UOM | Chm-Material | Dry Feeder Type | Owned By | Special Mtn Note | Special Mtn Note Det | NARUC Maintenance Account | NARUC Operations Account | Special Mtn Note | Special Mtn Note Details
5019519 | WALLACE-TIERNAN | LINC-PDB-CHEMROOM EASTSLAKER /CHMF-DRY | ILCP-UR-LINC.-PDB.-CHEM | P301 | REMV | INAC INST | HUSSAARM | M |  |  |  | FEEDBACK | 20,000.000 UN | LB/DAY | STAINLESS STEEL | VOLUMETRIC DRY FEEDER | AW |  |  | Maint Look Functional Location | Ops Look Functional Location
5019520 | WALLACE-TIERNAN | LINC-PDB-CHEMROOM WESTSLAKER /CHMF-DRY | ILCP-UR-LINC.-PDB.-CHEM | P301 | REMV | INAC INST | HUSSAARM | M |  |  |  | FEEDBACK | 20,000.000 UN | LB/DAY | STAINLESS STEEL | VOLUMETRIC DRY FEEDER | AW |  |  | Maint Look Functional Location | Ops Look Functional Location
5019521 | UNKNOWN | MATS-CEM-NRTHCEMRM W8SLAKER /CHMF-DRY | ILCP-CP-MATS.-CEM.-NRTH | P301 | INSV | INST | HUSSAARM | H |  |  |  | FEEDBACK | 30,000.000 UN | LB/DAY | STAINLESS STEEL | LOSS OF WEIGHT | AW |  |  | Maint Look Functional Location | Ops Look Functional Location

## CLASS-CHMF-GAS
Equipment | Manufacturer | Description | Functional Loc. | Planning plant | User status | System status | Created by | ABC indic. | ManufSerialNo. | Model number | Application | Chm-Dosing Control | Chm-Feed Rate | Chm-Feed Rate UOM | Chm-Material | Gas Feeder Type | Owned By | Special Mtn Note | Special Mtn Note Det | NARUC Maintenance Ac | NARUC Operations Acc | Special Mtn Note | Special Mtn Note Det
5003199 | SIEMENS | MCOPT-PLNT-CHLR PRE 1 /CHMF-GAS | INCR-Z1-MCOPT-PLNT-CHLR | P560 | INSV | INST | HUSSAARM | H | 234300009501-012152 | V10k | CHLORINE (GAS) | FLOW PACING | 200.000 UN | LB/DAY |  | CHLORINATOR | AW |  |  | Maint Water Treatment Equip | Ops Water Treatment
5003200 | SIEMENS | MCOPT-PLNT-CHLR PRE 2 /CHMF-GAS | INCR-Z1-MCOPT-PLNT-CHLR | P560 | INSV | INST | HUSSAARM | H | 234300009501-012736 | V10k | CHLORINE (GAS) | FLOW PACING | 200.000 UN | LB/DAY |  | CHLORINATOR | AW |  |  | Maint Water Treatment Equip | Ops Water Treatment
5003201 | UNKNOWN | MCOPT-PLNT-CHLR POST 1 /CHMF-GAS | INCR-Z1-MCOPT-PLNT-CHLR | P560 | INSV | INST | HUSSAARM | H |  |  | CHLORINE (GAS) | FLOW PACING | 100.000 UN | LB/DAY |  | CHLORINATOR | AW |  |  | Maint Water Treatment Equip | Ops Water Treatment
5003202 | UNKNOWN | MCOPT-PLNT-CHLR POST 2 /CHMF-GAS | INCR-Z1-MCOPT-PLNT-CHLR | P560 | INSV | INST | HUSSAARM | H |  |  | CHLORINE (GAS) | FLOW PACING | 100.000 UN | LB/DAY |  | CHLORINATOR | AW |  |  | Maint Water Treatment Equip | Ops Water Treatment
5003203 | SIEMENS | RETIRED TODDP-PLNT CHLORINE /CHMF-GAS | INCR-Z1-TODDP-PLNT | P560 | OOS | INAC INST | HUSSAARM | H |  | S10K | CHLORINE (GAS) | FEEDBACK | 20.000 UN | LB/DAY |  | CHLORINATOR | AW |  |  | Maint Water Treatment Equip | Ops Water Treatment
5003204 | SIEMENS | MCOPT-PLNT-CHLR REGULATOR 1 /CHMF-GAS | INCR-Z1-MCOPT-PLNT-CHLR | P560 | INSV | INST | HUSSAARM | H | 20-2012 | SFC SC | CHLORINE (GAS) |  | 200.000 UN | LB/DAY |  | CHLORINATOR | AW |  |  | Maint Water Treatment Equip | Ops Water Treatment
5003205 | SIEMENS | MCOPT-PLNT-CHLR REGULATOR 2 /CHMF-GAS | INCR-Z1-MCOPT-PLNT-CHLR | P560 | INSV | INST | HUSSAARM | H | 34-2012 | SFC SC W3T158819 | CHLORINE (GAS) |  | 200.000 UN | LB/DAY |  | CHLORINATOR | AW |  |  | Maint Water Treatment Equip | Ops Water Treatment

## CLASS-CHMF-LIQ
Equipment | Manufacturer | Description | Functional Loc. | Planning plant | User status | System status | Created by | ABC indic. | ManufSerialNo. | Model number | Application | Chm-Dosing Control | Chm-Feed Rate | Chm-Feed Rate UOM | Chm-Material | Liquid Feeder Type | Owned By | Special Mtn Note | Special Mtn Note Det | NARUC Maintenance Ac | NARUC Operations Acc | Special Mtn Note | Special Mtn Note Det
5019525 | UNKNOWN | LINC-PDB-CHEMROOM FLOURIDE /CHMF-LIQ | ILCP-UR-LINC.-PDB.-CHEM | P301 | REMV | INAC INST | HUSSAARM | H |  |  | WATER | FEEDBACK | 540.000 UN | LB/DAY | PLASTIC | VOLUMETRIC LIQ FEEDER | AW |  |  | Maint Water Treatment Equip | Ops Water Treatment
5019526 | UNKNOWN | MATS-CEM-NRTHCEMRM E8FLOURIDE /CHMF-LIQ | ILCP-CP-MATS.-CEM.-NRTH | P301 | INSV | INST | HUSSAARM | H |  |  | WATER | OTHER | 600.000 UN | LB/DAY | PLASTIC | VOLUMETRIC LIQ FEEDER | AW |  |  | Maint Water Treatment Equip | Ops Water Treatment
5019527 | UNKNOWN | MATS-CEM-NRTHCEMRM W8FLOURIDE /CHMF-LIQ | ILCP-CP-MATS.-CEM.-NRTH | P301 | INSV | INST | HUSSAARM | H |  |  | WATER | OTHER | 600.000 UN | LB/DAY | PLASTIC | VOLUMETRIC LIQ FEEDER | AW |  |  | Maint Water Treatment Equip | Ops Water Treatment

## CLASS-CNTRLPNL
Equipment | Manufacturer | Description | Functional Loc. | Planning plant | User status | System status | Created by | ABC indic. | ManufSerialNo. | Model number | Amp Rating | Control Panel Type | Owned By | Special Mtn Note | Special Mtn Note Det | Volt Rating | NARUC Maintenance Account | NARUC Operations Account | Special Mtn Note | Special Mtn Note Details
5017621 | SQUARE D | MATS-CEM-NRTHCEMRM E8 LIME /CP | ILCP-CP-MATS.-CEM.-NRTH | P301 | INSV | INST | HUSSAARM | H |  |  | 0.00 A | CNTRLPNL* | AW |  |  | 480 | Maint Look Functional Location | Ops Look Functional Location
5017622 | SQUARE D | MATS-CEM-NRTHCEMRM W8 LIME /CP | ILCP-CP-MATS.-CEM.-NRTH | P301 | INSV | INST | HUSSAARM | H |  |  | 0.00 A | CNTRLPNL* | AW |  |  | 480 | Maint Look Functional Location | Ops Look Functional Location
5017650 | CUTLER HAMMER | BRAD-WCM-LIMEROOM LIME SYS 1 /CP | ILCP-CP-BRAD.-WCM.-LIME | P301 | INSV | INST | HUSSAARM | H |  |  | 0.00 A | CNTRLPNL* | AW |  |  | 480 | Maint Look Functional Location | Ops Look Functional Location

## CLASS-CNTRLR
Equipment | Manufacturer | Description | Functional Loc. | Planning plant | User status | System status | Created by | ABC indic. | ManufSerialNo. | Model number | Application | COMM 1 Device | COMM 1 Type | COMM 2 Device | COMM 2 Type | COMM 3 Device | COMM 3 Type | COMM 4 Device | COMM 4 Type | COMM 5 Device | COMM 5 Type | COMM 6 Device | COMM 6 Type | CPU Battery # or (No | Controller Type | End Node? | Owned By | Remote I/O | Special Mtn Note | Special Mtn Note Det | Standby Power Type | Volt Rating | NARUC Maintenance Ac | NARUC Operations Acc | Special Mtn Note | Special Mtn Note Det
5007247 | UNKNOWN | KRS02-OBLD-SCAD LAN CABINET /CNTRLR | KYLX-OW-KRS02-OBLD-SCAD | P602 | INSV | INST | HUSSAARM | H |  |  | SINGLE VARIABLE CONTROLLER | [13 empty] | CNTRLR* |  | AW | [5 empty] | Maint Look Functional Location | Ops Look Functional Location
5007252 | UNKNOWN | KRS02-OBLD-SCAD INTERFACE /CNTRLR | KYLX-OW-KRS02-OBLD-SCAD | P602 | INSV | INST | HUSSAARM | H |  |  | DATA TRANSMITTER ONLY | [13 empty] | CNTRLR* |  | AW | [5 empty] | Maint Look Functional Location | Ops Look Functional Location

## CLASS-CO
Equipment | Manufacturer | Description | Functional Loc. | Planning plant | User status | System status | Created by | ABC indic. | ManufSerialNo. | Model number | Cleanout Type | Owned By | Waste Water Type | Basin | Sub Basin | Special Mtn Note | Special Mtn Note Detail | Dependency Driver 1 | Dependency Driver 2 | Cleanout Size | Material of Construction | Map Page | Surface Cover | Surface Cover Loc Type | Asset Location | Installation WO# | CO Fitting Type | CO Sweep Type | Historical ID | NARUC Maintenance Ac | NARUC Operations Acc | Special Mtn Note | Special Mtn Note Det
5007247 | UNKNOWN | KRS02-OBLD-SCAD LAN CABINET /CNTRLR | KYLX-OW-KRS02-OBLD-SCAD | P602 | INSV | INST | HUSSAARM | H |  |  | LATSERV | AW | COMBINED |  |  | ALERT CUSTOMER BEFORE |  | BURIED ASSET | SPECIAL TRAFFIC CONCERN | 4 | ABS |  | CONCRETE | STREET | EASEMENT |  | WYE | SINGLE |  | Maint Look Functional Location | Ops Look Functional Location
5007252 | UNKNOWN | KRS02-OBLD-SCAD INTERFACE /CNTRLR | KYLX-OW-KRS02-OBLD-SCAD | P602 | INSV | INST | HUSSAARM | H |  |  | MAINLINE | AW | IO EFFLUENT |  |  | BACK-SIDE YARD |  |  |  | 6 | BFP |  | ASPHALT | DRIVEWAY | COMPANY |  | TEE | DOUBLE |  | Maint Look Functional Location | Ops Look Functional Location
[13 empty] | RAW |  |  | SPECIAL TRAFFIC CONCERN |  |  |  |  | OTH |  | GRASS | PARKING | PRIVATE |  |  | NONE
[13 empty] | RECLAIMED |  |  | RECURRING PESTS |  |  |  |  | PVC |  | LANDSCAPING | SIDEWALK | PUBLIC ROW
[13 empty] | RO EFFLUENT |  |  | USE LOW PRESSURE |  |  |  |  | VCP |  | GRAVEL | OTHER
[13 empty] | STORM |  |  | OTHER | [6 empty] | SOIL | UNPAVED
[13 empty] | TREATED |  |  | NO VEHICLE ACCESS | [6 empty] | BRICK
[16 empty] | PUMPOUT REQUIRED | [6 empty] | OTHER
UNIMPROVED

## CLASS-COLLSYS
Equipment | Manufacturer | Description | Functional Loc. | Planning plant | User status | System status | Created by | ABC indic. | ManufSerialNo. | Model number | Collection System Type | Owned By | Special Mtn Note | Special Mtn Note Det | NARUC Maintenance Ac | NARUC Operations Acc | Special Mtn Note | Special Mtn Note Det
5179037 | MULTITECH INDUSTRIES | W3W4S-TRMT NETWORK /COMMUNICATIONS | PAHK-Z1-W3W4S-TRMT | P104 | INSV | INST | HUSSAARM | H | 602320102250953 | SG8100 |  | AW |  |  | Maint Look Functional Location | Ops Look Functional Location
5179038 | FORTINET | W3W4S-TRMT SCADA /COMMUNICATIONS | PAHK-Z1-W3W4S-TRMT | P104 | INSV | INST | HUSSAARM | H | FGT60B3909600677 | FG60B |  | AW |  |  | Maint Look Functional Location | Ops Look Functional Location

## CLASS-COMM-FWL
Equipment | Manufacturer | Description | Functional Loc. | Planning plant | User status | System status | Created by | ABC indic. | ManufSerialNo. | Model number | Annual Fee | Application | Baud Rate | Communication Firewa | Communication Type | Owned By | Special Mtn Note | Special Mtn Note Det | Standby Power Type | NARUC Maintenance Ac | NARUC Operations Acc | Special Mtn Note | Special Mtn Note Det
5179037 | MULTITECH INDUSTRIES | W3W4S-TRMT NETWORK /COMMUNICATIONS | PAHK-Z1-W3W4S-TRMT | P104 | INSV | INST | HUSSAARM | H | 602320102250953 | SG8100 |  | SECURITY ONLY | 9600 | COMM-FWL* | NETWORK | AW |  |  | UPS | Maint Look Functional Location | Ops Look Functional Location
5179038 | FORTINET | W3W4S-TRMT SCADA /COMMUNICATIONS | PAHK-Z1-W3W4S-TRMT | P104 | INSV | INST | HUSSAARM | H | FGT60B3909600677 | FG60B |  | SECURITY ONLY | 9600 | COMM-FWL* | NETWORK | AW |  |  | UPS | Maint Look Functional Location | Ops Look Functional Location

## CLASS-COMM-MOD
Equipment | Manufacturer | Description | Functional Loc. | Planning plant | User status | System status | Created by | ABC indic. | ManufSerialNo. | Model number | Annual Fee | Application | Baud Rate | Communication Modem | Communication Type | Owned By | Special Mtn Note | Special Mtn Note Det | Standby Power Type | NARUC Maintenance Ac | NARUC Operations Acc | Special Mtn Note | Special Mtn Note Det
5001049 | MOTOROLA | BELLB 202T /COMMUNICATIONS | ILPE-LI-BELLB | P306 | INSV | INST | HUSSAARM | H |  |  |  | CONTROL AND DAQ | 2400 | WIRE | LEASE LINE | AW |  |  | UPS | Maint Look Functional Location | Ops Look Functional Location
5001109 | UNKNOWN | SKOTY-WL12 9810 /COMMUNICATIONS | ILPE-PE-SKOTY-WL12 | P306 | INSV | INST | HUSSAARM | H |  |  |  | CONTROL AND DAQ | 19200 | FIBER OPTIC | NETWORK | AW |  |  | UPS | Maint Look Functional Location | Ops Look Functional Location
5001127 | UNKNOWN | SKOTY-PLNT FLT12 /COMMUNICATIONS | ILPE-PE-SKOTY-PLNT | P306 | INSV | INST | HUSSAARM | H |  |  |  | CONTROL AND DAQ | 19200 | FIBER OPTIC | NETWORK | AW |  |  | UPS | Maint Look Functional Location | Ops Look Functional Location
5001130 | UNKNOWN | SKOTY-PLNT FLT34 /COMMUNICATIONS | ILPE-PE-SKOTY-PLNT | P306 | INSV | INST | HUSSAARM | H |  |  |  | CONTROL AND DAQ | 19200 | FIBER OPTIC | NETWORK | AW |  |  | UPS | Maint Look Functional Location | Ops Look Functional Location
5001133 | UNKNOWN | SKOTY-PLNT FLT56 /COMMUNICATIONS | ILPE-PE-SKOTY-PLNT | P306 | INSV | INST | HUSSAARM | H |  |  |  | CONTROL AND DAQ | 19200 | FIBER OPTIC | NETWORK | AW |  |  | UPS | Maint Look Functional Location | Ops Look Functional Location
5001136 | UNKNOWN | SKOTY-PLNT FLT78 /COMMUNICATIONS | ILPE-PE-SKOTY-PLNT | P306 | INSV | INST | HUSSAARM | H |  |  |  | CONTROL AND DAQ | 19200 | FIBER OPTIC | NETWORK | AW |  |  | UPS | Maint Look Functional Location | Ops Look Functional Location
5001139 | UNKNOWN | SKOTY-PLNT HSP /COMMUNICATIONS | ILPE-PE-SKOTY-PLNT | P306 | INSV | INST | HUSSAARM | H |  |  |  | CONTROL AND DAQ | 19200 | FIBER OPTIC | NETWORK | AW |  |  | UPS | Maint Look Functional Location | Ops Look Functional Location
5001141 | UNKNOWN | SKOTY-CNTK CHEM /COMMUNICATIONS | ILPE-PE-SKOTY-CNTK | P306 | INSV | INST | HUSSAARM | H |  |  |  | CONTROL AND DAQ | 19200 | FIBER OPTIC | NETWORK | AW |  |  | UPS | Maint Look Functional Location | Ops Look Functional Location

## CLASS-COMM-RAD
Equipment | Manufacturer | Description | Functional Loc. | Planning plant | User status | System status | Created by | ABC indic. | ManufSerialNo. | Model number | Annual Fee | Antenna Type | Application | Baud Rate | Communication Radio | Communication Type | FCC License# | Owned By | Power (watts) | Receive Frequency | Special Mtn Note | Special Mtn Note Det | Standby Power Type | Transmit Frequency | NARUC Maintenance Account | NARUC Operations Account | Special Mtn Note | Special Mtn Note Details
5017928 | UNKNOWN | STJOPRV RADIO /COMMUNICATIONS | ILCP-SJ-STJOP | P301 | INSV | INST | HUSSAARM | H |  |  |  |  | CONTROL AND DAQ |  | COMM-RAD* | LICENSE RADIO |  | AW |  |  |  |  | NONE |  | Maint Look Functional Location | Ops Look Functional Location
5017927 | UNKNOWN | MKTST RADIO /COMMUNICATIONS | ILCP-CP-MKTST | P301 | INSV | INST | HUSSAARM | H |  |  |  |  | CONTROL AND DAQ |  | COMM-RAD* | LICENSE RADIO |  | AW |  |  |  |  | NONE |  | Maint Look Functional Location | Ops Look Functional Location
5017926 | UNKNOWN | PESOPRV RADIO /COMMUNICATIONS | ILCP-PS-PESOP | P301 | INSV | INST | HUSSAARM | H |  |  |  |  | CONTROL AND DAQ |  | COMM-RAD* | LICENSE RADIO |  | AW |  |  |  |  | NONE |  | Maint Look Functional Location | Ops Look Functional Location

## CLASS-COMM-RTR
Equipment | Manufacturer | Description | Functional Loc. | Planning plant | User status | System status | Created by | ABC indic. | ManufSerialNo. | Model number | Annual Fee | Application | Baud Rate | Communication Router | Communication Type | Owned By | Special Mtn Note | Special Mtn Note Det | Standby Power Type | NARUC Maintenance Ac | NARUC Operations Acc | Special Mtn Note | Special Mtn Note Det
5028996 | BLACK BOX | PLANT-ADMN STATIONS /COMMUNICATIONS | ILAL-Z1-PLANT-ADMN | P308 | INSV | INST | HUSSAARM | H |  |  | 0 USD | CONTROL AND DAQ |  | COMM-RTR* | LEASE LINE | AW |  |  | UPS | Maint Look Functional Location | Ops Look Functional Location
5028997 | BLACK BOX | HARLD-BSTR STATIONS /COMMUNICATIONS | ILAL-Z1-HARLD-BSTR | P308 | INSV | INST | HUSSAARM | H |  |  |  | CONTROL AND DAQ |  | COMM-RTR* | LEASE LINE | AW |  |  | UPS | Maint Look Functional Location | Ops Look Functional Location

## CLASS-COMM-SW
Equipment | Manufacturer | Description | Functional Loc. | Planning plant | User status | System status | Created by | ABC indic. | ManufSerialNo. | Model number | Annual Fee | Application | Baud Rate | Communication Switch | Communication Type | Owned By | Special Mtn Note | Special Mtn Note Det | Standby Power Type | NARUC Maintenance Ac | NARUC Operations Acc | Special Mtn Note | Special Mtn Note Det
5189406 | CISCO | DLCC-CB-GRND-MAIN RACK SWT/COMM | MOSL-C4-SERVI | P362 | INSV | INST | LYONSE | M | FOC1822Z0FB | CATALYST 2960+ |  | DAQ ONLY |  | COMM-SW* | NETWORK | AW |  |  | UPS | Maint Look Functional Location | Ops Look Functional Location
5195610 | CISCO | JEFFCITY HS PUMPS /COMM-SW | MOJC-SY-PLNT. | P352 | INSV | INST | LYONSE | L | FD01846T0A2 | IE-2000-8TC-B |  | CONTROL ONLY |  | COMM-SW* | NETWORK | AW |  |  | UPS | Maint Look Functional Location | Ops Look Functional Location
5196401 | CISCO | JEFF CITY HS PUMP RM SWT/COMM | MOJC-SY-PLNT. | P352 | INSV | INST | LYONSE | H | FD01846T0A2 | IE-2000-8TC-B |  | CONTROL ONLY |  | COMM-SW* | NETWORK | AW |  |  | UPS | Maint Look Functional Location | Ops Look Functional Location
5196724 | CISCO | NORTH-EAST HS SWGR SCADA /COMM-SW | MOSL-N4-NORTH | P360 | INSV | INST | LYONSE | M | FOC1843Z2ZD | IE-3000-8TC |  | NETWORK |  | COMM-SW* | NETWORK | AW |  |  |  | Maint Look Functional Location | Ops Look Functional Location
5197300 | CISCO | NORTH-PLC-K F-PO4-POLY SCADA /COMM-SW | MOSL-N4-NORTH | P360 | INSV | INST | LYONSE | M | FOC1409V7V9 | IE-3000-8TC |  | NETWORK |  | COMM-SW* | NETWORK | AW |  |  |  | Maint Look Functional Location | Ops Look Functional Location
5197301 | CISCO | NORTH-PLC-M EAST SLUDGE SCADA /COMM-SW | MOSL-N4-NORTH | P360 | INSV | INST | LYONSE | M | FDO1903T00V | IE-2000-4TS-B |  | NETWORK |  | COMM-SW* | NETWORK | AW |  |  |  | Maint Look Functional Location | Ops Look Functional Location
5197302 | CISCO | NORTH-PLC-N WEST SLUDGE SCADA /COMM-SW | MOSL-N4-NORTH | P360 | INSV | INST | LYONSE | M | FDO1903U01B | IE-2000-4TS-B |  | NETWORK |  | COMM-SW* | NETWORK | AW |  |  |  | Maint Look Functional Location | Ops Look Functional Location
5197303 | CISCO | NORTH-PLC-P WEST BASIN SCADA /COMM-SW | MOSL-N4-NORTH | P360 | INSV | INST | LYONSE | M | FDO1903T019 | IE-2000-4TS-B |  | NETWORK |  | COMM-SW* | NETWORK | AW |  |  |  | Maint Look Functional Location | Ops Look Functional Location
5197304 | CISCO | NORTH-PLC-L FERR-AMMON SCADA /COMM-SW | MOSL-N4-NORTH | P360 | INSV | INST | LYONSE | M | FOC1741V11G | IE-3000-8TC |  | NETWORK |  | COMM-SW* | NETWORK | AW |  |  |  | Maint Look Functional Location | Ops Look Functional Location
5197305 | CISCO | NORTH-PLC-H ANALYZER RM SCADA /COMM-SW | MOSL-N4-NORTH | P360 | INSV | INST | LYONSE | M | FDO1835U0D9 | IE-2000-4T-B |  | NETWORK |  | COMM-SW* | NETWORK | AW |  |  |  | Maint Look Functional Location | Ops Look Functional Location
5210205 | ALLEN BRADLEY | STRATMANN TANK SWT/COMM | MOSL-C4-STRT.-PB.. | P359 | INSV | INST | LYONSE | M | 60157FC5 | STRATIX 5700 |  | CONTROL AND DAQ |  | COMM-SW* | NETWORK | AW |  |  | UPS | Maint Look Functional Location | Ops Look Functional Location
5210206 | CISCO | NORTH-EAST BASIN SWT/COMM | MOSL-N4-NORTH-EB.. | P360 | OOS | INST | LYONSE | M | FDO1903T004 | IE-2000-4TS-B |  | CONTROL AND DAQ |  | COMM-SW* | NETWORK | AW |  |  | UPS | Maint Look Functional Location | Ops Look Functional Location
5211002 | ALLEN BRADLEY | NORTH-HS VFD SWT/COMM | MOSL-N4-NORTH-CB..-NC..-ELSR | P360 | INSV | INST | LYONSE | M | 60157DC8 | STRATIX 5700 |  | CONTROL AND DAQ |  | COMM-SW* | NETWORK | AW |  |  | UPS | Maint Look Functional Location | Ops Look Functional Location
5211003 | ALLEN BRADLEY | NORTH-EAST INTK SWT/COMM | MOSL-N4-NORTH-EIN.-CBIN | P360 | INSV | INST | LYONSE | M | 6015B1B9 | STRATIX 5700 |  | CONTROL AND DAQ |  | COMM-SW* | NETWORK | AW |  |  | UPS | Maint Look Functional Location | Ops Look Functional Location
5211004 | ALLEN BRADLEY | NORTH-WEST INTK SWT/COMM | MOSL-N4-NORTH-WIN.-CB..-MCC. | P360 | INSV | INST | LYONSE | M | 6015B1CB | STRATIX 5700 |  | CONTROL AND DAQ |  | COMM-SW* | NETWORK | AW |  |  | UPS | Maint Look Functional Location | Ops Look Functional Location
5211700 | CISCO | NORTH-PLC O EAST BASIN SCADA /COMM-SW | MOSL-N4-NORTH | P360 | OOS | INST | LYONSE | M | FDO1903T004 | IE-2000-4TS-B |  | NETWORK |  | COMM-SW* | NETWORK | AW |  |  |  | Maint Look Functional Location | Ops Look Functional Location
5211832 | CISCO | CENT-HSL-GRND PLCR1 DATA SWT /COMM | MOSL-W4-CENT.-ES..-ESBL | P359 | INSV | INST | LYONSE | M | FOC1841Z3DX | IE-3000-8TC |  | CONTROL ONLY |  | COMM-SW* | NETWORK | AW |  |  | UPS | Maint Look Functional Location | Ops Look Functional Location
5211833 | CISCO | ROSS BOOSTER-GRND DATA SWT /COMM | MOSL-C4-ROSS. | P359 | INSV | INST | LYONSE | M | FDO1835U07N | IE-2000-4T-B |  | CONTROL ONLY |  | COMM-SW* | NETWORK | AW |  |  | UPS | Maint Look Functional Location | Ops Look Functional Location
5212200 | CISCO | MEXICO-MAIN SCADA DATA SWT /COMM | MOMX-MZ-PLNT.-MCC4 | P359 | INSV | INST | LYONSE | H | FCQ1743Y4TN | WS-C2960-24-S |  | CONTROL ONLY |  | COMM-SW* | NETWORK | AW |  |  | UPS | Maint Look Functional Location | Ops Look Functional Location
5212201 | CISCO | CENT-FP2-UPRLVL FP2 DATA SWT /COMM | MOSL-W4-CENT.-FP2. | P359 | INSV | INST | LYONSE | M | FDO1815T0T8 | IE-2000-16TC-B |  | CONTROL ONLY |  | COMM-SW* | NETWORK | AW |  |  | UPS | Maint Look Functional Location | Ops Look Functional Location
5212202 | CISCO | PARKVILLE SCADA DATA SWT/COMM | MOPV-Z1-PLANT-PLT. | P362 | INSV | INST | LYONSE | H | FOC1822W3DD | WS-C2960+24TC-L |  | DAQ ONLY |  | COMM-SW* | NETWORK | AW |  |  | UPS | Maint Look Functional Location | Ops Look Functional Location
5212203 | CISCO | DLCC-RADIOS DATA SWT/COMM | MOSL-C4-SERVI | P362 | INSV | INST | LYONSE | H | FOC1741V13S | IE-3000-8TC |  | DAQ ONLY |  | COMM-SW* | NETWORK | AW |  |  | UPS | Maint Look Functional Location | Ops Look Functional Location
5212204 | CISCO | JEFF CITY HS PUMP RM SWT/COMM | MOJC-SY-PLNT. | P352 | INSV | INST | LYONSE | H | FOC1822W3PS | WS-C2960+24TC-L |  | CONTROL ONLY |  | COMM-SW* | NETWORK | AW |  |  | UPS | Maint Look Functional Location | Ops Look Functional Location
5222712 | ALLEN BRADLEY | NORTH-GRND-CARBON FEED SWT/COMM | MOSL-N4-NORTH-CFB. | P362 | INSV | INST | LYONSE | M | 6015DA00 | STRATIX 5700 |  | DAQ ONLY |  | COMM-SW* | NETWORK | AW |  |  | UPS | Maint Look Functional Location | Ops Look Functional Location
5227905 | CISCO | BRUNSWICK SCADA DATA SWT /COMM | MOBR | P362 | INSV | INST | ABERNERJ | H | FOC2032Z019 | WS-C2960C-8TC-L |  | DAQ ONLY |  | COMM-SW* | NETWORK | AW |  |  | UPS | Maint Look Functional Location | Ops Look Functional Location
5239408 | ALLEN BRADLEY | NORTH-PLC O EAST BASIN SCADA /COMM-SW | MOSL-N4-NORTH | P360 | INSV | INST | GENTRYT | M | SV3IF0WB | STRATIX 5700 |  | NETWORK |  | COMM-SW* | NETWORK | AW |  |  |  | Maint Look Functional Location | Ops Look Functional Location
5244618 | CISCO | PARKVILLE SCADA Network switch 1/COMM | MOPV-Z1-PLNT2-OPS.-TELE | P362 | INSV | INST | ABERNERJ | H |  | WS-C2960X-24TS-L |  | DAQ ONLY |  | COMM-SW* | NETWORK | AW |  |  | UPS | Maint Look Functional Location | Ops Look Functional Location
5244619 | CISCO | PARKVILLE SCADA Network switch 2/COMM | MOPV-Z1-PLNT2-OPS.-TELE | P362 | INSV | INST | ABERNERJ | H |  | WS-C2960X-24TS-L |  | DAQ ONLY |  | COMM-SW* | NETWORK | AW |  |  | UPS | Maint Look Functional Location | Ops Look Functional Location
5000954 | BLACK BOX | CFLD PMP BLDG SWITCH /COMM-SW | MOSL-W4-CFLD. | P359 | OOS | INST | HUSSAARM | M |  | LBH600A-HD-24 |  |  |  | COMM-SW* |  | AW |  |  |  | Maint Look Functional Location | Ops Look Functional Location
5000955 | BLACK BOX | CFLD MCC SWITCH /COMM-SW | MOSL-W4-CFLD. | P359 | INSV | INST | HUSSAARM | M |  | LBH600A-HD-24 |  |  |  | COMM-SW* |  | AW |  |  |  | Maint Look Functional Location | Ops Look Functional Location
5014548 | UNKNOWN | CENT-FP2-UPRLVL FP2 DATA SWT /COMM | MOSL-W4-CENT.-FP2.-UPLV | P359 | INSV | INST | HUSSAARM | M |  |  |  | CONTROL ONLY |  | COMM-SW* | NETWORK | AW |  |  | UPS | Maint Look Functional Location | Ops Look Functional Location
5014553 | UNKNOWN | CENT-FP2-UPRLVL KNOB FIBR SWT /COMM | MOSL-W4-CENT.-FP2.-UPLV | P359 | INSV | INST | HUSSAARM | M |  |  |  | CONTROL ONLY |  | COMM-SW* | NONE | AW |  |  | UPS | Maint Look Functional Location | Ops Look Functional Location
5014554 | UNKNOWN | CENT-FP2-UPRLVL HOG FIBER SWT /COMM | MOSL-W4-CENT.-FP2.-UPLV | P359 | INSV | INST | HUSSAARM | M |  |  |  | CONTROL ONLY |  | COMM-SW* | NONE | AW |  |  | UPS | Maint Look Functional Location | Ops Look Functional Location
5014555 | UNKNOWN | CENT-FP2-UPRLVL ES HSL SWT /COMM | MOSL-W4-CENT.-FP2.-UPLV | P359 | INSV | INST | HUSSAARM | M |  |  |  | CONTROL ONLY |  | COMM-SW* | NONE | AW |  |  | UPS | Maint Look Functional Location | Ops Look Functional Location
5014556 | UNKNOWN | CENT-FP2-UPRLVL LAB FIBER SWT /COMM | MOSL-W4-CENT.-FP2.-UPLV | P359 | INSV | INST | HUSSAARM | M |  |  |  | CONTROL ONLY |  | COMM-SW* | NONE | AW |  |  | UPS | Maint Look Functional Location | Ops Look Functional Location
5014561 | UNKNOWN | CENT-LAB FIBR SW /COMMUNICATIONS | MOSL-W4-CENT.-LAB. | P359 | INSV | INST | HUSSAARM | M |  |  |  | CONTROL ONLY |  | COMM-SW* | NETWORK | AW |  |  | NONE | Maint Look Functional Location | Ops Look Functional Location
5014570 | CISCO | CENT-AIN-INT A COMM SW /COMMUNICATIONS | MOSL-W4-CENT.-AIN.-INTC | P359 | INSV | INST | HUSSAARM | M |  |  |  | CONTROL ONLY |  | COMM-SW* | NETWORK | AW |  |  | UPS | Maint Look Functional Location | Ops Look Functional Location
5014572 | UNKNOWN | CENT-BIN-INT INT COMM SW /COMMUNICATIONS | MOSL-W4-CENT.-BIN.-INTC | P359 | INSV | INST | HUSSAARM | M |  |  |  | CONTROL ONLY |  | COMM-SW* | NETWORK | AW |  |  | UPS | Maint Look Functional Location | Ops Look Functional Location
5014575 | UNKNOWN | CENT-CB-UPR-NC-ITLAB1 SCADA SWT /COMM | MOSL-W4-CENT.-CB..-UNCF-ITLB | P359 | INSV | INST | HUSSAARM | M |  |  |  | CONTROL ONLY |  | COMM-SW* | NETWORK | AW |  |  | UPS | Maint Look Functional Location | Ops Look Functional Location
5014576 | UNKNOWN | CENT-CB-UPR-NC-ITLAB2 SCADA SWT /COMM | MOSL-W4-CENT.-CB..-UNCF-ITLB | P359 | INSV | INST | HUSSAARM | M |  |  |  | CONTROL ONLY |  | COMM-SW* | NETWORK | AW |  |  | UPS | Maint Look Functional Location | Ops Look Functional Location
5014577 | UNKNOWN | CENT-CB-UPR-NC-ITLAB BUS NET SWIT /COMM | MOSL-W4-CENT.-CB..-UNCF-ITLB | P359 | INSV | INST | HUSSAARM | M |  |  |  | CONTROL ONLY |  | COMM-SW* | NETWORK | AW |  |  | UPS | Maint Look Functional Location | Ops Look Functional Location
5016134 | CISCO | STRT-RB-RT ENET SW /COMM-SW | MOSL-C4-STRT.-RB..-RT.. | P359 | INSV | INST | HUSSAARM | M | FOC1409V7V9 | IE-3000-8TC | 0 USD |  |  | COMM-SW* | NETWORK | AW |  |  |  | Maint Look Functional Location | Ops Look Functional Location
5041340 | UNKNOWN | MERAM-CB SWT /COMMUNICATIONS | MOSL-S4-MERAM-CBG. | P362 | INSV | INST | HUSSAARM | M |  |  |  | DAQ ONLY |  | COMM-SW* | NETWORK | AW |  |  | UPS | Maint Look Functional Location | Ops Look Functional Location
5041360 | UNKNOWN | SOUTH-CB-GRND-NC-OPS BUS SWT /COMM | MOSL-S4-SOUTH-CBG.-NCFR-OBTH | P361 | INSV | INST | HUSSAARM | M |  |  |  | DAQ ONLY |  | COMM-SW* | NETWORK | AW |  |  | UPS | Maint Look Functional Location | Ops Look Functional Location
5041366 | UNKNOWN | SOUTH-CB-GRND-NC-OPS SWT /COMMUNICATIONS | MOSL-S4-SOUTH-CBG.-NCFR-OBTH | P361 | INSV | INST | HUSSAARM | M |  |  | 0 USD | DAQ ONLY |  | COMM-SW* | NETWORK | AW |  |  | UPS | Maint Look Functional Location | Ops Look Functional Location
5069423 | UNKNOWN | NORTH-EB E FILTERS SCADA /COMM-SW | MOSL-N4-NORTH-EB.. | P360 | OOS | INST | HUSSAARM | M | N-TRON SERIAL# 4782 | 508FX2-ST |  | NETWORK |  | COMM-SW* | NETWORK | AW |  |  |  | Maint Look Functional Location | Ops Look Functional Location
5189300 | CISCO | MERAM-CB-GRND-CF-HYPO FEED SWT/COMM | MOSL-S4-MERAM | P362 | INSV | INST | LYONSE | M | FDO1817T0SL | IE 2000 |  | DAQ ONLY |  | COMM-SW* | NETWORK | AW |  |  | UPS | Maint Look Functional Location | Ops Look Functional Location
5189301 | CISCO | MERAM-CB-GRND-CNTRL RM SWT/COMM | MOSL-S4-MERAM | P362 | INSV | INST | LYONSE | M | FCW1810A2ML | CATALYST 2960+ |  | DAQ ONLY |  | COMM-SW* | NETWORK | AW |  |  | UPS | Maint Look Functional Location | Ops Look Functional Location
5189302 | CISCO | SOUTH-CB-GRND-CF-HI SRVC PNL SWT/COMM | MOSL-S4-SOUTH | P362 | INSV | INST | LYONSE | M | FDO1740T02V | IE 2000 |  | DAQ ONLY |  | COMM-SW* | NETWORK | AW |  |  | UPS | Maint Look Functional Location | Ops Look Functional Location
5189303 | CISCO | SOUTH-CB-GRND-FILTER PNL SWT/COMM | MOSL-S4-SOUTH | P362 | INSV | INST | LYONSE | M | FDO1817T0UD | IE 2000 |  | DAQ ONLY |  | COMM-SW* | NETWORK | AW |  |  | UPS | Maint Look Functional Location | Ops Look Functional Location
5189400 | CISCO | CENTRAL-CB-GRND-CNTRL RM SWT/COMM | MOSL-W4-CENT. | P362 | INSV | INST | LYONSE | M | FOC1809V2ZW | CATALYST 2960+ |  | DAQ ONLY |  | COMM-SW* | NETWORK | AW |  |  | UPS | Maint Look Functional Location | Ops Look Functional Location
5189401 | CISCO | CENTRAL-FP-GRND-CNTRL RM SWT/COMM | MOSL-W4-CENT.-FP1. | P362 | INSV | INST | LYONSE | M | FOC1822Z0FS | CATALYST 2960+ |  | DAQ ONLY |  | COMM-SW* | NETWORK | AW |  |  | UPS | Maint Look Functional Location | Ops Look Functional Location
5189402 | CISCO | NORTH-GRND-CNTRL RM SWT/COMM | MOSL-N4-NORTH | P362 | INSV | INST | LYONSE | M | FOC1923Y103 | CATALYST 2960+ |  | DAQ ONLY |  | COMM-SW* | NETWORK | AW |  |  | UPS | Maint Look Functional Location | Ops Look Functional Location
5189403 | CISCO | JOPLIN-MAIN RACK SWT/COMM | MOJP-Z1-PLNT. | P353 | INSV | INST | LYONSE | H | FOC1822W3JZ | CATALYST 2960+ |  | DAQ ONLY |  | COMM-SW* | NETWORK | AW |  |  | UPS | Maint Look Functional Location | Ops Look Functional Location
5189404 | CISCO | SPARE SWT/COMM |  | P362 | OOS | AVLB | LYONSE | M |  | CATALYST 2960 |  | DAQ ONLY |  | COMM-SW* | NETWORK | AW |  |  | UPS | Maint Look Functional Location | Ops Look Functional Location
5189405 | CISCO | SOUTH-CB-GRND-MAIN RACK SWT/COMM | MOSL-S4-SOUTH | P362 | INSV | INST | LYONSE | M | FCW1810A2L7 | CATALYST 2960+ |  | DAQ ONLY |  | COMM-SW* | NETWORK | AW |  |  | UPS | Maint Look Functional Location | Ops Look Functional Location

## CLASS-COMM-TEL
Equipment | Manufacturer | Description | Functional Loc. | Planning plant | User status | System status | Created by | ABC indic. | ManufSerialNo. | Model number | Annual Fee | Antenna Type | Application | Baud Rate | Communication Teleph | Communication Type | Owned By | Power (watts) | Special Mtn Note | Special Mtn Note Det | Standby Power Type | NARUC Maintenance Account | NARUC Operations Account | Special Mtn Note | Special Mtn Note Details
5026496 | UNKNOWN | RGRLS TELEPHONE /COMMUNICATIONS | ILRGW-Z1-RGRLS | S313 | INSV | INST | HUSSAARM | H | [6 empty] | COMM-TEL* |  | AW |  |  |  |  | Maint Look Functional Location | Ops Look Functional Location
5026497 | UNKNOWN | RGWRF TELEPHONE /COMMUNICATIONS | ILRGW-Z1-RGWRF | S313 | INSV | INST | HUSSAARM | H | [6 empty] | COMM-TEL* |  | AW |  |  |  |  | Maint Look Functional Location | Ops Look Functional Location
5026498 | UNKNOWN | RGWRF-ADCD TELEPHONE /COMMUNICATIONS | ILRGW-Z1-RGWRF-ADCD | S313 | INSV | INST | HUSSAARM | H | [6 empty] | COMM-TEL* |  | AW |  |  |  |  | Maint Look Functional Location | Ops Look Functional Location

## CLASS-COMP
Equipment | Manufacturer | Description | Functional Loc. | Planning plant | User status | System status | Created by | ABC indic. | ManufSerialNo. | Model number | Application | BHP Rating | Capacity Rating | Capacity UOM | Compressor Type | Drive Type | Max Pressure | Owned By | RPM Operating | Special Mtn Note | Special Mtn Note Det | Stages | Tnk-Volume (gal) | NARUC Maintenance Ac | NARUC Operations Acc | Special Mtn Note | Special Mtn Note Det
5023841 | SPEEDAIRE | PLANT-CHEM SHOP AIR /COMPRESSOR | ILAL-Z1-PLANT-CHEM | P308 | INSV | INST | HUSSAARM | L |  |  |  | 0.00 HP AW | 0.00 UN |  | STATIONARY POSITIVE DISP |  | 0.0 PSI | AW |  |  |  |  | 0.00 1GL | Maint Look Functional Location | Ops Look Functional Location
5023844 | QUINCY | PLANT-TRMT PLANT 1 AIR /COMPRESSOR | ILAL-Z1-PLANT-TRMT | P308 | INSV | INST | HUSSAARM | H | QU0811130132 | 350 | WATER PROCESSING | 10.00 HP AW | 0.00 UN |  | STATIONARY POSITIVE DISP | BELT | 200.0 PSI | AW |  |  |  | 2 | 80.00 1GL | Maint Look Functional Location | Ops Look Functional Location
5023845 | UNKNOWN | PLANT-TRMT PLANT 2 AIR /COMPRESSOR | ILAL-Z1-PLANT-TRMT | P308 | INSV | INST | HUSSAARM | H |  |  | WATER PROCESSING | 10.00 HP AW | 0.00 UN |  | STATIONARY POSITIVE DISP | BELT | 120.0 PSI | AW |  |  |  | 2 | 80.00 1GL | Maint Look Functional Location | Ops Look Functional Location

## CLASS-CONTACTR
Equipment | Manufacturer | Description | Functional Loc. | Planning plant | User status | System status | Created by | ABC indic. | ManufSerialNo. | Model number | Amp Rating | Contactor Type | Contactor Type | Interrupting Capacit | Owned By | Special Mtn Note | Special Mtn Note Det | Volt Rating | NARUC Maintenance Ac | NARUC Operations Acc | Special Mtn Note | Special Mtn Note Det
5028831 | UNKNOWN | PLANT-RWPS PUMP RM EFS /CON | ILAL-Z1-PLANT-RWPS | P308 | INSV | INST | HUSSAARM | L |  |  |  | CONTACTR* |  |  | AW |  |  | 120 | Maint Look Functional Location | Ops Look Functional Location
5061825 | UNKNOWN | SPLNT-SFLT-MCC1 EYEWASH HEATER /CON | ILLC-Z1-SPLNT-SFLT-MCC1 | P307 | INSV | INST | HUSSAARM | L |  |  |  | CONTACTR* |  |  | AW |  |  | 480 | Maint Look Functional Location | Ops Look Functional Location
5061829 | UNKNOWN | SPLNT-SFLT-MCC1 UNIT HEATER 7 /CON | ILLC-Z1-SPLNT-SFLT-MCC1 | P307 | INSV | INST | HUSSAARM | M |  |  |  | CONTACTR* |  |  | AW |  |  | 480 | Maint Look Functional Location | Ops Look Functional Location
5061830 | UNKNOWN | SPLNT-SFLT-MCC1 UNIT HEATER 11 /CON | ILLC-Z1-SPLNT-SFLT-MCC1 | P307 | INSV | INST | HUSSAARM | M |  |  |  | CONTACTR* |  |  | AW |  |  | 480 | Maint Look Functional Location | Ops Look Functional Location
5061831 | UNKNOWN | SPLNT-SFLT-MCC1 UNIT HEATER 9 /CON | ILLC-Z1-SPLNT-SFLT-MCC1 | P307 | INSV | INST | HUSSAARM | M |  |  |  | CONTACTR* |  |  | AW |  |  | 480 | Maint Look Functional Location | Ops Look Functional Location
5061832 | UNKNOWN | SPLNT-SFLT-MCC1 UNIT HEATER 1 /CON | ILLC-Z1-SPLNT-SFLT-MCC1 | P307 | INSV | INST | HUSSAARM | M |  |  |  | CONTACTR* |  |  | AW |  |  | 480 | Maint Look Functional Location | Ops Look Functional Location
5061833 | UNKNOWN | SPLNT-SFLT-MCC1 UNIT HEATER 6 /CON | ILLC-Z1-SPLNT-SFLT-MCC1 | P307 | INSV | INST | HUSSAARM | M |  |  |  | CONTACTR* |  |  | AW |  |  | 480 | Maint Look Functional Location | Ops Look Functional Location
5061834 | UNKNOWN | SPLNT-SFLT-MCC1 CL2 RM HEATER /CON | ILLC-Z1-SPLNT-SFLT-MCC1 | P307 | INSV | INST | HUSSAARM | H |  |  |  | CONTACTR* |  |  | AW |  |  | 480 | Maint Look Functional Location | Ops Look Functional Location
5061835 | UNKNOWN | SPLNT-SFLT-MCC1 CL2 EXHAUST /CON | ILLC-Z1-SPLNT-SFLT-MCC1 | P307 | INSV | INST | HUSSAARM | H |  |  |  | CONTACTR* |  |  | AW |  |  | 480 | Maint Look Functional Location | Ops Look Functional Location
5061836 | UNKNOWN | SPLNT-SFLT-MCC1 EXHUAST FAN 1 /CON | ILLC-Z1-SPLNT-SFLT-MCC1 | P307 | INSV | INST | HUSSAARM | M |  |  |  | CONTACTR* |  |  | AW |  |  | 480 | Maint Look Functional Location | Ops Look Functional Location
5061837 | UNKNOWN | SPLNT-SFLT-MCC1 OVERHEAD DOOR /CON | ILLC-Z1-SPLNT-SFLT-MCC1 | P307 | INSV | INST | HUSSAARM | M |  |  |  | CONTACTR* |  |  | AW |  |  | 480 | Maint Look Functional Location | Ops Look Functional Location
5061838 | UNKNOWN | SPLNT-SFLT-MCC1 GATES /CON | ILLC-Z1-SPLNT-SFLT-MCC1 | P307 | INSV | INST | HUSSAARM | M |  |  |  | CONTACTR* |  |  | AW |  |  | 480 | Maint Look Functional Location | Ops Look Functional Location

## CLASS-CONTAIN
Equipment | Manufacturer | Description | Functional Loc. | Planning plant | User status | System status | Created by | ABC indic. | ManufSerialNo. | Model number | Application | Containment Type | Indoor/Outdoor | Owned By | Special Mtn Note | Special Mtn Note Det | Tnk-State Inspection | Tnk-Volume (gal) | Underground | NARUC Maintenance Account | NARUC Operations Account | Special Mtn Note | Special Mtn Note Details
5012844 | UNKNOWN | SWTPS Waste /SECONDARY CONTAINMENT | ILPT-SN-SWTPS | P304 | INSV | INST | HUSSAARM | M |  |  | WASH WATER | CONTAIN-CONC | OUTDOORS | AW |  |  | XX | 8,000.00 1GL | Y | Maint Look Functional Location | Ops Look Functional Location
5012846 | UNKNOWN | PWTPS Waste /SECONDARY CONTAINMENT | ILPT-PO-PWTPS | P304 | INSV | INST | HUSSAARM | M |  |  | WASTE WATER | CONTAIN-CONC | INDOORS | AW |  |  | XX | 120,000.00 1GL | Y | Maint Look Functional Location | Ops Look Functional Location
5035030 | UNKNOWN | PLANT CHEM SPILL /SECONDARY CONTAINMENT | ILAL-Z1-PLANT | P308 | INSV | INST | HUSSAARM | M |  |  |  | CONTAIN-PL | OUTDOORS | AW |  |  | XX | 4,000.00 1GL | XX | Maint Look Functional Location | Ops Look Functional Location

## CLASS-CONVEYOR
Equipment | Manufacturer | Description | Functional Loc. | Planning plant | User status | System status | Created by | ABC indic. | ManufSerialNo. | Model number | Conveyor Type | Length (FT) | Lift (FT) | Owned By | RPM Operating | Special Mtn Note | Special Mtn Note Det | Speed (FPS) | Width (FT) | NARUC Maintenance Ac | NARUC Operations Acc | Special Mtn Note | Special Mtn Note Det
5038131 | UNKNOWN | RRS01-TPLT-RBLD PRESS /CONVEYOR | KYLX-FA-RRS01-TPLT-RBLD | P602 | INSV | INST | HUSSAARM | M |  |  | BELT CONVEYOR | 0.00 Feet | 0.00 Feet | AW |  |  |  | 0.00 RPM | 0.00 Feet | Maint Water Treatment Equip | Ops Water Treatment
5073283 | UNKNOWN | KRS02-FPBD SLUDGE CONVYR /CONVEYOR | KYLX-OW-KRS02-FPBD | P602 | INSV | INST | HUSSAARM | H |  |  | BELT CONVEYOR | 0.00 Feet | 0.00 Feet | AW |  |  |  | 0.00 RPM | 0.00 Feet | Maint Water Treatment Equip | Ops Water Treatment

## CLASS-DAM
Equipment | Manufacturer | Description | Functional Loc. | Planning plant | User status | System status | Created by | ABC indic. | ManufSerialNo. | Model number | Dam Type | Height (FT) | Normal Pool Capacity | Normal Pool Height ( | Owned By | Special Mtn Note | Special Mtn Note Det | State ID Number | NARUC Maintenance Ac | NARUC Operations Acc | Special Mtn Note | Special Mtn Note Det
5003000 | UNKNOWN | MSTDM Pontiac /DAM | ILPT-PO-MSTDM | P304 | INSV | INST | HUSSAARM | M |  |  | CONCRETE ARCH | 6.00 Feet | 50.0 MG | 0.0 Feet | AW |  |  |  | Maint Source of Supply Lake | Ops Source of Supply (S of S)
5208983 | UNKNOWN | Streator Vermillion River Dam /DAM | ILST-Z1-STRTF-DAM1 | P302 | INSV | INST | LEWISMD | H |  |  | CONCRETE GRAVITY | 15.50 Feet |  |  | AW |  |  | IL-01156 | Maint Source of Supply Lake | Ops Source of Supply (S of S)

## CLASS-DISTSYS
Equipment | Manufacturer | Description | Functional Loc. | Planning plant | User status | System status | Created by | ABC indic. | ManufSerialNo. | Model number | Distribution System Type | Owned By | Dependency Driver 1 | Special Mtn Note | Special Mtn Note Det | NARUC Maintenance Ac | NARUC Operations Acc | Special Mtn Note | Special Mtn Note Det
5107315 | VIVAX-METROTECH | AWEL3-OPSC LINE LOCATOR 1 /DISTSYS | PAAB-AB-AWEL3-OPSC | P101 | INSV | INST | HUSSAARM | H | 5176 | 810 |  | AW |  |  |  | Maint Look Functional Location | Ops Look Functional Location
5107317 | VIVAX-METROTECH | AWEL3-OPSC LINE LOCATOR 2 /DISTSYS | PAAB-AB-AWEL3-OPSC | P101 | INSV | INST | HUSSAARM | H | 24752 | 810 |  | AW |  |  |  | Maint Look Functional Location | Ops Look Functional Location

## CLASS-DISTTOOL
Equipment | Manufacturer | Description | Functional Loc. | Planning plant | User status | System status | Created by | ABC indic. | ManufSerialNo. | Model number | Detector Type | Distribution Tool Ty | Max # of Sensors | Owned By | Sensor Type | Special Mtn Note | Special Mtn Note Det | NARUC Maintenance Ac | NARUC Operations Acc | Special Mtn Note | Special Mtn Note Det
5107315 | VIVAX-METROTECH | AWEL3-OPSC LINE LOCATOR 1 /DISTTOOL | PAAB-AB-AWEL3-OPSC | P101 | INSV | INST | HUSSAARM | H | 5176 | 810 |  | LOCATOR |  | AW |  |  |  | Maint Look Functional Location | Ops Look Functional Location
5107317 | VIVAX-METROTECH | AWEL3-OPSC LINE LOCATOR 2 /DISTTOOL | PAAB-AB-AWEL3-OPSC | P101 | INSV | INST | HUSSAARM | H | 24752 | 810 |  | LOCATOR |  | AW |  |  |  | Maint Look Functional Location | Ops Look Functional Location

## CLASS-ELEVATOR
Equipment | Manufacturer | Description | Functional Loc. | Planning plant | User status | System status | Created by | ABC indic. | ManufSerialNo. | Model number | Capacity Rating | Capacity UOM | Elevator Type | Owned By | Retest Required | Special Mtn Note | Special Mtn Note Det | NARUC Maintenance Ac | NARUC Operations Acc | Special Mtn Note | Special Mtn Note Det
5044221 | UNKNOWN | PLNT-FB1 /ELEVATOR | MOJP-Z1-PLNT.-FB1. | P353 | INSV | INST | HUSSAARM | L | 285338 | F-T | 2,500.00 UN | LB | ELEV ELEC | AW |  |  |  | Maint Look Functional Location | Ops Look Functional Location
5051465 | UNKNOWN | PLNT FRIEGHT ELEVATOR /ELEVATOR | MOMX-MZ-PLNT. | P354 | INSV | INST | HUSSAARM | H |  |  |  |  | ELEV ELEC | AW | Y |  |  | Maint Look Functional Location | Ops Look Functional Location
5051829 | UNKNOWN | PLANT /ELEVATOR | MOSJ-Z1-PLNT. | P357 | INSV | INST | HUSSAARM | M | CP-93750 |  |  |  | ELEV ELEC | AW |  |  |  | Maint Look Functional Location | Ops Look Functional Location

## CLASS-ELIGHT
Equipment | Manufacturer | Description | Functional Loc. | Planning plant | User status | System status | Created by | ABC indic. | ManufSerialNo. | Model number | Backup Power | Emergency Light Type | Owned By | Retest Required | Special Mtn Note | Special Mtn Note Det | NARUC Maintenance Account | NARUC Operations Account | Special Mtn Note | Special Mtn Note Details
5190516 | LITHONIA | ILIU-GC-CHOU.-INT. SCREEN RM/ELIGHT | ILIU-GC-CHOU.-INT. | P311 | INSV | INST | ALBERSTG | H |  | 210LA2 | Y | STANDALONE ELIGHT | AW | Y |  |  | Maint Look Functional Location | Ops Look Functional Location
5190517 | LITHONIA | ILIU-GC-CHOU.-INT. VFD RM/ELIGHT | ILIU-GC-CHOU.-INT. | P311 | INSV | INST | ALBERSTG | H |  | 210LA2 | Y | STANDALONE ELIGHT | AW | Y |  |  | Maint Look Functional Location | Ops Look Functional Location
5190518 | LITHONIA | ILIU-GC-CHOU.-INT. BASEMENT/ELIGHT | ILIU-GC-CHOU.-INT. | P311 | INSV | INST | ALBERSTG | H |  | 210LA2 | Y | STANDALONE ELIGHT | AW | Y |  |  | Maint Look Functional Location | Ops Look Functional Location

## CLASS-ENG
Equipment | Manufacturer | Description | Functional Loc. | Planning plant | User status | System status | Created by | ABC indic. | ManufSerialNo. | Model number | Application | Engine Type | Fuel UOM | HP Rating | Max Fuel Consumption | Number of Cylinders | Owned By | Self Starting? | Special Mtn Note | Special Mtn Note Det | Tnk-Volume (gal) | NARUC Maintenance Ac | NARUC Operations Acc | Special Mtn Note | Special Mtn Note Det
5104044 | DETROIT | AWEL3-OPSC PORTABLE 1 GEN /ENGINE | PAAB-AB-AWEL3-OPSC | P101 | INSV | INST | HUSSAARM | H |  | 4BT3-9G2 | EMERGENCY ELEC GENERATION | DIESEL |  | 102.00 HP AW | 0.00 UN | 0 EA | AW | N |  |  | 50.00 1GL | Maint Look Functional Location | Ops Look Functional Location
5104045 | HONDA | AWEL3-OPSC PORTABLE 2 GEN /ENGINE | PAAB-AB-AWEL3-OPSC | P101 | INSV | INST | HUSSAARM | M |  |  | EMERGENCY ELEC GENERATION | GASOLINE |  | 15.00 HP AW |  |  | AW | N |  |  |  | Maint Look Functional Location | Ops Look Functional Location
5104046 | HONDA | AWEL3-OPSC PORTABLE 3 GEN /ENGINE | PAAB-AB-AWEL3-OPSC | P101 | INSV | INST | HUSSAARM | M |  |  | EMERGENCY ELEC GENERATION | GASOLINE |  | 15.00 HP AW |  |  | AW | N |  |  |  | Maint Look Functional Location | Ops Look Functional Location
5104047 | BRIGGS-STRATTON | AWEL3-OPSC DEWATERING PUMP 1 /ENGINE | PAAB-AB-AWEL3-OPSC | P101 | INSV | INST | HUSSAARM | M |  |  | PUMPING | GASOLINE |  | 999.00 HP AW |  |  | AW | N |  |  |  | Maint Look Functional Location | Ops Look Functional Location
5104048 | HONDA | AWEL3-OPSC TRASH PUMP 3 IN /ENGINE | PAAB-AB-AWEL3-OPSC | P101 | INSV | INST | HUSSAARM | M |  |  | PUMPING | GASOLINE |  | 999.00 HP AW |  |  | AW | N |  |  |  | Maint Look Functional Location | Ops Look Functional Location
5104049 | HONDA | AWEL3-OPSC TRASH PUMP 2 IN /ENGINE | PAAB-AB-AWEL3-OPSC | P101 | INSV | INST | HUSSAARM | M |  |  | PUMPING | GASOLINE |  | 999.00 HP AW |  |  | AW | N |  |  |  | Maint Look Functional Location | Ops Look Functional Location
5104050 | BRIGGS-STRATTON | AWEL3-OPSC DEWATERING PUMP 2 /ENGINE | PAAB-AB-AWEL3-OPSC | P101 | INSV | INST | HUSSAARM | M |  |  | PUMPING | GASOLINE |  | 999.00 HP AW |  |  | AW | N |  |  |  | Maint Look Functional Location | Ops Look Functional Location

## CLASS-EYEWASH
Equipment | Manufacturer | Description | Functional Loc. | Planning plant | User status | System status | Created by | ABC indic. | ManufSerialNo. | Model number | Eyewash Type | Owned By | Retest Required | Special Mtn Note | Special Mtn Note Det | NARUC Maintenance Ac | NARUC Operations Acc | Special Mtn Note | Special Mtn Note Det
5019734 | UNKNOWN | LINC-PDB-CNTRLRM BOTTLES /EYEWASH | ILCP-UR-LINC.-PDB.-CNTR | P301 | REMV | INAC INST | HUSSAARM | H |  |  | PORTABLE EYEWASH | AW | Y |  |  | Maint Look Functional Location | Ops Look Functional Location
5019735 | UNKNOWN | LINC-PDB-CHEMROOM /EYEWASH | ILCP-UR-LINC.-PDB.-CHEM | P301 | REMV | INAC INST | HUSSAARM | H |  |  | PERMANENT EYEWASH | AW | Y |  |  | Maint Look Functional Location | Ops Look Functional Location
5019736 | UNKNOWN | LINC-PDB-DISTGARAGE /EYEWASH | ILCP-UR-LINC.-PDB.-DIST | P301 | REMV | INAC INST | HUSSAARM | H |  |  | PERMANENT EYEWASH | AW | Y |  |  | Maint Look Functional Location | Ops Look Functional Location
5019738 | UNKNOWN | MATS-CEM-STHCEMRM BOTTLES /EYEWASH | ILCP-CP-MATS.-CEM.-STHC | P301 | INSV | INST | HUSSAARM | H |  |  | PORTABLE EYEWASH | AW | Y |  |  | Maint Look Functional Location | Ops Look Functional Location
5019739 | UNKNOWN | MATS-CEM-CNTRLRM BOTTLES /EYEWASH | ILCP-CP-MATS.-CEM.-CNTR | P301 | INSV | INST | HUSSAARM | H |  |  | PORTABLE EYEWASH | AW | Y |  |  | Maint Look Functional Location | Ops Look Functional Location
5019745 | UNKNOWN | BRAD-MNB-HYPORM /EYEWASH | ILCP-CP-BRAD.-MNB.-HYPO | P301 | INSV | INST | HUSSAARM | H |  |  | PERMANENT EYEWASH | AW | Y |  |  | Maint Look Functional Location | Ops Look Functional Location
5019752 | UNKNOWN | BRAD-WCM-LIMEROOM MIDLEV /EYEWASH | ILCP-CP-BRAD.-WCM.-LIME | P301 | INSV | INST | HUSSAARM | H |  |  | PERMANENT EYEWASH | AW | Y |  |  | Maint Look Functional Location | Ops Look Functional Location
5019753 | UNKNOWN | BRAD-WCM-LIMEROOM UPR LEVL /EYEWASH | ILCP-CP-BRAD.-WCM.-LIME | P301 | INSV | INST | HUSSAARM | H |  |  | PERMANENT EYEWASH | AW | Y |  |  | Maint Look Functional Location | Ops Look Functional Location
5019758 | UNKNOWN | DVSH CEM LAB /EYEWASH | ILCP-CP-DVSH. | P301 | INSV | INST | HUSSAARM | H |  |  | PERMANENT EYEWASH | AW | Y |  |  | Maint Look Functional Location | Ops Look Functional Location
5019759 | UNKNOWN | DVSH BACTI LAB /EYEWASH | ILCP-CP-DVSH. | P301 | INSV | INST | HUSSAARM | H |  |  | PERMANENT EYEWASH | AW | Y |  |  | Maint Look Functional Location | Ops Look Functional Location

## CLASS-FACILITY
Equipment | Manufacturer | Description | Functional Loc. | Planning plant | User status | System status | Created by | ABC indic. | ManufSerialNo. | Model number | Backup Power | Block | Facility Type | Fire Alarm | Lot | On SCADA? | Owned By | Security Type | Special Mtn Note | Special Mtn Note Det | Staffing | Total Sq ft | Voltage Entering | NARUC Maintenance Account | NARUC Operations Account | Special Mtn Note | Special Mtn Note Details
5047061 | UNKNOWN | WELL1 /FACILITY | ILCS-Z1-WELL1 | P313 | INSV | INST | HUSSAARM | M |  |  | Y |  | FACILITY* | N |  | Y | AW | SCADA AND DIAL OUT |  |  | WEEKDAY VISIT | 0 ft2 |  | Maint Look Functional Location | Ops Look Functional Location
5047053 | UNKNOWN | WLBS-TNK /FACILITY | ILIU-BV-WLBS.-TNK. | P310 | INSV | INST | HUSSAARM | H |  |  | N |  | FACILITY* | N |  | Y | AW | SCADA |  |  | DAILY VISIT | 0 ft2 |  | Maint Look Functional Location | Ops Look Functional Location
5047052 | UNKNOWN | WLBS-BST /FACILITY | ILIU-BV-WLBS.-BST. | P310 | INSV | INST | HUSSAARM | H |  |  | N |  | FACILITY* | Y |  | Y | AW | SCADA |  |  | DAILY VISIT | 0 ft2 |  | Maint Look Functional Location | Ops Look Functional Location

## CLASS-FIRE-AL
Equipment | Manufacturer | Description | Functional Loc. | Planning plant | User status | System status | Created by | ABC indic. | ManufSerialNo. | Model number | Action Taken Upon Al | Fire Alarm Type | Fire Class Rating | Owned By | Retest Required | Special Mtn Note | Special Mtn Note Det | NARUC Maintenance Ac | NARUC Operations Acc | Special Mtn Note | Special Mtn Note Det
5133330 | UNKNOWN | WBNGR-TRMT SMOKE DETECTORS /FIRE-AL | PABA-BA-WBNGR-TRMT | P102 | INSV | INST | HUSSAARM | H |  |  | XX | SYSTEM |  | AW | Y |  |  | Maint Look Functional Location | Ops Look Functional Location
5133331 | UNKNOWN | BNGRC-WTPS-TRMT PLANT /FIRE-AL | PABA-BA-BNGRC-WTPS-TRMT | P102 | INSV | INST | HUSSAARM | H |  |  | XX | SYSTEM |  | AW | Y |  |  | Maint Look Functional Location | Ops Look Functional Location
5133332 | UNKNOWN | BNGRC-WTPS-OPSC OPERATIONS /FIRE-AL | PABA-BA-BNGRC-WTPS-OPSC | P102 | INSV | INST | HUSSAARM | H |  |  | XX | SYSTEM |  | AW | Y |  |  | Maint Look Functional Location | Ops Look Functional Location

## CLASS-FIRE-EX
Equipment | Manufacturer | Description | Functional Loc. | Planning plant | User status | System status | Created by | ABC indic. | ManufSerialNo. | Model number | Fire Class Rating | Fire Extinguisher Ty | Owned By | Retest Required | Special Mtn Note | Special Mtn Note Det | NARUC Maintenance Ac | NARUC Operations Acc | Special Mtn Note | Special Mtn Note Det
5019687 | ANSUL-SCNTRY | MATS-FBE E8 FLTR BLD /FIRE-EX | ILCP-CP-MATS.-FBE. | P301 | INSV | INST | HUSSAARM | H |  |  | FIRE CLASS ABC | POWDER | AW | Y |  |  | Maint Look Functional Location | Ops Look Functional Location
5019688 | UNKNOWN | BRAD-MNB-LAB HALLWAY /FIRE-EX | ILCP-CP-BRAD.-MNB.-LAB. | P301 | INSV | INST | HUSSAARM | H |  |  | FIRE CLASS ABC | POWDER | AW | Y |  |  | Maint Look Functional Location | Ops Look Functional Location
5019689 | UNKNOWN | BRAD-MNB-PROBERM PROBE RM /FIRE-EX | ILCP-CP-BRAD.-MNB.-PROB | P301 | INSV | INST | HUSSAARM | H |  |  | FIRE CLASS ABC | POWDER | AW | Y |  |  | Maint Look Functional Location | Ops Look Functional Location
5019690 | UNKNOWN | BRAD-MNB-GARAGE 1 /FIRE-EX | ILCP-CP-BRAD.-MNB.-GARA | P301 | INSV | INST | HUSSAARM | H |  |  | FIRE CLASS ABC | GAS | AW | Y |  |  | Maint Look Functional Location | Ops Look Functional Location
5019691 | UNKNOWN | BRAD-MNB-GARAGE 2 /FIRE-EX | ILCP-CP-BRAD.-MNB.-GARA | P301 | INSV | INST | HUSSAARM | H |  |  | FIRE CLASS ABC | POWDER | AW | Y |  |  | Maint Look Functional Location | Ops Look Functional Location
5019692 | UNKNOWN | BRAD-MNB-OFFICE HALLWAY /FIRE-EX | ILCP-CP-BRAD.-MNB.-OFFI | P301 | INSV | INST | HUSSAARM | H |  |  | FIRE CLASS ABC | POWDER | AW | Y |  |  | Maint Look Functional Location | Ops Look Functional Location
5019693 | UNKNOWN | BRAD-MNB-EELCR HS ELEC /FIRE-EX | ILCP-CP-BRAD.-MNB.-EELC | P301 | INSV | INST | HUSSAARM | H |  |  | FIRE CLASS ABC | GAS | AW | Y |  |  | Maint Look Functional Location | Ops Look Functional Location
5019694 | UNKNOWN | BRAD-MNB-BLOWERRM HALLWAY /FIRE-EX | ILCP-CP-BRAD.-MNB.-BLOW | P301 | INSV | INST | HUSSAARM | H |  |  | FIRE CLASS ABC | POWDER | AW | Y |  |  | Maint Look Functional Location | Ops Look Functional Location
5019695 | UNKNOWN | BRAD-MNB-HYPORM HALLWAY /FIRE-EX | ILCP-CP-BRAD.-MNB.-HYPO | P301 | INSV | INST | HUSSAARM | H |  |  | FIRE CLASS ABC | POWDER | AW | Y |  |  | Maint Look Functional Location | Ops Look Functional Location
5019696 | UNKNOWN | BRAD-MNB-HALLWAY NORTH /FIRE-EX | ILCP-CP-BRAD.-MNB.-HALL | P301 | INSV | INST | HUSSAARM | H |  |  | FIRE CLASS ABC | POWDER | AW | Y |  |  | Maint Look Functional Location | Ops Look Functional Location
5019697 | UNKNOWN | BRAD-MNB-HALLWAY SOUTH /FIRE-EX | ILCP-CP-BRAD.-MNB.-HALL | P301 | INSV | INST | HUSSAARM | H |  |  | FIRE CLASS ABC | POWDER | AW | Y |  |  | Maint Look Functional Location | Ops Look Functional Location
5019698 | UNKNOWN | BRAD-MNB-PIPEGAL EAST SIDE /FIRE-EX | ILCP-CP-BRAD.-MNB.-PIPE | P301 | INSV | INST | HUSSAARM | H |  |  | FIRE CLASS ABC | POWDER | AW | Y |  |  | Maint Look Functional Location | Ops Look Functional Location
5019699 | UNKNOWN | BRAD-MNB-PIPEGAL WEST SIDE /FIRE-EX | ILCP-CP-BRAD.-MNB.-PIPE | P301 | INSV | INST | HUSSAARM | H |  |  | FIRE CLASS ABC | POWDER | AW | Y |  |  | Maint Look Functional Location | Ops Look Functional Location
5019700 | UNKNOWN | BRAD-MNB FILTR SOUTH SD /FIRE-EX | ILCP-CP-BRAD.-MNB. | P301 | INSV | INST | HUSSAARM | H |  |  | FIRE CLASS ABC | POWDER | AW | Y |  |  | Maint Look Functional Location | Ops Look Functional Location
5019701 | UNKNOWN | BRAD-MNB FLTR NORTH SD /FIRE-EX | ILCP-CP-BRAD.-MNB. | P301 | INSV | INST | HUSSAARM | H |  |  | FIRE CLASS ABC | POWDER | AW | Y |  |  | Maint Look Functional Location | Ops Look Functional Location
5019702 | UNKNOWN | BRAD-WCM-LIMEROOM /FIRE-EX | ILCP-CP-BRAD.-WCM.-LIME | P301 | INSV | INST | HUSSAARM | H |  |  | FIRE CLASS ABC | POWDER | AW | Y |  |  | Maint Look Functional Location | Ops Look Functional Location
5019703 | UNKNOWN | BRAD-WCM-ELECRM /FIRE-EX | ILCP-CP-BRAD.-WCM.-ELEC | P301 | INSV | INST | HUSSAARM | H |  |  | FIRE CLASS ABC | GAS | AW | Y |  |  | Maint Look Functional Location | Ops Look Functional Location
5019704 | UNKNOWN | BRAD-WCM-FERRICRM /FIRE-EX | ILCP-CP-BRAD.-WCM.-FERR | P301 | INSV | INST | HUSSAARM | H |  |  | FIRE CLASS ABC | POWDER | AW | Y |  |  | Maint Look Functional Location | Ops Look Functional Location
5019705 | ANSUL-SCNTRY | BRAD-SOL DESLUDGE BLD /FIRE-EX | ILCP-CP-BRAD.-SOL. | P301 | INSV | INST | HUSSAARM | H |  |  | FIRE CLASS ABC | GAS | AW | Y |  |  | Maint Look Functional Location | Ops Look Functional Location
5019706 | ANSUL-SCNTRY | BRAD-WCB WEST CON /FIRE-EX | ILCP-CP-BRAD.-WCB. | P301 | INSV | INST | HUSSAARM | H |  |  | FIRE CLASS ABC | POWDER | AW | Y |  |  | Maint Look Functional Location | Ops Look Functional Location
5019707 | ANSUL-SCNTRY | BRAD-WMB WEST SETT /FIRE-EX | ILCP-CP-BRAD.-WMB. | P301 | INSV | INST | HUSSAARM | H |  |  | FIRE CLASS ABC | POWDER | AW | Y |  |  | Maint Look Functional Location | Ops Look Functional Location
5019708 | ANSUL-SCNTRY | BRAD-ECB EAST CON /FIRE-EX | ILCP-CP-BRAD.-ECB. | P301 | INSV | INST | HUSSAARM | H |  |  | FIRE CLASS ABC | POWDER | AW | Y |  |  | Maint Look Functional Location | Ops Look Functional Location
5019709 | ANSUL-SCNTRY | BRAD-EMB EAST SETT /FIRE-EX | ILCP-CP-BRAD.-EMB. | P301 | INSV | INST | HUSSAARM | H |  |  | FIRE CLASS ABC | POWDER | AW | Y |  |  | Maint Look Functional Location | Ops Look Functional Location
5019710 | ANSUL-SCNTRY | BRAD-MNB-BREAKRM /FIRE-EX | ILCP-CP-BRAD.-MNB.-BREA | P301 | INSV | INST | HUSSAARM | H |  |  | FIRE CLASS ABC | POWDER | AW | Y |  |  | Maint Look Functional Location | Ops Look Functional Location
5019714 | ANSUL-SCNTRY | LINC-FB FILTER BLD /FIRE-EX | ILCP-UR-LINC.-FB.. | P301 | REMV | INAC INST | HUSSAARM | H |  |  | FIRE CLASS ABC | POWDER | AW | Y |  |  | Maint Look Functional Location | Ops Look Functional Location
5019715 | AMEREX CORP | LINC-MRT MORTON BLD /FIRE-EX | ILCP-UR-LINC.-MRT. | P301 | REMV | INAC INST | HUSSAARM | H |  |  | FIRE CLASS ABC | POWDER | AW | Y |  |  | Maint Look Functional Location | Ops Look Functional Location
5019661 | ANSUL-SCNTRY | BRAD-W67 WELL67 /FIRE-EX | ILCP-CP-BRAD.-W67. | P301 | INSV | INST | HUSSAARM | H |  |  | FIRE CLASS ABC | POWDER | AW | Y |  |  | Maint Look Functional Location | Ops Look Functional Location
5019662 | ANSUL-SCNTRY | WL68 WELL68 /FIRE-EX | ILCP-CP-WL68. | P301 | INSV | INST | HUSSAARM | H |  |  | FIRE CLASS ABC | POWDER | AW | Y |  |  | Maint Look Functional Location | Ops Look Functional Location
5019663 | ANSUL-SCNTRY | WL69 WELL 69 /FIRE-EX | ILCP-CP-WL69. | P301 | INSV | INST | HUSSAARM | H |  |  | FIRE CLASS ABC | POWDER | AW | Y |  |  | Maint Look Functional Location | Ops Look Functional Location
5019664 | ANSUL-SCNTRY | WL70 WELL 70 /FIRE-EX | ILCP-CP-WL70. | P301 | INSV | INST | HUSSAARM | H |  |  | FIRE CLASS ABC | POWDER | AW | Y |  |  | Maint Look Functional Location | Ops Look Functional Location
5019665 | ANSUL-SCNTRY | WL71 WELL 71 /FIRE-EX | ILCP-CP-WL71. | P301 | INSV | INST | HUSSAARM | H |  |  | FIRE CLASS ABC | POWDER | AW | Y |  |  | Maint Look Functional Location | Ops Look Functional Location
5019666 | ANSUL-SCNTRY | WL72 WELL 72 /FIRE-EX | ILCP-CP-WL72. | P301 | INSV | INST | HUSSAARM | H |  |  | FIRE CLASS ABC | POWDER | AW | Y |  |  | Maint Look Functional Location | Ops Look Functional Location
5019667 | ANSUL-SCNTRY | WL73 WELL 73 /FIRE-EX | ILCP-CP-WL73. | P301 | INSV | INST | HUSSAARM | H |  |  | FIRE CLASS ABC | POWDER | AW | Y |  |  | Maint Look Functional Location | Ops Look Functional Location
5019668 | ANSUL-SCNTRY | LINC-PDB-PRODGARAGE MAINT /FIRE-EX | ILCP-UR-LINC.-PDB.-PROD | P301 | REMV | INAC INST | HUSSAARM | H |  |  | FIRE CLASS ABC | POWDER | AW | Y |  |  | Maint Look Functional Location | Ops Look Functional Location
5019669 | ANSUL-SCNTRY | LINC-PDB-PRODGARAGE METER SHOP /FIRE-EX | ILCP-UR-LINC.-PDB.-PROD | P301 | REMV | INAC INST | HUSSAARM | H |  |  | FIRE CLASS ABC | POWDER | AW | Y |  |  | Maint Look Functional Location | Ops Look Functional Location
5019670 | ANSUL-SCNTRY | LINC-PDB-PRODGARAGE 1 /FIRE-EX | ILCP-UR-LINC.-PDB.-PROD | P301 | REMV | INAC INST | HUSSAARM | H |  |  | FIRE CLASS ABC | POWDER | AW | Y |  |  | Maint Look Functional Location | Ops Look Functional Location
5019671 | ANSUL-SCNTRY | LINC-PDB-PRODGARAGE 2 /FIRE-EX | ILCP-UR-LINC.-PDB.-PROD | P301 | REMV | INAC INST | HUSSAARM | H |  |  | FIRE CLASS ABC | POWDER | AW | Y |  |  | Maint Look Functional Location | Ops Look Functional Location
5019672 | ANSUL-SCNTRY | LINC-PDB-PRODGARAGE 3 /FIRE-EX | ILCP-UR-LINC.-PDB.-PROD | P301 | REMV | INAC INST | HUSSAARM | H |  |  | FIRE CLASS ABC | POWDER | AW | Y |  |  | Maint Look Functional Location | Ops Look Functional Location
5019673 | ANSUL-SCNTRY | LINC-PDB-DISTGARAGE 4 /FIRE-EX | ILCP-UR-LINC.-PDB.-DIST | P301 | REMV | INAC INST | HUSSAARM | H |  |  | FIRE CLASS ABC | POWDER | AW | Y |  |  | Maint Look Functional Location | Ops Look Functional Location
5019674 | ANSUL-SCNTRY | LINC-PDB-DISTGARAGE 5 /FIRE-EX | ILCP-UR-LINC.-PDB.-DIST | P301 | REMV | INAC INST | HUSSAARM | H |  |  | FIRE CLASS ABC | POWDER | AW | Y |  |  | Maint Look Functional Location | Ops Look Functional Location
5019675 | ANSUL-SCNTRY | LINC-PDB-DISTGARAGE 6 /FIRE-EX | ILCP-UR-LINC.-PDB.-DIST | P301 | REMV | INAC INST | HUSSAARM | H |  |  | FIRE CLASS ABC | POWDER | AW | Y |  |  | Maint Look Functional Location | Ops Look Functional Location
5019676 | ANSUL-SCNTRY | LINC-PDB-CHEMROOM 7 /FIRE-EX | ILCP-UR-LINC.-PDB.-CHEM | P301 | REMV | INAC INST | HUSSAARM | H |  |  | FIRE CLASS ABC | POWDER | AW | Y |  |  | Maint Look Functional Location | Ops Look Functional Location
5019677 | ANSUL-SCNTRY | LINC-PDB-CHEMROOM 8 /FIRE-EX | ILCP-UR-LINC.-PDB.-CHEM | P301 | REMV | INAC INST | HUSSAARM | H |  |  | FIRE CLASS ABC | POWDER | AW | Y |  |  | Maint Look Functional Location | Ops Look Functional Location
5019678 | ANSUL-SCNTRY | LINC-PDB-HSROOM 9 /FIRE-EX | ILCP-UR-LINC.-PDB.-HSRO | P301 | REMV | INAC INST | HUSSAARM | H |  |  | FIRE CLASS ABC | POWDER | AW | Y |  |  | Maint Look Functional Location | Ops Look Functional Location
5019679 | ANSUL-SCNTRY | LINC-PDB-HSROOM 10 /FIRE-EX | ILCP-UR-LINC.-PDB.-HSRO | P301 | REMV | INAC INST | HUSSAARM | H |  |  | FIRE CLASS ABC | POWDER | AW | Y |  |  | Maint Look Functional Location | Ops Look Functional Location
5019680 | ANSUL-SCNTRY | LINC-PDB-CNTRLRM 11 /FIRE-EX | ILCP-UR-LINC.-PDB.-CNTR | P301 | REMV | INAC INST | HUSSAARM | H |  |  | FIRE CLASS ABC | POWDER | AW | Y |  |  | Maint Look Functional Location | Ops Look Functional Location
5019681 | UNKNOWN | LINC-ECB CONT BASINS /FIRE-EX | ILCP-UR-LINC.-ECB. | P301 | REMV | INAC INST | HUSSAARM | H |  |  | FIRE CLASS ABC | GAS | AW | Y |  |  | Maint Look Functional Location | Ops Look Functional Location
5019682 | ANSUL-SCNTRY | LINC-PDB-ADMINAREA 12 /FIRE-EX | ILCP-UR-LINC.-PDB.-ADMI | P301 | REMV | INAC INST | HUSSAARM | H |  |  | FIRE CLASS ABC | POWDER | AW | Y |  |  | Maint Look Functional Location | Ops Look Functional Location
5019683 | ANSUL-SCNTRY | MATS-W8C W8 CONT BAS /FIRE-EX | ILCP-CP-MATS.-W8C. | P301 | INSV | INST | HUSSAARM | H |  |  | FIRE CLASS ABC | POWDER | AW | Y |  |  | Maint Look Functional Location | Ops Look Functional Location
5019684 | ANSUL-SCNTRY | MATS-FBW W8 FLTR BLD /FIRE-EX | ILCP-CP-MATS.-FBW. | P301 | INSV | INST | HUSSAARM | H |  |  | FIRE CLASS ABC | POWDER | AW | Y |  |  | Maint Look Functional Location | Ops Look Functional Location
5019685 | ANSUL-SCNTRY | MATS-E8S E8 SETL BAS /FIRE-EX | ILCP-CP-MATS.-E8S. | P301 | INSV | INST | HUSSAARM | H |  |  | FIRE CLASS ABC | POWDER | AW | Y |  |  | Maint Look Functional Location | Ops Look Functional Location
5019686 | ANSUL-SCNTRY | MATS-CEM-CNTRLRM CNTRL RM /FIRE-EX | ILCP-CP-MATS.-CEM.-CNTR | P301 | INSV | INST | HUSSAARM | H |  |  | FIRE CLASS ABC | POWDER | AW | Y |  |  | Maint Look Functional Location | Ops Look Functional Location

## CLASS-FIRE-SUP
Equipment | Manufacturer | Description | Functional Loc. | Planning plant | User status | System status | Created by | ABC indic. | ManufSerialNo. | Model number | Action Taken Upon Al | Fire Class Rating | Fire Suppression Typ | Owned By | Retest Required | Special Mtn Note | Special Mtn Note Det | NARUC Maintenance Account | NARUC Operations Account | Special Mtn Note | Special Mtn Note Details
5029382 | UNKNOWN | PSITE-PLNT SPRINKLER SYS /FIRE-SUP | ILTC-Z1-PSITE-PLNT | P313 | INSV | INST | HUSSAARM | H |  |  | SCADA ALARM |  | WATER SUP | AW | Y |  |  | Maint Look Functional Location | Ops Look Functional Location
5035240 | UNKNOWN | PLANT-CHEM CI RM 222 /FIRE-SUP | ILAL-Z1-PLANT-CHEM | P308 | INSV | INST | HUSSAARM | H |  |  | XX |  | WATER SUP | AW | Y |  |  | Maint Look Functional Location | Ops Look Functional Location
5035241 | UNKNOWN | PLANT-CHEM CAUSTIC RM236 /FIRE-SUP | ILAL-Z1-PLANT-CHEM | P308 | INSV | INST | HUSSAARM | H |  |  | XX |  | WATER SUP | AW | Y |  |  | Maint Look Functional Location | Ops Look Functional Location

## CLASS-FLO-MET
Equipment | Manufacturer | Description | Functional Loc. | Planning plant | User status | System status | Created by | ABC indic. | ManufSerialNo. | Model number | Application | Beta Ratio | Bypass Valve? | Calibration UOM | Comm Protocol | Differential PSI Ran | Flow Calibrated Rang | Flow Max Intermitten | Flow Normal Range | Flow UOM | Flow Velocity Range | Flowmeter Type | Instrument Power | Max Pressure | Met-Material | Nominal Size | On SCADA? | Output Type | Owned By | Pressure Drop Max | Special Mtn Note | Special Mtn Note Det | Specific Gravity | Square Root | Transmitter Manufact | Transmitter? | NARUC Maintenance Ac | NARUC Operations Acc | Special Mtn Note | Special Mtn Note Det
5120896 | SENSUS | WBNGR-TRMT Plant Eff(3in) /METER | PABA-BA-WBNGR-TRMT | P102 | INSV | INST | HUSSAARM | M | 1276247 | W-350-DRE | PLANT EFFLUENT |  | XX |  |  |  |  | 250 |  | GPM |  | TURBINE/PROPELLER | 2 WIRE | 0.0 PSI |  | 3 | Y | 4-20MA | AW |  |  |  | 0.00 UN |  | SENSUS | Y | Maint Look Functional Location | Ops Look Functional Location
5120897 | ENDRESS-HAUSER | BNGRC-OXFD-BLDG Oxford(8in) /METER | PABA-BA-BNGRC-OXFD-BLDG | P102 | INSV | INST | HUSSAARM | H | C1046516000 | Pro-Mag 53W | RAW WATER (SURFACE) |  | Y | [6 empty] | GPM |  | MAGNETIC | 2 WIRE |  |  | 8 | Y | 4-20MA | AW | [5 empty] | ENDRESS-HAUSER | Y | Maint Look Functional Location | Ops Look Functional Location
5120898 | SENSUS | BNGRC-WTPS-TRMT Supernatant(3in) /METER | PABA-BA-BNGRC-WTPS-TRMT | P102 | INSV | INST | HUSSAARM | H | 1276248 | W350 -DR-TURBO | PLANT PROCESS |  | XX | [6 empty] | GPM |  | TURBINE/PROPELLER |  |  |  | 3 | N |  | AW | [6 empty] | N | Maint Look Functional Location | Ops Look Functional Location
5120899 | NEPTUNE | BNGRC-WTPS-TRMT Plant Potable() /METER | PABA-BA-BNGRC-WTPS-TRMT | P102 | INSV | INST | HUSSAARM | H | 169189 | 3/4T-10 | PLANT PROCESS |  | XX | [6 empty] | GPM |  | TURBINE/PROPELLER |  |  | BRONZE | XX | N |  | AW | [6 empty] | N | Maint Look Functional Location | Ops Look Functional Location
5127500 | BIF | BNGRC-WTPS-TRMT Plant Eff(12in) /METER | PABA-BA-BNGRC-WTPS-TRMT | P102 | INSV | INST | HUSSAARM | M | 88-41497-2-2 | 20181-12-11-00000206 | PLANT EFFLUENT |  | N | IN WATER | [5 empty] | MGD |  | VENTURI | 2 WIRE | 0.0 PSI | DUCTILE IRON | 12 | Y | 4-20MA | AW |  |  |  | 0.00 UN |  | BRISTOL BABCOCK | Y | Maint Look Functional Location | Ops Look Functional Location
5127501 | BIF | BNGRC-WTPS-TRMT Raw Venturi(12in) /METER | PABA-BA-BNGRC-WTPS-TRMT | P102 | INSV | INST | HUSSAARM | H | 88-41497-2-1 | 20181-12-11-00000206 | PLANT INFLUENT |  | XX | IN WATER | [5 empty] | MGD |  | VENTURI | 2 WIRE |  | DUCTILE IRON | 12 | Y | 4-20MA | AW | [5 empty] | BRISTOL BABCOCK | Y | Maint Look Functional Location | Ops Look Functional Location
5127502 | BIF | BNGRC-WTPS-TRMT BW Venturi(12in) /METER | PABA-BA-BNGRC-WTPS-TRMT | P102 | INSV | INST | HUSSAARM | H | 88-41497-3-1 | 20181-12-11-00000206 | PLANT BACKWASH |  | XX | IN WATER | [5 empty] | MGD |  | VENTURI | 2 WIRE |  | DUCTILE IRON | 12 | Y | 4-20MA | AW | [5 empty] | HONEYWELL | Y | Maint Look Functional Location | Ops Look Functional Location
5127503 | BIF | BNGRC-WTPS-TRMT F1 Venturi(10in) /METER | PABA-BA-BNGRC-WTPS-TRMT | P102 | INSV | INST | HUSSAARM | H | 88-41497-1-2 | 20181-10-17-00000206 | PLANT PROCESS |  | XX | IN WATER | [5 empty] | MGD |  | VENTURI | 2 WIRE |  | DUCTILE IRON | 10 | Y | 4-20MA | AW | [5 empty] | HONEYWELL | Y | Maint Look Functional Location | Ops Look Functional Location
5127504 | BIF | BNGRC-WTPS-TRMT F2 Venturi(10in) /METER | PABA-BA-BNGRC-WTPS-TRMT | P102 | INSV | INST | HUSSAARM | H | 88-41497-1-1 | 20181-10-17-00000206 | PLANT PROCESS |  | XX | IN WATER | [5 empty] | MGD |  | VENTURI | 2 WIRE |  | DUCTILE IRON | 10 | Y | 4-20MA | AW | [5 empty] | HONEYWELL | Y | Maint Look Functional Location | Ops Look Functional Location
5127505 | BIF | BNGRC-WTPS-TRMT F3 Venturi(10in) /METER | PABA-BA-BNGRC-WTPS-TRMT | P102 | INSV | INST | HUSSAARM | H | 88-414-1-3 | 20181-10-17-00000206 | PLANT PROCESS |  | XX | IN WATER | [5 empty] | MGD |  | VENTURI | 2 WIRE |  | DUCTILE IRON | 10 | Y | 4-20MA | AW | [5 empty] | BRISTOL BABCOCK | Y | Maint Look Functional Location | Ops Look Functional Location
5127506 | SENSUS | BNGRC-WPRT Pritchard Well(3in) /METER | PABA-BA-BNGRC-WPRT | P102 | INSV | INST | HUSSAARM | H |  | W-350 | RAW WATER (GROUND) |  | N | [6 empty] | GPM |  | TURBINE/PROPELLER | 2 WIRE |  | BRONZE | 3 | Y | 4-20MA | AW | [5 empty] | SENSUS | Y | Maint Look Functional Location | Ops Look Functional Location
5127507 | SENSUS | BNGRC-WTPS-W2JH Joe Hand 2(2in) /METER | PABA-BA-BNGRC-WTPS-W2JH | P102 | INSV | INST | HUSSAARM | H |  | W-160 | RAW WATER (GROUND) |  | XX | [6 empty] | GPM |  | TURBINE/PROPELLER | 2 WIRE |  | BRONZE | 2 | Y | 4-20MA | AW | [5 empty] | SENSUS | Y | Maint Look Functional Location | Ops Look Functional Location
5127508 | SENSUS | BNGRC-WSTF Stofflet Well(3in) /METER | PABA-BA-BNGRC-WSTF | P102 | INSV | INST | HUSSAARM | H |  | W-350 | RAW WATER (GROUND) |  | XX | [6 empty] | GPM |  | TURBINE/PROPELLER | 2 WIRE |  |  | 3 | Y | 4-20MA | AW | [5 empty] | SENSUS | Y | Maint Look Functional Location | Ops Look Functional Location
5127509 | SENSUS | BNGRC-W1JH Joe Hand 1 Well(4in) /METER | PABA-BA-BNGRC-W1JH | P102 | INSV | INST | HUSSAARM | H |  | W-1000 | RAW WATER (GROUND) |  | XX | [6 empty] | GPM |  | TURBINE/PROPELLER | 2 WIRE |  | BRONZE | 4 | Y | 4-20MA | AW | [5 empty] | SENSUS | Y | Maint Look Functional Location | Ops Look Functional Location
5127510 | SENSUS | BNGRC-WLBR Labar Well(3in) /METER | PABA-BA-BNGRC-WLBR | P102 | INSV | INST | HUSSAARM | H |  | W-350 | RAW WATER (GROUND) |  | XX | [6 empty] | GPM |  | TURBINE/PROPELLER | 2 WIRE |  | BRONZE | 3 | Y | 4-20MA | AW | [5 empty] | SENSUS | Y | Maint Look Functional Location | Ops Look Functional Location
5127511 | SENSUS | NBBST N Bangor Booster(2in) /METER | PABA-BA-NBBST | P102 | INSV | INST | HUSSAARM | H | 70088553 | W-160 | DISTRIBUTION ZONE |  | XX | [6 empty] | GPM |  | TURBINE/PROPELLER | 2 WIRE |  | BRONZE | 2 | N | 4-20MA | AW | [5 empty] | SENSUS | Y | Maint Look Functional Location | Ops Look Functional Location
5127512 | SENSUS | CSBST Chestnut St Booster(4in) /METER | PABA-BA-CSBST | P102 | INSV | INST | HUSSAARM | H |  | W-1000 | DISTRIBUTION ZONE |  | XX | [6 empty] | GPM |  | TURBINE/PROPELLER | 2 WIRE |  | BRONZE | 4 | Y | 4-20MA | AW | [5 empty] | SENSUS | Y | Maint Look Functional Location | Ops Look Functional Location
5127513 | KROHNE | NGBST N Garibaldi Bst(8in) /METER | PABA-BA-NGBST | P102 | INSV | INST | HUSSAARM | H | C080583 | 2300C | DISTRIBUTION ZONE |  | N | [6 empty] | GPM |  | MAGNETIC | 2 WIRE |  |  | 8 | Y | 4-20MA | AW | [5 empty] | KROHNE | Y | Maint Look Functional Location | Ops Look Functional Location
5187012 | SENSUS | BH-WELLS Well Flow /METER | PABH-BH-WELLS | P102 | OOS | DLFL INAC INST | TSCHACLP | H |  | OMNI T2 | PLANT EFFLUENT |  | N | [8 empty] | MAGNETIC |  |  |  | 2 | N |  | AW | [7 empty] | Maint Look Functional Location | Ops Look Functional Location
5244920 | UNKNOWN | WBNGR-RESR 8" Effluent /METER | PABA-BA-WBNGR-RESR | P102 | INSV | INST | BAERJC | M | 18319713 | BE6300 | PLANT EFFLUENT |  | N |  |  |  | 0-1500 |  | 150 | GPM |  | ULTRASONIC DOPPLER |  |  | CAST IRON | 8 | Y | 4-20MA | AW | [6 empty] | Y | Maint Look Functional Location | Ops Look Functional Location
5244921 | ROSEMOUNT | BNGRC-WTPS-URES 12" Effluent /METER | PABA-BA-BNGRC-WTPS-URES | P102 | INSV | INST | BAERJC | M | 17124 | 8750WA-12 | PLANT EFFLUENT |  | N |  |  |  | 0-6000 |  | 150-700 | GPM |  | MAGNETIC |  |  | DUCTILE IRON | 12 | Y | 4-20MA | AW | [6 empty] | Y | Maint Look Functional Location | Ops Look Functional Location

## CLASS-FLO-WEIR
Equipment | Manufacturer | Description | Functional Loc. | Planning plant | User status | System status | Created by | ABC indic. | ManufSerialNo. | Model number | Application | Beta Ratio | Bypass Valve? | Calibration UOM | Comm Protocol | Differential PSI Ran | Flow Calibrated Rang | Flow Max Intermitten | Flow Normal Range | Flow UOM | Flow Velocity Range | Flow Weir Type | Instrument Power | Max Pressure | Met-Material | Nominal Size | On SCADA? | Output Type | Owned By | Pressure Drop Max | Special Mtn Note | Special Mtn Note Det | Specific Gravity | Square Root | Transmitter Manufact | Transmitter? | NARUC Maintenance Ac | NARUC Operations Acc | Special Mtn Note | Special Mtn Note Det
5089037 | INVENTRON | ALDRC-CLAR Decant to River /METER | PAPT-Z1-ALDRC-CLAR | P133 | INSV | INST | HUSSAARM | H |  |  | PLANT WASTE |  | XX | [6 empty] | MGD |  | RECTANGULAR |  |  | OTHER | 30 | Y | 4-20MA | AW | [6 empty] | Y | Maint Water Treatment Equip | Ops Water Treatment
5089043 | INVENTRON | ALDRC-CLAR Lagoon to River /METER | PAPT-Z1-ALDRC-CLAR | P133 | INSV | INST | HUSSAARM | H |  |  | PLANT WASTE |  | XX | [6 empty] | MGD |  | RECTANGULAR |  |  | OTHER | XX | Y | 4-20MA | AW | [6 empty] | Y | Maint Water Treatment Equip | Ops Water Treatment
5096213 | UNKNOWN | ONEID-CST1 Site One Weir /METER | PABU-MS-ONEID-CST1 | P126 | INSV | INST | HUSSAARM | H |  |  |  |  | XX | [8 empty] | V-NOTCH |  | 0.0 PSI |  | XX |  |  | AW |  |  |  | 0.00 UN |  |  |  | Maint Water Treatment Equip | Ops Water Treatment
5096215 | UNKNOWN | ONEID-TRES Thorn Run Weir /METER | PABU-MS-ONEID-TRES | P126 | INSV | INST | HUSSAARM | H |  |  |  |  | XX | [8 empty] | V-NOTCH |  |  |  | XX |  |  | AW | [7 empty] | Maint Water Treatment Equip | Ops Water Treatment
5096219 | UNKNOWN | ONEID-ORES Onieda Weir /METER | PABU-MS-ONEID-ORES | P126 | INSV | INST | HUSSAARM | H |  |  |  |  | XX | [8 empty] | V-NOTCH |  |  |  | XX |  |  | AW | [7 empty] | Maint Water Treatment Equip | Ops Water Treatment
5099134 | UNKNOWN | WDSPR-RESV-RESV Main Stream(12in) /METER | PAWD-UN-WDSPR-RESV-RESV | P151 | INSV | INST | HUSSAARM | H |  |  |  |  | XX |  |  |  | 1.616 |  | 0.26 | MGD |  | V-NOTCH |  |  |  | 12 | N |  | AW | [6 empty] | N | Maint Water Treatment Equip | Ops Water Treatment
5099136 | UNKNOWN | WDSPR-RESV-RESV Overflow(12in) /METER | PAWD-UN-WDSPR-RESV-RESV | P151 | INSV | INST | HUSSAARM | H |  |  |  |  | XX |  |  |  | 1.616 |  | 0.26 | MGD |  | V-NOTCH |  |  |  | 12 | N |  | AW | [6 empty] | N | Maint Water Treatment Equip | Ops Water Treatment
5131608 | UNKNOWN | NCTP-TP THICKENER RECYC FLW(1") /METER | PANC-MS-NCTP.-TP.. | P123 | INSV | INST | HUSSAARM | H |  |  | PLANT WASTE |  | XX | [5 empty] | 0 - 35 | GPM |  | V-NOTCH |  |  |  | 1 | Y |  | AW | [5 empty] | BRISTOL BABCOCK | Y | Maint Water Treatment Equip | Ops Water Treatment
5179950 | UNKNOWN | CRYSL-BEAR-RWPS BC Weir Flow() /METER | PAWS-CL-CRYSL-BEAR-RWPS | P143 | OOS | INAC INST | HUSSAARM | H |  |  |  |  | XX | [8 empty] | RECTANGULAR |  |  |  | XX | Y |  | AW | [6 empty] | Y | Maint Water Treatment Equip | Ops Water Treatment
5179951 | UNKNOWN | CRYSL-WTPS-WEIR Wapwallopen 4() /METER | PAWS-CL-CRYSL-WTPS-WEIR | P143 | INSV | INST | HUSSAARM | H |  |  |  |  | XX | [8 empty] | RECTANGULAR |  | 0.0 PSI |  | XX | N |  | AW |  |  |  | 0.00 UN |  |  | N | Maint Water Treatment Equip | Ops Water Treatment
5229127 | EASTECH | HAYSC-DEWS-GRV2 NPDES Flow Meter /WEIR | PAPT-Z5-HAYSC-DEWS-GRV2 | P132 | INSV | INST | TSCHACLP | M | 2210-FB5A |  | PLANT WASTE |  | N |  |  |  | 0 -05 MGD |  |  | MGD |  | V-NOTCH |  |  | ALUMINUM | 20 | N | 4-20MA | AW | [6 empty] | Y | Maint Water Treatment Equip | Ops Water Treatment

## CLASS-GEARBOX
Equipment | Manufacturer | Description | Functional Loc. | Planning plant | User status | System status | Created by | ABC indic. | ManufSerialNo. | Model number | Application | Gear Ratio | Gearbox Type | Oil Capacity (gal) | Oil Type | Owned By | RPM Operating | Special Mtn Note | Special Mtn Note Det | NARUC Maintenance Account | NARUC Operations Account | Special Mtn Note | Special Mtn Note Details
5013594 | UNKNOWN | LINC-WSB RAKE(WRM GEAR) /GEARBOX | ILCP-UR-LINC.-WSB. | P301 | REMV | INAC INST | HUSSAARM | H |  |  | WATER PROCESSING |  | DIRECT COUPLED | 2.500 1GL | SHC 630 | AW |  |  |  | Maint Look Functional Location | Ops Look Functional Location
5013595 | PHILADELPHIA | BRAD-ECB TURBINE /GEARBOX | ILCP-CP-BRAD.-ECB. | P301 | INSV | INST | HUSSAARM | H |  |  | WATER PROCESSING |  | DIRECT COUPLED | 9.500 1GL | SHC629 | AW |  |  |  | Maint Look Functional Location | Ops Look Functional Location
5013596 | UNKNOWN | BRAD-ECB RAKE(MAIN GEAR) /GEARBOX | ILCP-CP-BRAD.-ECB. | P301 | INSV | INST | HUSSAARM | H |  |  | WATER PROCESSING |  | DIRECT COUPLED | 3.000 1GL | SHC629 | AW |  |  |  | Maint Look Functional Location | Ops Look Functional Location

## CLASS-GEN
Equipment | Manufacturer | Description | Functional Loc. | Planning plant | User status | System status | Created by | ABC indic. | ManufSerialNo. | Model number | Application | Application | Available for EMG Lo | FUEL_TYPE | Fuel Tank | Fuel Type | Generator Type | KW Rating | Max Output Current | Owned By | Phase(s) | Portable | RPM Rating | Self Starting? | Special Mtn Note | Special Mtn Note Det | Volt Rating | Voltage AC/DC | NARUC Maintenance Ac | NARUC Operations Acc | Special Mtn Note | Special Mtn Note Det
5131552 | ONAN | BNGRC-WTPS PLANT GENERATOR /GENERATOR | PABA-BA-BNGRC-WTPS | P102 | INSV | INST | HUSSAARM | H | I880159286 | 350DFN29180D |  | EMERGENCY | N |  |  |  | ENGINE DRIVEN | 350.00 KW | 0.00 A | AW | 3 | N | 1800 | Y |  |  | 480 | AC | Maint Pumping Power Prod | Ops Pumping Power Prd
5131553 | JOHN DEERE | BNGRC-WTPS PORTABLE GEN /GENERATOR | PABA-BA-BNGRC-WTPS | P102 | INSV | INST | HUSSAARM | H | TS75II | Powr Gard G953215 |  | EMERGENCY | N |  |  |  | ENGINE DRIVEN | 75.00 KW | 0.00 A | AW | 3 | Y | 1800 | N |  |  | 120/240 | AC | Maint Pumping Power Prod | Ops Pumping Power Prd
5131554 | BRIGGS-STRATTON | BNGRC-WTPS SMALL PORTABLE /GENERATOR | PABA-BA-BNGRC-WTPS | P102 | INSV | INST | HUSSAARM | M |  | Vanguard Pro 8000w |  | EMERGENCY | N |  |  |  | ENGINE DRIVEN | 8.00 KW | 0.00 A | AW | 1 | Y | 1800 | N |  |  | 120/240 | AC | Maint Pumping Power Prod | Ops Pumping Power Prd

## CLASS-GMAIN
Equipment | Manufacturer | Description | Functional Loc. | Planning plant | User status | System status | Created by | ABC indic. | ManufSerialNo. | Model number | Gravity Main Type | Owned By | Upstream ID | Downstream ID | Waste Water Type | Basin | Sub Basin | Special Mtn Note | Special Mtn Note Details | Dependency Driver 1 | Map Page | Book Page | Pipe /Channel Size | Pipe Material | Lined | Lined Date | Lined Material | Asset Location | Surface Cover Loc Type | Flow Direction | Installation WO# | Inspection Frequency | NARUC Maintenance Ac | NARUC Operations Acc | Special Mtn Note | Special Mtn Note Det
5131552 | ONAN | BNGRC-WTPS PLANT GENERATOR /GENERATOR | PABA-BA-BNGRC-WTPS | P102 | INSV | INST | HUSSAARM | H | I880159286 | 350DFN29180D |  | EMERGENCY | N |  |  |  | ENGINE DRIVEN | 350.00 KW | 0.00 A | AW | 3 | N | 1800 | Y |  |  | 480 | AC |  |  |  |  | Maint Pumping Power Prod | Ops Pumping Power Prd
5131553 | JOHN DEERE | BNGRC-WTPS PORTABLE GEN /GENERATOR | PABA-BA-BNGRC-WTPS | P102 | INSV | INST | HUSSAARM | H | TS75II | Powr Gard G953215 |  | EMERGENCY | N |  |  |  | ENGINE DRIVEN | 75.00 KW | 0.00 A | AW | 3 | Y | 1800 | N |  |  | 120/240 | AC |  |  |  |  | Maint Pumping Power Prod | Ops Pumping Power Prd
5131554 | BRIGGS-STRATTON | BNGRC-WTPS SMALL PORTABLE /GENERATOR | PABA-BA-BNGRC-WTPS | P102 | INSV | INST | HUSSAARM | M |  | Vanguard Pro 8000w |  | EMERGENCY | N |  |  |  | ENGINE DRIVEN | 8.00 KW | 0.00 A | AW | 1 | Y | 1800 | N |  |  | 120/240 | AC |  |  |  |  | Maint Pumping Power Prod | Ops Pumping Power Prd

## CLASS-GRINDER
Equipment | Manufacturer | Description | Functional Loc. | Planning plant | User status | System status | Created by | ABC indic. | ManufSerialNo. | Model number | Grinder Type | Mounting | Number of Cutter Tee | Orientation | Owned By | Pipe / Channel Size | Special Mtn Note | Special Mtn Note Det | NARUC Maintenance Account | NARUC Operations Account | Special Mtn Note | Special Mtn Note Details
5048993 | UNKNOWN | SAND-INF MUFFIN MONSTER /GRINDER | MOCHW-SC-SAND.-INF. | S367 | INSV | INST | HUSSAARM | H | 20056 |  | ELECTRIC GRINDER |  |  | XX | AW | XX |  |  | Maint Look Functional Location | Ops Look Functional Location
5048994 | UNKNOWN | SAND-INF AUGER MONSTER /GRINDER | MOCHW-SC-SAND.-INF. | S367 | INSV | INST | HUSSAARM | H | 102351-1-1 |  | ELECTRIC GRINDER |  |  | XX | AW | XX |  |  | Maint Look Functional Location | Ops Look Functional Location

## CLASS-HOIST
Equipment | Manufacturer | Description | Functional Loc. | Planning plant | User status | System status | Created by | ABC indic. | ManufSerialNo. | Model number | Capacity Rating | Capacity UOM | Hoist Type | Owned By | Retest Required | Special Mtn Note | Special Mtn Note Det | NARUC Maintenance Ac | NARUC Operations Acc | Special Mtn Note | Special Mtn Note Det
5133356 | ACCO | BNGRC-WTPS-HSPS PUMP ROOM /HOIST | PABA-BA-BNGRC-WTPS-HSPS | P102 | INSV | INST | HUSSAARM | H |  |  | 2,000.00 UN | LB | GANTRY | AW | Y |  |  | Maint Look Functional Location | Ops Look Functional Location
5133357 | ACCO | BNGRC-WTPS-WTNK SUPERNAT-SLUDGE /HOIST | PABA-BA-BNGRC-WTPS-WTNK | P102 | INSV | INST | HUSSAARM | H |  |  | 2,000.00 UN | LB | CHAINFALL | AW | Y |  |  | Maint Look Functional Location | Ops Look Functional Location
5133360 | UNKNOWN | BNGRC-WTPS-OPSC GARAGE /HOIST | PABA-BA-BNGRC-WTPS-OPSC | P102 | INSV | INST | HUSSAARM | H |  |  | 2,000.00 UN | LB | CHAINFALL | AW | Y |  |  | Maint Look Functional Location | Ops Look Functional Location

## CLASS-HVAC-CHL
Equipment | Manufacturer | Description | Functional Loc. | Planning plant | User status | System status | Created by | ABC indic. | ManufSerialNo. | Model number | Amp Rating | Application | Duty Cycle | Energy Type | HVAC Chiller | Output UOM | Output Value | Owned By | Special Mtn Note | Special Mtn Note Det | Volt Rating | NARUC Maintenance Ac | NARUC Operations Acc | Special Mtn Note | Special Mtn Note Det
5019633 | UNKNOWN | BRAD-MNB-EELCR /CHILLER | ILCP-CP-BRAD.-MNB.-EELC | P301 | INSV | INST | HUSSAARM | H |  |  | 0.00 A | COMFORT |  | ELECTRIC | HVAC-CHL* |  | 0.00 UN | AW |  |  |  | Maint Look Functional Location | Ops Look Functional Location
5019634 | UNKNOWN | BRAD-WCM-ELECRM /CHILLER | ILCP-CP-BRAD.-WCM.-ELEC | P301 | INSV | INST | HUSSAARM | H |  |  | 0.00 A | COMFORT |  | ELECTRIC | HVAC-CHL* |  | 0.00 UN | AW |  |  |  | Maint Look Functional Location | Ops Look Functional Location

## CLASS-HVAC-CMB
Equipment | Manufacturer | Description | Functional Loc. | Planning plant | User status | System status | Created by | ABC indic. | ManufSerialNo. | Model number | Amp Rating | Application | Duty Cycle | Energy Type | HVAC Combination | Output UOM | Output Value | Owned By | Special Mtn Note | Special Mtn Note Det | Volt Rating | NARUC Maintenance Account | NARUC Operations Account | Special Mtn Note | Special Mtn Note Details
5019592 | UNKNOWN | LINC-PDB CENTRAL AIR & HEAT /HEAT.AC | ILCP-UR-LINC.-PDB. | P301 | REMV | INAC INST | HUSSAARM | H |  |  | 0.00 A | COMFORT |  | NAT GAS | HVAC-CMB* |  | 0.00 UN | AW |  |  |  | Maint Look Functional Location | Ops Look Functional Location
5019593 | UNKNOWN | MATS CENTRAL AIR & HEAT /HEAT.AC | ILCP-CP-MATS. | P301 | INSV | INST | HUSSAARM | H |  |  | 0.00 A | COMFORT |  | NAT GAS | HVAC-CMB* |  | 0.00 UN | AW |  |  |  | Maint Look Functional Location | Ops Look Functional Location
5019594 | UNKNOWN | BRAD-MNB CENTRAL AIR & HEAT /HEAT.AC | ILCP-CP-BRAD.-MNB. | P301 | INSV | INST | HUSSAARM | H |  |  | 0.00 A | COMFORT |  | OTHER | HVAC-CMB* |  | 0.00 UN | AW |  |  |  | Maint Look Functional Location | Ops Look Functional Location

## CLASS-HVAC-DHM
Equipment | Manufacturer | Description | Functional Loc. | Planning plant | User status | System status | Created by | ABC indic. | ManufSerialNo. | Model number | Amp Rating | Application | Duty Cycle | Energy Type | HVAC Humidifier | Output UOM | Output Value | Owned By | Special Mtn Note | Special Mtn Note Det | Volt Rating | NARUC Maintenance Ac | NARUC Operations Acc | Special Mtn Note | Special Mtn Note Det
5132586 | BRY-AIR | BNGRC-WTPS-TRMT PIPE GALRY /DEHUMIDIFIER | PABA-BA-BNGRC-WTPS-TRMT | P102 | INSV | INST | HUSSAARM | M |  | MVB-7-5-AE-88E5074 | 0.00 A | OTHER | INTERMITTENT | ELECTRIC | HVAC-DHM* | BTU/HR | 0.00 UN | AW |  |  | 460 | Maint Look Functional Location | Ops Look Functional Location
5132599 | FRIGIDAIRE | WBNGR-TRMT DHM /DEHUMIDIFIER | PABA-BA-WBNGR-TRMT | P102 | INSV | INST | HUSSAARM | M |  | FAD251NTD | 20.00 A | OTHER | INTERMITTENT | ELECTRIC | HVAC-DHM* | BTU/HR |  | AW |  |  | 120 | Maint Look Functional Location | Ops Look Functional Location
5133307 | WHIRLPOOL | NGBST DHM /DEHUMIDIFIER | PABA-BA-NGBST | P102 | INSV | INST | HUSSAARM | M |  | AD25DSS | 20.00 A | OTHER | INTERMITTENT | ELECTRIC | HVAC-DHM* | BTU/HR |  | AW |  |  | 120 | Maint Look Functional Location | Ops Look Functional Location

## CLASS-HVAC-EXC
Equipment | Manufacturer | Description | Functional Loc. | Planning plant | User status | System status | Created by | ABC indic. | ManufSerialNo. | Model number | HVAC Exchanger | Material 2 | Material of Construc | Max Pressure | Media 1 Type | Media 2 Type | Output UOM | Output Value | Owned By | Special Mtn Note | Special Mtn Note Det | NARUC Maintenance Ac | NARUC Operations Acc | Special Mtn Note | Special Mtn Note Det
5161524 | UNKNOWN | HAYSC-DEWS-DEWT HEATERS /EXCHANGER | PAPT-Z5-HAYSC-DEWS-DEWT | P132 | INSV | INST | HUSSAARM | M |  | AH12AB3A1A11A | TUBE EXC | [7 empty] | AW |  |  | Maint Look Functional Location | Ops Look Functional Location
5110701 | BELL-GOSSETT | HAYSC-WTPS-CHMB HVAC /EXCHANGER | PAPT-Z5-HAYSC-WTPS-CHMB | P132 | INSV | INST | HUSSAARM | H |  | BP42240 | PLATE EXC |  | STAINLESS |  | WATER |  | BTU/HR | 962,971.00 UN | AW |  |  | Maint Look Functional Location | Ops Look Functional Location
5110084 | TRANE | HAYSC-WTPS-CHMB CUH8 /EXCHANGER | PAPT-Z5-HAYSC-WTPS-CHMB | P132 | INSV | INST | HUSSAARM | M |  | FCJ020 | TUBE EXC |  | OTHER |  | WATER |  |  | 7.00 UN | AW |  |  | Maint Look Functional Location | Ops Look Functional Location
5110082 | TRANE | HAYSC-WTPS-CHMB CUH7 /EXCHANGER | PAPT-Z5-HAYSC-WTPS-CHMB | P132 | INSV | INST | HUSSAARM | M |  | FCJ020 | TUBE EXC |  | OTHER |  | WATER |  |  | 7.00 UN | AW |  |  | Maint Look Functional Location | Ops Look Functional Location
5110080 | TRANE | HAYSC-WTPS-CHMB-CORR HUH16B /EXCHANGER | PAPT-Z5-HAYSC-WTPS-CHMB-CORR | P132 | INSV | INST | HUSSAARM | M |  | 38S | TUBE EXC |  | OTHER |  | WATER |  |  | 14.30 UN | AW |  |  | Maint Look Functional Location | Ops Look Functional Location
5110078 | TRANE | HAYSC-WTPS-CHMB-CORR HUH16A /EXCHANGER | PAPT-Z5-HAYSC-WTPS-CHMB-CORR | P132 | INSV | INST | HUSSAARM | M |  | 38S | TUBE EXC |  | OTHER |  | WATER |  |  | 14.30 UN | AW |  |  | Maint Look Functional Location | Ops Look Functional Location
5110076 | TRANE | HAYSC-WTPS-CHMB-FERR HUH13D /EXCHANGER | PAPT-Z5-HAYSC-WTPS-CHMB-FERR | P132 | INSV | INST | HUSSAARM | M |  | 60S | TUBE EXC |  | OTHER |  | WATER |  |  | 27.40 UN | AW |  |  | Maint Look Functional Location | Ops Look Functional Location
5110074 | TRANE | HAYSC-WTPS-CHMB-FERR HUH13C /EXCHANGER | PAPT-Z5-HAYSC-WTPS-CHMB-FERR | P132 | INSV | INST | HUSSAARM | M |  | 60S | TUBE EXC |  | OTHER |  | WATER |  |  | 27.40 UN | AW |  |  | Maint Look Functional Location | Ops Look Functional Location
5110072 | TRANE | HAYSC-WTPS-CHMB-FERR HUH13B /EXCHANGER | PAPT-Z5-HAYSC-WTPS-CHMB-FERR | P132 | INSV | INST | HUSSAARM | M |  | 60S | TUBE EXC |  | OTHER |  | WATER |  |  | 27.40 UN | AW |  |  | Maint Look Functional Location | Ops Look Functional Location
5110070 | TRANE | HAYSC-WTPS-CHMB-FERR HUH13A /EXCHANGER | PAPT-Z5-HAYSC-WTPS-CHMB-FERR | P132 | INSV | INST | HUSSAARM | M |  | 60S | TUBE EXC |  | OTHER |  | WATER |  |  | 27.40 UN | AW |  |  | Maint Look Functional Location | Ops Look Functional Location
5110068 | TRANE | HAYSC-WTPS-CHMB-CORR HUH12 /EXCHANGER | PAPT-Z5-HAYSC-WTPS-CHMB-CORR | P132 | INSV | INST | HUSSAARM | M |  | 38S | TUBE EXC |  | OTHER |  | WATER |  |  | 14.30 UN | AW |  |  | Maint Look Functional Location | Ops Look Functional Location
5110066 | TRANE | HAYSC-WTPS-CHMB-CAUS HUH11D /EXCHANGER | PAPT-Z5-HAYSC-WTPS-CHMB-CAUS | P132 | INSV | INST | HUSSAARM | M |  | 60S | TUBE EXC |  | OTHER |  | WATER |  |  | 27.20 UN | AW |  |  | Maint Look Functional Location | Ops Look Functional Location
5110064 | TRANE | HAYSC-WTPS-CHMB-CAUS HUH11C /EXCHANGER | PAPT-Z5-HAYSC-WTPS-CHMB-CAUS | P132 | INSV | INST | HUSSAARM | M |  | 60S | TUBE EXC |  | OTHER |  | WATER |  |  | 27.40 UN | AW |  |  | Maint Look Functional Location | Ops Look Functional Location
5110062 | TRANE | HAYSC-WTPS-CHMB-CAUS HUH11B /EXCHANGER | PAPT-Z5-HAYSC-WTPS-CHMB-CAUS | P132 | INSV | INST | HUSSAARM | M |  | 60S | TUBE EXC |  | OTHER |  | WATER |  |  | 27.40 UN | AW |  |  | Maint Look Functional Location | Ops Look Functional Location
5110060 | TRANE | HAYSC-WTPS-CHMB-CAUS HUH11A /EXCHANGER | PAPT-Z5-HAYSC-WTPS-CHMB-CAUS | P132 | INSV | INST | HUSSAARM | M |  | 60S | TUBE EXC |  | OTHER |  | WATER |  |  | 27.40 UN | AW |  |  | Maint Look Functional Location | Ops Look Functional Location
5110058 | TRANE | HAYSC-WTPS-CHMB HUH10 /EXCHANGER | PAPT-Z5-HAYSC-WTPS-CHMB | P132 | INSV | INST | HUSSAARM | M |  | 38S | TUBE EXC |  | OTHER |  | WATER |  |  | 14.30 UN | AW |  |  | Maint Look Functional Location | Ops Look Functional Location
5110056 | TRANE | HAYSC-WTPS-CHMB HUH9 /EXCHANGER | PAPT-Z5-HAYSC-WTPS-CHMB | P132 | INSV | INST | HUSSAARM | M |  | 38S | TUBE EXC |  | OTHER |  | WATER |  |  | 14.30 UN | AW |  |  | Maint Look Functional Location | Ops Look Functional Location
5110055 | TRANE | HAYSC-WTPS-CHMB-CL2S HUH5C /EXCHANGER | PAPT-Z5-HAYSC-WTPS-CHMB-CL2S | P132 | INSV | INST | HUSSAARM | M |  | 38S | TUBE EXC |  | OTHER |  | WATER |  |  | 14.30 UN | AW |  |  | Maint Look Functional Location | Ops Look Functional Location
5110053 | TRANE | HAYSC-WTPS-CHMB-CL2S HUH5B /EXCHANGER | PAPT-Z5-HAYSC-WTPS-CHMB-CL2S | P132 | INSV | INST | HUSSAARM | M |  | 38S | TUBE EXC |  | OTHER |  | WATER |  |  | 14.30 UN | AW |  |  | Maint Look Functional Location | Ops Look Functional Location
5110051 | TRANE | HAYSC-WTPS-CHMB-CL2S HUH5A /EXCHANGER | PAPT-Z5-HAYSC-WTPS-CHMB-CL2S | P132 | INSV | INST | HUSSAARM | M |  | 38S | TUBE EXC |  | OTHER |  | WATER |  |  | 14.30 UN | AW |  |  | Maint Look Functional Location | Ops Look Functional Location
5110049 | TRANE | HAYSC-WTPS-CHMB-AMMS HUH4 /EXCHANGER | PAPT-Z5-HAYSC-WTPS-CHMB-AMMS | P132 | INSV | INST | HUSSAARM | M |  | 38S | TUBE EXC |  | OTHER |  | WATER |  |  | 14.30 UN | AW |  |  | Maint Look Functional Location | Ops Look Functional Location
5110047 | TRANE | HAYSC-WTPS-CHMB-FLOR HUH3 /EXCHANGER | PAPT-Z5-HAYSC-WTPS-CHMB-FLOR | P132 | INSV | INST | HUSSAARM | M |  | 38S | TUBE EXC |  | OTHER |  | WATER |  |  | 14.30 UN | AW |  |  | Maint Look Functional Location | Ops Look Functional Location
5110044 | TRANE | HAYSC-WTPS-CHMB-NAMO HUH2 /EXCHANGER | PAPT-Z5-HAYSC-WTPS-CHMB-NNMO | P132 | INSV | INST | HUSSAARM | M |  | 38S | TUBE EXC |  | OTHER |  | WATER |  |  | 14.30 UN | AW |  |  | Maint Look Functional Location | Ops Look Functional Location
5110042 | TRANE | HAYSC-WTPS-CHMB-LPOL HUH1C /EXCHANGER | PAPT-Z5-HAYSC-WTPS-CHMB-LPOL | P132 | INSV | INST | HUSSAARM | M |  | 38S | TUBE EXC |  | OTHER |  | WATER |  |  | 14.30 UN | AW |  |  | Maint Look Functional Location | Ops Look Functional Location
5110040 | TRANE | HAYSC-WTPS-CHMB-LPOL HUH1B /EXCHANGER | PAPT-Z5-HAYSC-WTPS-CHMB-LPOL | P132 | INSV | INST | HUSSAARM | M |  | 38S | TUBE EXC |  | OTHER |  | WATER |  |  | 14.30 UN | AW |  |  | Maint Look Functional Location | Ops Look Functional Location
5110039 | TRANE | HAYSC-WTPS-CHMB-CL2S HUH1E /EXCHANGER | PAPT-Z5-HAYSC-WTPS-CHMB-CL2S | P132 | INSV | INST | HUSSAARM | M |  | 38S | TUBE EXC |  | OTHER |  | WATER |  |  | 14.30 UN | AW |  |  | Maint Look Functional Location | Ops Look Functional Location
5110037 | TRANE | HAYSC-WTPS-CHMB-CL2S HUH1D /EXCHANGER | PAPT-Z5-HAYSC-WTPS-CHMB-CL2S | P132 | INSV | INST | HUSSAARM | M |  | 38S | TUBE EXC |  | OTHER |  | WATER |  |  | 14.30 UN | AW |  |  | Maint Look Functional Location | Ops Look Functional Location
5110035 | TRANE | HAYSC-WTPS-CHMB-CL2S HUH1A /EXCHANGER | PAPT-Z5-HAYSC-WTPS-CHMB-CL2S | P132 | INSV | INST | HUSSAARM | M |  | 38S | TUBE EXC |  | OTHER |  | WATER |  |  | 14.30 UN | AW |  |  | Maint Look Functional Location | Ops Look Functional Location
5101490 | UNKNOWN | HAYSC-WTPS-TRMT-FLTR HEATERS /EXCHANGER | PAPT-Z5-HAYSC-WTPS-TRMT-FLTR | P132 | INSV | INST | HUSSAARM | H |  | CCI | TUBE EXC | [7 empty] | AW |  |  | Maint Look Functional Location | Ops Look Functional Location
5084675 | TRANE | ROCKC-WTPS-TRMT CU-6 /EXCHANGER | PACO-CL-ROCKC-WTPS-TRMT | P136 | INSV | INST | HUSSAARM | M |  | PUY-A18NHA3 | PLATE EXC | [5 empty] | BTU/HR | 18,000.00 UN | AW |  |  | Maint Look Functional Location | Ops Look Functional Location
5084673 | TRANE | ROCKC-WTPS-TRMT CU-5 /EXCHANGER | PACO-CL-ROCKC-WTPS-TRMT | P136 | INSV | INST | HUSSAARM | M |  | PUY-A18NHA3 | PLATE EXC | [5 empty] | BTU/HR | 18,000.00 UN | AW |  |  | Maint Look Functional Location | Ops Look Functional Location
5084671 | TRANE | ROCKC-WTPS-TRMT CU-4 /EXCHANGER | PACO-CL-ROCKC-WTPS-TRMT | P136 | INSV | INST | HUSSAARM | M |  | PUY-A18NHA3 | PLATE EXC | [5 empty] | BTU/HR | 18,000.00 UN | AW |  |  | Maint Look Functional Location | Ops Look Functional Location
5084665 | TRANE | ROCKC-WTPS-TRMT CU-3 /EXCHANGER | PACO-CL-ROCKC-WTPS-TRMT | P136 | INSV | INST | HUSSAARM | M |  | 4TTB4018E1000 | PLATE EXC | [5 empty] | TONS | 1.50 UN | AW |  |  | Maint Look Functional Location | Ops Look Functional Location
5084663 | TRANE | ROCKC-WTPS-TRMT CU-2 /EXCHANGER | PACO-CL-ROCKC-WTPS-TRMT | P136 | INSV | INST | HUSSAARM | M |  | 4TTB4036E1000 | PLATE EXC | [5 empty] | TONS | 3.00 UN | AW |  |  | Maint Look Functional Location | Ops Look Functional Location
5084661 | TRANE | ROCKC-WTPS-TRMT CU-1 /EXCHANGER | PACO-CL-ROCKC-WTPS-TRMT | P136 | INSV | INST | HUSSAARM | M |  | 4TTB4030E1000 | PLATE EXC | [5 empty] | TONS | 2.50 UN | AW |  |  | Maint Look Functional Location | Ops Look Functional Location

## CLASS-HVAC-HTR
Equipment | Manufacturer | Description | Functional Loc. | Planning plant | User status | System status | Created by | ABC indic. | ManufSerialNo. | Model number | Amp Rating | Application | Duty Cycle | Energy Type | HVAC Heater | Output UOM | Output Value | Owned By | Special Mtn Note | Special Mtn Note Det | Volt Rating | NARUC Maintenance Ac | NARUC Operations Acc | Special Mtn Note | Special Mtn Note Det
5019621 | DAYTON | WL72 WELL 72 /HEATER | ILCP-CP-WL72. | P301 | INSV | INST | HUSSAARM | H |  |  |  | COMFORT |  | ELECTRIC | HVAC-HTR* |  |  | AW |  |  |  | Maint Look Functional Location | Ops Look Functional Location
5019622 | DAYTON | WL73 WELL 73 /HEATER | ILCP-CP-WL73. | P301 | INSV | INST | HUSSAARM | H |  |  |  | COMFORT |  | ELECTRIC | HVAC-HTR* |  |  | AW |  |  |  | Maint Look Functional Location | Ops Look Functional Location
5019623 | BARD MANUFATURING | TLNO-BTR EAST /HEATER | ILCP-TO-TLNO.-BTR. | P301 | INSV | INST | HUSSAARM | H |  |  |  | COMFORT |  | ELECTRIC | HVAC-HTR* |  |  | AW |  |  |  | Maint Look Functional Location | Ops Look Functional Location
5019624 | UNKNOWN | TLNO-BTR WEST /HEATER | ILCP-TO-TLNO.-BTR. | P301 | INSV | INST | HUSSAARM | H |  |  |  | COMFORT |  | NAT GAS | HVAC-HTR* |  |  | AW |  |  |  | Maint Look Functional Location | Ops Look Functional Location
5019625 | UNKNOWN | MKTST-BTR ELEVATED /HEATER | ILCP-CP-MKTST-BTR. | P301 | INSV | INST | HUSSAARM | H |  |  |  | COMFORT |  | ELECTRIC | HVAC-HTR* |  |  | AW |  |  |  | Maint Look Functional Location | Ops Look Functional Location
5019626 | UNKNOWN | NEIL-BTR NEIL ST /HEATER | ILCP-CP-NEIL.-BTR. | P301 | INSV | INST | HUSSAARM | H |  |  |  | COMFORT |  | ELECTRIC | HVAC-HTR* |  |  | AW |  |  |  | Maint Look Functional Location | Ops Look Functional Location
5019627 | UNKNOWN | STJO-BTR ST JOE /HEATER | ILCP-SJ-STJO.-BTR. | P301 | INSV | INST | HUSSAARM | H |  |  |  | COMFORT |  | ELECTRIC | HVAC-HTR* |  |  | AW |  |  |  | Maint Look Functional Location | Ops Look Functional Location
5019628 | UNKNOWN | URBNA-BTR URBANA /HEATER | ILCP-UR-URBNA-BTR. | P301 | INSV | INST | HUSSAARM | H |  |  |  | COMFORT |  | ELECTRIC | HVAC-HTR* |  |  | AW |  |  |  | Maint Look Functional Location | Ops Look Functional Location
5019629 | UNKNOWN | R150 RT150 /HEATER | ILCP-CP-R150. | P301 | INSV | INST | HUSSAARM | H |  |  |  | COMFORT |  | ELECTRIC | HVAC-HTR* |  |  | AW |  |  |  | Maint Look Functional Location | Ops Look Functional Location
5019630 | UNKNOWN | AR-TU SADORUS RD /HEATER | ILCP-AT-ARTUS | P301 | INSV | INST | HUSSAARM | H |  |  |  | COMFORT |  | ELECTRIC | HVAC-HTR* |  |  | AW |  |  |  | Maint Look Functional Location | Ops Look Functional Location
5019631 | UNKNOWN | STDP-BTR STANDPIPE /HEATER | ILCP-CP-STDP.-BTR. | P301 | INSV | INST | HUSSAARM | H |  |  |  | COMFORT |  | ELECTRIC | HVAC-HTR* |  |  | AW |  |  |  | Maint Look Functional Location | Ops Look Functional Location
5019632 | UNKNOWN | PESO PESOTUM /HEATER | ILCP-PS-PESO. | P301 | INSV | INST | HUSSAARM | H |  |  |  | COMFORT |  | NAT GAS | HVAC-HTR* |  |  | AW |  |  |  | Maint Look Functional Location | Ops Look Functional Location
5019635 | TRANE | BRAD-MNB-BLOWERRM /HEATER | ILCP-CP-BRAD.-MNB.-BLOW | P301 | INSV | INST | HUSSAARM | M |  | UHEC-253DACA | 0.00 A | COMFORT |  | ELECTRIC | HVAC-HTR* |  | 0.00 UN | AW |  |  |  | Maint Look Functional Location | Ops Look Functional Location
5019636 | TRANE | BRAD-MNB-HALLWAY 1 /HEATER | ILCP-CP-BRAD.-MNB.-HALL | P301 | INSV | INST | HUSSAARM | M |  | UHEC-203DACA | 0.00 A | COMFORT |  | ELECTRIC | HVAC-HTR* |  | 0.00 UN | AW |  |  |  | Maint Look Functional Location | Ops Look Functional Location
5019637 | TRANE | BRAD-MNB-HALLWAY 2 /HEATER | ILCP-CP-BRAD.-MNB.-HALL | P301 | INSV | INST | HUSSAARM | M |  | UHEC-203DACA | 0.00 A | COMFORT |  | ELECTRIC | HVAC-HTR* |  | 0.00 UN | AW |  |  |  | Maint Look Functional Location | Ops Look Functional Location
5019638 | TRANE | BRAD-MNB-HYPORM /HEATER | ILCP-CP-BRAD.-MNB.-HYPO | P301 | INSV | INST | HUSSAARM | M |  | UHEC-203DACA | 0.00 A | COMFORT |  | ELECTRIC | HVAC-HTR* |  | 0.00 UN | AW |  |  |  | Maint Look Functional Location | Ops Look Functional Location
5019639 | TRANE | BRAD-SOL BUILDING /HEATER | ILCP-CP-BRAD.-SOL. | P301 | INSV | INST | HUSSAARM | H |  | UHEC-203DACA | 0.00 A | COMFORT |  | ELECTRIC | HVAC-HTR* |  | 0.00 UN | AW |  |  |  | Maint Look Functional Location | Ops Look Functional Location
5019640 | TRANE | BRAD-MNB-PHOSFTRM /HEATER | ILCP-CP-BRAD.-MNB.-PHOS | P301 | INSV | INST | HUSSAARM | M |  | UHEC-203DACA | 0.00 A | COMFORT |  | ELECTRIC | HVAC-HTR* |  | 0.00 UN | AW |  |  |  | Maint Look Functional Location | Ops Look Functional Location
5019641 | TRANE | BRAD-MNB-FL2ROOM /HEATER | ILCP-CP-BRAD.-MNB.-FL2R | P301 | INSV | INST | HUSSAARM | M |  | UHEC-203DACA | 0.00 A | COMFORT |  | ELECTRIC | HVAC-HTR* |  | 0.00 UN | AW |  |  |  | Maint Look Functional Location | Ops Look Functional Location
5019642 | TRANE | BRAD-WCM-FERRICRM EAST /HEATER | ILCP-CP-BRAD.-WCM.-FERR | P301 | INSV | INST | HUSSAARM | M |  | UHEC-203DACA | 0.00 A | COMFORT |  | ELECTRIC | HVAC-HTR* |  | 0.00 UN | AW |  |  |  | Maint Look Functional Location | Ops Look Functional Location
5019643 | TRANE | BRAD-WCM-FERRICRM WEST /HEATER | ILCP-CP-BRAD.-WCM.-FERR | P301 | INSV | INST | HUSSAARM | M |  | UHEC-203DACA | 0.00 A | COMFORT |  | ELECTRIC | HVAC-HTR* |  | 0.00 UN | AW |  |  |  | Maint Look Functional Location | Ops Look Functional Location
5019644 | TRANE | BRAD-WCM-LIMEROOM EAST /HEATER | ILCP-CP-BRAD.-WCM.-LIME | P301 | INSV | INST | HUSSAARM | M |  | UHEC-253DACA | 0.00 A | COMFORT |  | ELECTRIC | HVAC-HTR* |  | 0.00 UN | AW |  |  |  | Maint Look Functional Location | Ops Look Functional Location
5019645 | TRANE | BRAD-WCM-LIMEROOM WEST /HEATER | ILCP-CP-BRAD.-WCM.-LIME | P301 | INSV | INST | HUSSAARM | M |  | UHEC-253DACA | 0.00 A | COMFORT |  | ELECTRIC | HVAC-HTR* |  | 0.00 UN | AW |  |  |  | Maint Look Functional Location | Ops Look Functional Location
5019646 | TRANE | BRAD-MNB-GARAGE NORTH /HEATER | ILCP-CP-BRAD.-MNB.-GARA | P301 | INSV | INST | HUSSAARM | H |  | UHEC-153DACA | 0.00 A | COMFORT |  | ELECTRIC | HVAC-HTR* |  | 0.00 UN | AW |  |  |  | Maint Look Functional Location | Ops Look Functional Location
5019647 | TRANE | BRAD-MNB-GARAGE SOUTH /HEATER | ILCP-CP-BRAD.-MNB.-GARA | P301 | INSV | INST | HUSSAARM | H |  | UHEC-153DACA | 0.00 A | COMFORT |  | ELECTRIC | HVAC-HTR* |  | 0.00 UN | AW |  |  |  | Maint Look Functional Location | Ops Look Functional Location
5019620 | DAYTON | WL71 WELL 71 /HEATER | ILCP-CP-WL71. | P301 | INSV | INST | HUSSAARM | H |  |  |  | COMFORT |  | ELECTRIC | HVAC-HTR* |  |  | AW |  |  |  | Maint Look Functional Location | Ops Look Functional Location
5019595 | LENNOX | LINC-PDB-PRODGARAGE NE UNIT /HEATER | ILCP-UR-LINC.-PDB.-PROD | P301 | REMV | INAC INST | HUSSAARM | H |  |  | 0.00 A | COMFORT |  | NAT GAS | HVAC-HTR* |  | 0.00 UN | AW |  |  |  | Maint Look Functional Location | Ops Look Functional Location
5019596 | LENNOX | LINC-PDB-PRODGARAGE NW UNIT /HEATER | ILCP-UR-LINC.-PDB.-PROD | P301 | REMV | INAC INST | HUSSAARM | H |  |  | 0.00 A | COMFORT |  | NAT GAS | HVAC-HTR* |  | 0.00 UN | AW |  |  |  | Maint Look Functional Location | Ops Look Functional Location
5019597 | LENNOX | LINC-PDB-PRODGARAGE SW UNIT /HEATER | ILCP-UR-LINC.-PDB.-PROD | P301 | REMV | INAC INST | HUSSAARM | H |  |  | 0.00 A | COMFORT |  | NAT GAS | HVAC-HTR* |  | 0.00 UN | AW |  |  |  | Maint Look Functional Location | Ops Look Functional Location
5019598 | LENNOX | LINC-PDB-PRODGAR MNT W END /HEATER | ILCP-UR-LINC.-PDB.-PROD | P301 | REMV | INAC INST | HUSSAARM | H |  |  | 0.00 A | COMFORT |  | NAT GAS | HVAC-HTR* |  | 0.00 UN | AW |  |  |  | Maint Look Functional Location | Ops Look Functional Location
5019599 | LENNOX | LINC-PDB-PRODGAR MNT E END /HEATER | ILCP-UR-LINC.-PDB.-PROD | P301 | REMV | INAC INST | HUSSAARM | H |  |  | 0.00 A | COMFORT |  | NAT GAS | HVAC-HTR* |  | 0.00 UN | AW |  |  |  | Maint Look Functional Location | Ops Look Functional Location
5019600 | TPI CORP | LINC-MRT MORTON BLD /HEATER | ILCP-UR-LINC.-MRT. | P301 | REMV | INAC INST | HUSSAARM | H |  | H1HUH15C03 | 63.30 A | COMFORT |  | ELECTRIC | HVAC-HTR* |  | 0.00 UN | AW |  |  | 240 | Maint Look Functional Location | Ops Look Functional Location
5019601 | LENNOX | LINC-FB FILTER BLD /HEATER | ILCP-UR-LINC.-FB.. | P301 | REMV | INAC INST | HUSSAARM | H |  |  | 0.00 A | COMFORT |  | NAT GAS | HVAC-HTR* |  | 0.00 UN | AW |  |  |  | Maint Look Functional Location | Ops Look Functional Location
5019602 | DAYTON | WL53 WELL 53 /HEATER | ILCP-CP-WL53. | P301 | INSV | INST | HUSSAARM | H |  |  |  | COMFORT |  | ELECTRIC | HVAC-HTR* |  |  | AW |  |  |  | Maint Look Functional Location | Ops Look Functional Location
5019603 | DAYTON | WL54 WELL54 /HEATER | ILCP-CP-WL54. | P301 | INSV | INST | HUSSAARM | H |  |  |  | COMFORT |  | ELECTRIC | HVAC-HTR* |  |  | AW |  |  |  | Maint Look Functional Location | Ops Look Functional Location
5019604 | DAYTON | WL55 WELL55 /HEATER | ILCP-CP-WL55. | P301 | INSV | INST | HUSSAARM | H |  |  |  | COMFORT |  | ELECTRIC | HVAC-HTR* |  |  | AW |  |  |  | Maint Look Functional Location | Ops Look Functional Location
5019605 | DAYTON | MATS-W56 WELL56 /HEATER | ILCP-CP-MATS.-W56. | P301 | INSV | INST | HUSSAARM | H |  |  | 0.00 A | COMFORT |  | ELECTRIC | HVAC-HTR* |  | 0.00 UN | AW |  |  |  | Maint Look Functional Location | Ops Look Functional Location
5019606 | DAYTON | WL57 WELL 57 /HEATER | ILCP-CP-WL57. | P301 | INSV | INST | HUSSAARM | H |  |  |  | COMFORT |  | ELECTRIC | HVAC-HTR* |  |  | AW |  |  |  | Maint Look Functional Location | Ops Look Functional Location
5019607 | DAYTON | WL58 WELL 58 /HEATER | ILCP-CP-WL58. | P301 | INSV | INST | HUSSAARM | H |  |  |  | COMFORT |  | ELECTRIC | HVAC-HTR* |  |  | AW |  |  |  | Maint Look Functional Location | Ops Look Functional Location
5019608 | DAYTON | WL59 WELL 59 /HEATER | ILCP-CP-WL59. | P301 | INSV | INST | HUSSAARM | H |  |  |  | COMFORT |  | ELECTRIC | HVAC-HTR* |  |  | AW |  |  |  | Maint Look Functional Location | Ops Look Functional Location
5019609 | DAYTON | WL60 WELL 60 /HEATER | ILCP-CP-WL60. | P301 | INSV | INST | HUSSAARM | H |  |  |  | COMFORT |  | ELECTRIC | HVAC-HTR* |  |  | AW |  |  |  | Maint Look Functional Location | Ops Look Functional Location
5019610 | DAYTON | WL61 WELL 61 /HEATER | ILCP-CP-WL61. | P301 | INSV | INST | HUSSAARM | H |  |  |  | COMFORT |  | ELECTRIC | HVAC-HTR* |  |  | AW |  |  |  | Maint Look Functional Location | Ops Look Functional Location
5019611 | DAYTON | WL62 WELL 62 /HEATER | ILCP-CP-WL62. | P301 | INSV | INST | HUSSAARM | H |  |  | 0.00 A | COMFORT |  | ELECTRIC | HVAC-HTR* |  | 0.00 UN | AW |  |  |  | Maint Look Functional Location | Ops Look Functional Location
5019612 | DAYTON | WL63 WELL 63 /HEATER | ILCP-CP-WL63. | P301 | INSV | INST | HUSSAARM | H |  |  |  | COMFORT |  | ELECTRIC | HVAC-HTR* |  |  | AW |  |  |  | Maint Look Functional Location | Ops Look Functional Location
5019613 | DAYTON | WL64 WELL 64 /HEATER | ILCP-CP-WL64. | P301 | INSV | INST | HUSSAARM | H |  |  |  | COMFORT |  | ELECTRIC | HVAC-HTR* |  |  | AW |  |  |  | Maint Look Functional Location | Ops Look Functional Location
5019614 | DAYTON | WL65 WELL 65 /HEATER | ILCP-CP-WL65. | P301 | INSV | INST | HUSSAARM | H |  |  |  | COMFORT |  | ELECTRIC | HVAC-HTR* |  |  | AW |  |  |  | Maint Look Functional Location | Ops Look Functional Location
5019615 | DAYTON | WL66 WELL 66 /HEATER | ILCP-CP-WL66. | P301 | INSV | INST | HUSSAARM | H |  |  |  | COMFORT |  | ELECTRIC | HVAC-HTR* |  |  | AW |  |  |  | Maint Look Functional Location | Ops Look Functional Location
5019616 | DAYTON | BRAD-W67 WELL 67 /HEATER | ILCP-CP-BRAD.-W67. | P301 | INSV | INST | HUSSAARM | H |  |  | 0.00 A | COMFORT |  | ELECTRIC | HVAC-HTR* |  | 0.00 UN | AW |  |  |  | Maint Look Functional Location | Ops Look Functional Location
5019617 | DAYTON | WL68 WELL 68 /HEATER | ILCP-CP-WL68. | P301 | INSV | INST | HUSSAARM | H |  |  |  | COMFORT |  | ELECTRIC | HVAC-HTR* |  |  | AW |  |  |  | Maint Look Functional Location | Ops Look Functional Location
5019618 | DAYTON | WL69 WELL69 /HEATER | ILCP-CP-WL69. | P301 | INSV | INST | HUSSAARM | H |  |  |  | COMFORT |  | ELECTRIC | HVAC-HTR* |  |  | AW |  |  |  | Maint Look Functional Location | Ops Look Functional Location
5019619 | DAYTON | WL70 WELL70 /HEATER | ILCP-CP-WL70. | P301 | INSV | INST | HUSSAARM | H |  |  |  | COMFORT |  | ELECTRIC | HVAC-HTR* |  |  | AW |  |  |  | Maint Look Functional Location | Ops Look Functional Location

## CLASS-HVAC-TWR
Equipment | Manufacturer | Description | Functional Loc. | Planning plant | User status | System status | Created by | ABC indic. | ManufSerialNo. | Model number | HVAC Cooling Tower | Owned By | Application | Energy Type | Output Value | Output UOM | CFM | Special Mtn Note | Special Mtn Note Details | NARUC Maintenance Account | NARUC Operations Accounut | Special Mtn Note | Special Mtn Note Details
5176237 | UNKNOWN | RMTP-ADM Chiller Cooling Tower / | NJRB-BM-RMTP.-ADM. | P214 | INSV | INST | HUSSAARM | M |  |  | HVAC-TWR* | AW | [7 empty] | Maint Look Functional Location | Ops Look Functional Location

## CLASS-HVAC-VNT
Equipment | Manufacturer | Description | Functional Loc. | Planning plant | User status | System status | Created by | ABC indic. | ManufSerialNo. | Model number | Amp Rating | Application | Duty Cycle | Energy Type | HVAC Ventilation | Output UOM | Output Value | Owned By | Special Mtn Note | Special Mtn Note Det | Volt Rating | NARUC Maintenance Ac | NARUC Operations Acc | Special Mtn Note | Special Mtn Note Det
5072669 | UNKNOWN | HAPPY-TRMT-HYPO EXHAUST 2 /VENTILATOR | INWL-WL-HAPPY-TRMT-HYPO | P558 | INSV | INST | HUSSAARM | L |  |  | 0.00 A | VENTILATION |  | ELECTRIC | HVAC-VNT* |  | 0.00 UN | AW |  |  |  | Maint Look Functional Location | Ops Look Functional Location
5072668 | UNKNOWN | HAPPY-TRMT-HYPO EXHAUST 1 /VENTILATOR | INWL-WL-HAPPY-TRMT-HYPO | P558 | INSV | INST | HUSSAARM | L |  |  | 0.00 A | VENTILATION |  | ELECTRIC | HVAC-VNT* |  | 0.00 UN | AW |  |  |  | Maint Look Functional Location | Ops Look Functional Location
5054267 | UNKNOWN | FREFS EXHAUST FAN /VENTILATOR | INSY-SY-FREFS | P568 | INSV | INST | HUSSAARM | L |  |  | 0.00 A | VENTILATION |  | ELECTRIC | HVAC-VNT* |  | 0.00 UN | AW |  |  |  | Maint Look Functional Location | Ops Look Functional Location
5054265 | UNKNOWN | FREBS EXHAUST FAN /VENTILATOR | INSY-SY-FREBS | P568 | INSV | INST | HUSSAARM | L |  |  | 0.00 A | VENTILATION | INTERMITTENT | ELECTRIC | HVAC-VNT* |  | 0.00 UN | AW |  |  |  | Maint Look Functional Location | Ops Look Functional Location
5054263 | UNKNOWN | WELLS EXHAUST FAN /VENTILATOR | INSY-SY-WELLS | P568 | INSV | INST | HUSSAARM | L |  |  | 0.00 A | VENTILATION |  | ELECTRIC | HVAC-VNT* |  | 0.00 UN | AW |  |  |  | Maint Look Functional Location | Ops Look Functional Location
5054261 | UNKNOWN | PLANT EXHAUST FAN 2 /VENTILATOR | INSY-SY-PLANT | P568 | INSV | INST | HUSSAARM | L |  |  | 0.00 A | VENTILATION | CONTINUOUS | ELECTRIC | HVAC-VNT* |  | 0.00 UN | AW |  |  |  | Maint Look Functional Location | Ops Look Functional Location
5054259 | UNKNOWN | PLANT-CHEM EXHAUST FAN 5 /VENTILATOR | INSY-SY-PLANT-CHEM | P568 | INSV | INST | HUSSAARM | L |  |  | 0.00 A | VENTILATION | INTERMITTENT | ELECTRIC | HVAC-VNT* |  | 0.00 UN | AW |  |  |  | Maint Look Functional Location | Ops Look Functional Location
5054257 | UNKNOWN | PLANT-CHEM EXHAUST FAN 4 /VENTILATOR | INSY-SY-PLANT-CHEM | P568 | INSV | INST | HUSSAARM | L |  |  | 0.00 A | VENTILATION | INTERMITTENT | ELECTRIC | HVAC-VNT* |  | 0.00 UN | AW |  |  |  | Maint Look Functional Location | Ops Look Functional Location
5054255 | UNKNOWN | PLANT-CHEM EXHAUST FAN 3 /VENTILATOR | INSY-SY-PLANT-CHEM | P568 | INSV | INST | HUSSAARM | L |  |  | 0.00 A | VENTILATION | INTERMITTENT | ELECTRIC | HVAC-VNT* |  | 0.00 UN | AW |  |  |  | Maint Look Functional Location | Ops Look Functional Location
5054253 | UNKNOWN | PLANT-CHEM EXHAUST FAN 2 /VENTILATOR | INSY-SY-PLANT-CHEM | P568 | INSV | INST | HUSSAARM | L |  |  | 0.00 A | VENTILATION | INTERMITTENT | ELECTRIC | HVAC-VNT* |  | 0.00 UN | AW |  |  |  | Maint Look Functional Location | Ops Look Functional Location
5054252 | UNKNOWN | PLANT-CHEM EXHAUST FAN 1 /VENTILATOR | INSY-SY-PLANT-CHEM | P568 | INSV | INST | HUSSAARM | L |  |  | 0.00 A | VENTILATION | INTERMITTENT | ELECTRIC | HVAC-VNT* |  | 0.00 UN | AW |  |  |  | Maint Look Functional Location | Ops Look Functional Location
5054249 | UNKNOWN | PLANT EXHAUST FAN 1 /VENTILATOR | INSY-SY-PLANT | P568 | INSV | INST | HUSSAARM | L |  |  | 0.00 A | VENTILATION | CONTINUOUS | ELECTRIC | HVAC-VNT* |  | 0.00 UN | AW |  |  |  | Maint Look Functional Location | Ops Look Functional Location
5054247 | UNKNOWN | PLANT-FLTR EXHAUST FAN /VENTILATOR | INSY-SY-PLANT-FLTR | P568 | INSV | INST | HUSSAARM | L |  |  | 0.00 A | VENTILATION | INTERMITTENT | ELECTRIC | HVAC-VNT* |  | 0.00 UN | AW |  |  |  | Maint Look Functional Location | Ops Look Functional Location
5046324 | UNKNOWN | PLANT-TRMT-ELEC ELEC RM /VENTILATOR | INWR-WR-PLANT-TRMT-ELEC | P557 | INSV | INST | HUSSAARM | L |  | COOK 165R5B | 0.00 A | VENTILATION | CONTINUOUS | ELECTRIC | HVAC-VNT* | CFM | 2,000.00 UN | AW |  |  | 460 | Maint Look Functional Location | Ops Look Functional Location
5046323 | UNKNOWN | PLANT-TRMT-MECH MECHANICAL /VENTILATOR | INWR-WR-PLANT-TRMT-MECH | P557 | INSV | INST | HUSSAARM | L |  | COOK 70R15DM | 0.00 A | VENTILATION | CONTINUOUS | ELECTRIC | HVAC-VNT* | CFM | 75.00 UN | AW |  |  | 120 | Maint Look Functional Location | Ops Look Functional Location
5046322 | UNKNOWN | PLANT-TRMT-OFFC WOMENS /VENTILATOR | INWR-WR-PLANT-TRMT-OFFC | P557 | INSV | INST | HUSSAARM | L |  | COOK 70R15DM | 0.00 A | VENTILATION | CONTINUOUS | ELECTRIC | HVAC-VNT* | CFM | 75.00 UN | AW |  |  | 120 | Maint Look Functional Location | Ops Look Functional Location
5046321 | UNKNOWN | PLANT-TRMT-OFFC MENS /VENTILATOR | INWR-WR-PLANT-TRMT-OFFC | P557 | INSV | INST | HUSSAARM | L |  | COOK 70R15DM | 0.00 A | VENTILATION | CONTINUOUS | ELECTRIC | HVAC-VNT* | CFM | 75.00 UN | AW |  |  | 120 | Maint Look Functional Location | Ops Look Functional Location
5046320 | UNKNOWN | PLANT-TRMT-PIPE JANITOR /VENTILATOR | INWR-WR-PLANT-TRMT-PIPE | P557 | INSV | INST | HUSSAARM | L |  | COOK 70R15DM | 0.00 A | VENTILATION | CONTINUOUS | ELECTRIC | HVAC-VNT* | CFM | 75.00 UN | AW |  |  | 120 | Maint Look Functional Location | Ops Look Functional Location
5046319 | UNKNOWN | PLANT-TRMT-PIPE COMPRESSOR /VENTILATOR | INWR-WR-PLANT-TRMT-PIPE | P557 | INSV | INST | HUSSAARM | L |  | COOK 135R3B | 0.00 A | VENTILATION | CONTINUOUS | ELECTRIC | HVAC-VNT* | CFM | 1,000.00 UN | AW |  |  | 120 | Maint Look Functional Location | Ops Look Functional Location
5046318 | UNKNOWN | PLANT-TRMT-CHLR HYPO /VENTILATOR | INWR-WR-PLANT-TRMT-CHLR | P557 | INSV | INST | HUSSAARM | L |  | COOK 210R6B | 0.00 A | VENTILATION | CONTINUOUS | ELECTRIC | HVAC-VNT* | CFM | 3,048.00 UN | AW |  |  | 460 | Maint Look Functional Location | Ops Look Functional Location
5046317 | UNKNOWN | PLANT-TRMT-AMMN AMMONIA /VENTILATOR | INWR-WR-PLANT-TRMT-AMMN | P557 | INSV | INST | HUSSAARM | L |  | COOK 100R3B | 0.00 A | VENTILATION | CONTINUOUS | ELECTRIC | HVAC-VNT* | CFM | 627.00 UN | AW |  |  | 120 | Maint Look Functional Location | Ops Look Functional Location
5046316 | UNKNOWN | PLANT-TRMT-PHOS PHOSPHATE /VENTILATOR | INWR-WR-PLANT-TRMT-PHOS | P557 | INSV | INST | HUSSAARM | L |  | COOK 100R3B | 0.00 A | VENTILATION | CONTINUOUS | ELECTRIC | HVAC-VNT* | CFM | 627.00 UN | AW |  |  | 120 | Maint Look Functional Location | Ops Look Functional Location
5046309 | UNKNOWN | PLANT-TRMT-LABR FUME HOOD /VENTILATOR | INWR-WR-PLANT-TRMT-LABR | P557 | INSV | INST | HUSSAARM | L |  |  | 0.00 A | VENTILATION |  | ELECTRIC | HVAC-VNT* |  | 0.00 UN | AW |  |  |  | Maint Look Functional Location | Ops Look Functional Location
5046308 | UNKNOWN | PLANT-TRMT-FLUR FLUORIDE /VENTILATOR | INWR-WR-PLANT-TRMT-FLUR | P557 | INSV | INST | HUSSAARM | L |  | COOK 100R3B | 0.00 A | VENTILATION | CONTINUOUS | ELECTRIC | HVAC-VNT* | CFM | 627.00 UN | AW |  |  | 120 | Maint Look Functional Location | Ops Look Functional Location
5046307 | UNKNOWN | PLANT-TRMT-KNO4 PERMANGENATE /VENTILATOR | INWR-WR-PLANT-TRMT-KNO4 | P557 | INSV | INST | HUSSAARM | L |  | COOK 100R3B | 0.00 A | VENTILATION | CONTINUOUS | ELECTRIC | HVAC-VNT* | CFM | 627.00 UN | AW |  |  | 120 | Maint Look Functional Location | Ops Look Functional Location
5210007 | UNKNOWN | INCR-Z1-MCOPT-PLNT-FLRD EXHAUST | INCR-Z1-MCOPT-PLNT-FLRD | P560 | INSV | INST | TRUEHS | M |  |  | 0.00 A | VENTILATION |  | ELECTRIC | HVAC-VNT* |  | 0.00 UN | AW |  |  |  | Maint Look Functional Location | Ops Look Functional Location
5208925 | UNKNOWN | PLANT-CHLN/VENTILATION SYS | INTH-TH-PLANT-CHLN | P564 | INSV | INST | TRUEHS | M |  |  | 0.00 A | VENTILATION |  | ELECTRIC | HVAC-VNT* |  | 0.00 UN | AW |  |  |  | Maint Look Functional Location | Ops Look Functional Location
5208427 | UNKNOWN | SULLIVAN-FLUOR BLDG/EXHAUST | INSL-SL-PLANT-FLOR | P565 | INSV | INST | TRUEHS | M |  |  | 0.00 A | COMFORT |  | ELECTRIC | HVAC-VNT* |  | 0.00 UN | AW |  |  |  | Maint Look Functional Location | Ops Look Functional Location
5208425 | UNKNOWN | SULLIVAN-PHOS BLDG/EXHAUST | INSL-SL-PLANT-PHOS | P565 | INSV | INST | TRUEHS | M |  |  | 0.00 A | COMFORT |  | ELECTRIC | HVAC-VNT* |  | 0.00 UN | AW |  |  |  | Maint Look Functional Location | Ops Look Functional Location
5208238 | UNKNOWN | INWV-WV-PLANT/ EXHAUST FAN | INWV-WV-PLANT-PLNT | P561 | INSV | INST | TRUEHS | M |  |  | 0.00 A | VENTILATION |  | ELECTRIC | HVAC-VNT* |  | 0.00 UN | AW |  |  |  | Maint Look Functional Location | Ops Look Functional Location
5208223 | UNKNOWN | PLANT-cntrl/Ammonia Exhaust | INTH-TH-PLANT-CTRL | P564 | INSV | INST | TRUEHS | M |  |  | 0.00 A | VENTILATION |  | ELECTRIC | HVAC-VNT* |  | 0.00 UN | AW |  |  |  | Maint Look Functional Location | Ops Look Functional Location
5207537 | UNKNOWN | SULLIVAN CL2 EXHAUST FAN /VENTILATOR | INSL-SL-PLANT-BLDG | P565 | INSV | INST | TRUEHS | M |  |  | 0.00 A | VENTILATION |  | ELECTRIC | HVAC-VNT* |  | 0.00 UN | AW |  |  |  | Maint Look Functional Location | Ops Look Functional Location
5207536 | UNKNOWN | MEROM CL2 EXHAUST FAN /VENTILATOR MAINT | INSL-MR-PLANT | P565 | INSV | INST | TRUEHS | M |  |  | 0.00 A | COMFORT |  | ELECTRIC | HVAC-VNT* |  | 0.00 UN | AW |  |  |  | Maint Look Functional Location | Ops Look Functional Location
5072724 | UNKNOWN | DAVIS-TRMT SUPPLY FAN /VENTILATOR | INWL-WL-DAVIS-TRMT | P558 | INSV | INST | HUSSAARM | L |  |  | 0.00 A | COMFORT |  | ELECTRIC | HVAC-VNT* |  | 0.00 UN | AW |  |  |  | Maint Look Functional Location | Ops Look Functional Location
5072723 | UNKNOWN | DAVIS-TRMT ROOF AIR HANDLER /VENTILATOR | INWL-WL-DAVIS-TRMT | P558 | INSV | INST | HUSSAARM | L |  |  | 0.00 A | COMFORT |  | ELECTRIC | HVAC-VNT* |  | 0.00 UN | AW |  |  |  | Maint Look Functional Location | Ops Look Functional Location
5072722 | UNKNOWN | DAVIS-TRMT RESTROOM EXHAUST /VENTILATOR | INWL-WL-DAVIS-TRMT | P558 | OOS | INAC INST | HUSSAARM | L |  |  | 0.00 A | COMFORT |  | ELECTRIC | HVAC-VNT* |  | 0.00 UN | AW |  |  |  | Maint Look Functional Location | Ops Look Functional Location
5072718 | UNKNOWN | DAVIS-TRMT-POLY EXHAUST FAN /VENTILATOR | INWL-WL-DAVIS-TRMT-POLY | P558 | INSV | INST | HUSSAARM | L |  |  | 0.00 A | VENTILATION |  | ELECTRIC | HVAC-VNT* |  | 0.00 UN | AW |  |  |  | Maint Look Functional Location | Ops Look Functional Location
5072716 | UNKNOWN | DAVIS-TRMT-PHOS EXHAUST FAN /VENTILATOR | INWL-WL-DAVIS-TRMT-PHOS | P558 | INSV | INST | HUSSAARM | L |  |  | 0.00 A | VENTILATION |  | ELECTRIC | HVAC-VNT* |  | 0.00 UN | AW |  |  |  | Maint Look Functional Location | Ops Look Functional Location
5072714 | UNKNOWN | DAVIS-TRMT-KN04 EXHAUST FAN /VENTILATOR | INWL-WL-DAVIS-TRMT-KN04 | P558 | INSV | INST | HUSSAARM | L |  |  | 0.00 A | VENTILATION |  | ELECTRIC | HVAC-VNT* |  | 0.00 UN | AW |  |  |  | Maint Look Functional Location | Ops Look Functional Location
5072707 | UNKNOWN | DAVIS-TRMT-HYPO EXHAUST 2 /VENTILATOR | INWL-WL-DAVIS-TRMT-HYPO | P558 | INSV | INST | HUSSAARM | L |  |  | 0.00 A | VENTILATION |  | ELECTRIC | HVAC-VNT* |  | 0.00 UN | AW |  |  |  | Maint Look Functional Location | Ops Look Functional Location
5072706 | UNKNOWN | DAVIS-TRMT-HYPO EXHAUST 1 /VENTILATOR | INWL-WL-DAVIS-TRMT-HYPO | P558 | INSV | INST | HUSSAARM | L |  |  | 0.00 A | VENTILATION |  | ELECTRIC | HVAC-VNT* |  | 0.00 UN | AW |  |  |  | Maint Look Functional Location | Ops Look Functional Location
5072702 | UNKNOWN | DAVIS-TRMT-FLOR EXHAUST FAN /VENTILATOR | INWL-WL-DAVIS-TRMT-FLOR | P558 | INSV | INST | HUSSAARM | M |  |  | 0.00 A | VENTILATION |  | ELECTRIC | HVAC-VNT* |  | 0.00 UN | AW |  |  |  | Maint Look Functional Location | Ops Look Functional Location
5072691 | UNKNOWN | HAPPY-TRMT ROOFTOP /VENTILATOR | INWL-WL-HAPPY-TRMT | P558 | INSV | INST | HUSSAARM | L |  |  | 0.00 A | COMFORT |  | ELECTRIC | HVAC-VNT* |  | 0.00 UN | AW |  |  |  | Maint Look Functional Location | Ops Look Functional Location
5072689 | UNKNOWN | HAPPY-TRMT-MECH RSTRM EXH /VENTILATOR | INWL-WL-HAPPY-TRMT-MECH | P558 | INSV | INST | HUSSAARM | L |  |  | 0.00 A | COMFORT |  | ELECTRIC | HVAC-VNT* |  | 0.00 UN | AW |  |  |  | Maint Look Functional Location | Ops Look Functional Location
5072686 | UNKNOWN | HAPPY-TRMT-MECH AIR UNIT /VENTILATOR | INWL-WL-HAPPY-TRMT-MECH | P558 | INSV | INST | HUSSAARM | L |  |  | 0.00 A | COMFORT |  | ELECTRIC | HVAC-VNT* |  | 0.00 UN | AW |  |  |  | Maint Look Functional Location | Ops Look Functional Location
5072685 | UNKNOWN | HAPPY-TRMT SUPPLY FAN /VENTILATOR | INWL-WL-HAPPY-TRMT | P558 | INSV | INST | HUSSAARM | L |  |  | 0.00 A | COMFORT |  | ELECTRIC | HVAC-VNT* |  | 0.00 UN | AW |  |  |  | Maint Look Functional Location | Ops Look Functional Location
5072678 | UNKNOWN | HAPPY-TRMT-POLY EXHAUST FAN /VENTILATOR | INWL-WL-HAPPY-TRMT-POLY | P558 | INSV | INST | HUSSAARM | L |  |  | 0.00 A | VENTILATION |  | ELECTRIC | HVAC-VNT* |  | 0.00 UN | AW |  |  |  | Maint Look Functional Location | Ops Look Functional Location
5072676 | UNKNOWN | HAPPY-TRMT-PHOS EXHAUST /VENTILATOR | INWL-WL-HAPPY-TRMT-PHOS | P558 | INSV | INST | HUSSAARM | L |  |  | 0.00 A | VENTILATION |  | ELECTRIC | HVAC-VNT* |  | 0.00 UN | AW |  |  |  | Maint Look Functional Location | Ops Look Functional Location
5072674 | UNKNOWN | HAPPY-TRMT-FLOR EXHAUST FAN /VENTILATOR | INWL-WL-HAPPY-TRMT-FLOR | P558 | INSV | INST | HUSSAARM | L |  |  | 0.00 A | VENTILATION |  | ELECTRIC | HVAC-VNT* |  | 0.00 UN | AW |  |  |  | Maint Look Functional Location | Ops Look Functional Location
5072672 | UNKNOWN | HAPPY-TRMT-KN04 EXHAUST FAN /VENTILATOR | INWL-WL-HAPPY-TRMT-KN04 | P558 | INSV | INST | HUSSAARM | L |  |  | 0.00 A | VENTILATION |  | ELECTRIC | HVAC-VNT* |  | 0.00 UN | AW |  |  |  | Maint Look Functional Location | Ops Look Functional Location
5039072 | UNKNOWN | FWBS Exhaust Fan /VENTILATOR | INNW-WF-FWBS. | P569 | INSV | INST | HUSSAARM | L |  |  | 0.00 A | VENTILATION |  | ELECTRIC | HVAC-VNT* |  | 0.00 UN | AW |  |  | 120 | Maint Look Functional Location | Ops Look Functional Location
5038925 | UNKNOWN | BPTP-BP-FB-HSCHEM EX FAN-NH3/VENTILATOR | INNW-GA-BPTP.-BP..-FB..-HSCH | P569 | INSV | INST | HUSSAARM | M |  |  | 0.00 A | VENTILATION |  | ELECTRIC | HVAC-VNT* |  | 0.00 UN | AW |  |  | 460 | Maint Look Functional Location | Ops Look Functional Location
5038919 | UNKNOWN | BPTP-BP-FB AIR INTAKE BLWR2 /VENTIL | INNW-GA-BPTP.-BP..-FB.. | P569 | INSV | INST | HUSSAARM | L |  |  | 0.00 A | VENTILATION |  | ELECTRIC | HVAC-VNT* |  | 0.00 UN | AW |  |  | 460 | Maint Look Functional Location | Ops Look Functional Location
5038918 | UNKNOWN | BPTP-BP-FB AIR INTAKE BLWR1 /VENTIL | INNW-GA-BPTP.-BP..-FB.. | P569 | INSV | INST | HUSSAARM | L |  |  | 0.00 A | VENTILATION |  | ELECTRIC | HVAC-VNT* |  | 0.00 UN | AW |  |  | 460 | Maint Look Functional Location | Ops Look Functional Location
5038908 | UNKNOWN | 41BS-BS Exhast Fan /VENTILATOR | INNW-GA-41BS.-BS.. | P569 | INSV | INST | HUSSAARM | L |  |  | 0.00 A | VENTILATION |  | ELECTRIC | HVAC-VNT* |  | 0.00 UN | AW |  |  | 120 | Maint Look Functional Location | Ops Look Functional Location
5038894 | UNKNOWN | FRTW-BS Exhaust Fan 2 /VENTILATOR | INNW-CH-FRTW.-BS.. | P569 | INSV | INST | HUSSAARM | L |  |  | 0.00 A | VENTILATION |  | ELECTRIC | HVAC-VNT* |  | 0.00 UN | AW |  |  | 120 | Maint Look Functional Location | Ops Look Functional Location
5038892 | UNKNOWN | FRTW-BS Exhaust Fan 1 /VENTILATOR | INNW-CH-FRTW.-BS.. | P569 | INSV | INST | HUSSAARM | L |  |  | 0.00 A | VENTILATION |  | ELECTRIC | HVAC-VNT* |  | 0.00 UN | AW |  |  | 120 | Maint Look Functional Location | Ops Look Functional Location
5038890 | UNKNOWN | FRTW-ALT Exhaust Fan /VENTILATOR | INNW-CH-FRTW.-ALT. | P569 | INSV | INST | HUSSAARM | L |  |  | 0.00 A | VENTILATION |  | ELECTRIC | HVAC-VNT* |  | 0.00 UN | AW |  |  | 120 | Maint Look Functional Location | Ops Look Functional Location
5020317 | UNKNOWN | PLANT-CHEM CHLORINE FEED /VENTILATOR | INKO-KO-PLANT-CHEM | P551 | INSV | INST | HUSSAARM | H |  |  | 0.00 A | VENTILATION |  | ELECTRIC | HVAC-VNT* |  | 0.00 UN | AW |  |  |  | Maint Look Functional Location | Ops Look Functional Location
5020316 | UNKNOWN | PLANT-CHEM CHLORINE STORAGE /VENTILATOR | INKO-KO-PLANT-CHEM | P551 | INSV | INST | HUSSAARM | H |  |  | 0.00 A | VENTILATION |  | ELECTRIC | HVAC-VNT* |  | 0.00 UN | AW |  |  |  | Maint Look Functional Location | Ops Look Functional Location
5020315 | ALLEN BRADLEY | PHILP-PLNT ORHTO EXHAUST /VENTILATOR | INKO-KO-PHILP-PLNT | P551 | INSV | INST | HUSSAARM | M |  | 700 HR |  | VENTILATION |  | ELECTRIC | HVAC-VNT* |  |  | AW |  |  |  | Maint Look Functional Location | Ops Look Functional Location
5020314 | ALLEN BRADLEY | PHILP-PLNT FLUORIDE EXHAUST /VENTILATOR | INKO-KO-PHILP-PLNT | P551 | INSV | INST | HUSSAARM | M |  | 700 HR |  | VENTILATION |  | ELECTRIC | HVAC-VNT* |  |  | AW |  |  |  | Maint Look Functional Location | Ops Look Functional Location
5020310 | ALLEN BRADLEY | PHILP-PLNT POLYMER EXHAUST /VENTILATOR | INKO-KO-PHILP-PLNT | P551 | INSV | INST | HUSSAARM | M |  | 700 HR |  | VENTILATION |  | ELECTRIC | HVAC-VNT* |  |  | AW |  |  |  | Maint Look Functional Location | Ops Look Functional Location
5005734 | DAYTON | MCHGN-BSTR VENTILATION /VENTILATOR | INSO-SO-MCHGN-BSTR | P566 | INSV | INST | HUSSAARM | M | MM500-A0027-AA | 9K969 | 4.90 A | VENTILATION | CONTINUOUS | ELECTRIC | HVAC-VNT* | CFM | 0.00 UN | AW |  |  | 120 | Maint Look Functional Location | Ops Look Functional Location
5005725 | UNKNOWN | PLANT EXHAUST EF-F1 /VENTILATOR | INSO-SO-PLANT | P566 | INSV | INST | HUSSAARM | M |  |  | 0.00 A | VENTILATION | INTERMITTENT | ELECTRIC | HVAC-VNT* | CFM | 0.00 UN | AW |  |  | 460 | Maint Look Functional Location | Ops Look Functional Location
5005702 | UNKNOWN | PLANT CENTRAL STN /VENTILATOR | INSO-SO-PLANT | P566 | INSV | INST | HUSSAARM | M |  |  | 0.00 A | COMFORT |  | ELECTRIC | HVAC-VNT* | CFM | 0.00 UN | AW |  |  |  | Maint Look Functional Location | Ops Look Functional Location
5005700 | UNKNOWN | PLANT LOUVERS /VENTILATOR | INSO-SO-PLANT | P566 | INSV | INST | HUSSAARM | M |  |  | 0.00 A | VENTILATION |  |  | HVAC-VNT* | CFM | 0.00 UN | AW |  |  |  | Maint Look Functional Location | Ops Look Functional Location
5005699 | UNKNOWN | PLANT TEMPERATURE CONTROLS /VENTILATOR | INSO-SO-PLANT | P566 | INSV | INST | HUSSAARM | M |  |  | 0.00 A | COMFORT |  | ELECTRIC | HVAC-VNT* |  | 0.00 UN | AW |  |  |  | Maint Look Functional Location | Ops Look Functional Location
5005698 | UNKNOWN | PLANT LOUVERED PENTHOUSES /VENTILATOR | INSO-SO-PLANT | P566 | INSV | INST | HUSSAARM | M |  |  | 0.00 A | VENTILATION |  | ELECTRIC | HVAC-VNT* | CFM | 0.00 UN | AW |  |  |  | Maint Look Functional Location | Ops Look Functional Location
5005697 | UNKNOWN | PLANT POWER VENTILATORS /VENTILATOR | INSO-SO-PLANT | P566 | INSV | INST | HUSSAARM | M |  |  | 0.00 A | COMFORT | INTERMITTENT | ELECTRIC | HVAC-VNT* | CFM | 0.00 UN | AW |  |  |  | Maint Look Functional Location | Ops Look Functional Location
5005695 | UNKNOWN | PLANT MAKE UP AIR UNITS /VENTILATOR | INSO-SO-PLANT | P566 | INSV | INST | HUSSAARM | M |  |  | 0.00 A | VENTILATION |  | ELECTRIC | HVAC-VNT* | CFM | 0.00 UN | AW |  |  |  | Maint Look Functional Location | Ops Look Functional Location
5005694 | UNKNOWN | PLANT VAV AIR THERMAL BOXES /VENTILATOR | INSO-SO-PLANT | P566 | INSV | INST | HUSSAARM | M |  |  | 0.00 A | COMFORT | CONTINUOUS | ELECTRIC | HVAC-VNT* | CFM | 0.00 UN | AW |  |  |  | Maint Look Functional Location | Ops Look Functional Location
5004406 | UNKNOWN | MFPNT LIME DUST COLLECTOR 2 /VENTILATOR | INRC-MN-MFPNT | P553 | INSV | INST | HUSSAARM | M |  |  | 0.00 A | PROCESSING |  | ELECTRIC | HVAC-VNT* |  | 0.00 UN | AW |  |  |  | Maint Look Functional Location | Ops Look Functional Location
5004405 | UNKNOWN | MFPNT LIME DUST COLLECTOR 1 /VENTILATOR | INRC-MN-MFPNT | P553 | INSV | INST | HUSSAARM | M |  |  | 0.00 A | PROCESSING |  | ELECTRIC | HVAC-VNT* |  | 0.00 UN | AW |  |  |  | Maint Look Functional Location | Ops Look Functional Location
5004401 | UNKNOWN | MFPNT EX FAN LS /VENTILATOR | INRC-MN-MFPNT | P553 | INSV | INST | HUSSAARM | M |  |  | 0.00 A | VENTILATION |  | ELECTRIC | HVAC-VNT* |  | 0.00 UN | AW |  |  |  | Maint Look Functional Location | Ops Look Functional Location
5004400 | UNKNOWN | MFPNT EX FAN PUMP RM /VENTILATOR | INRC-MN-MFPNT | P553 | INSV | INST | HUSSAARM | M |  |  | 0.00 A | VENTILATION |  | ELECTRIC | HVAC-VNT* |  | 0.00 UN | AW |  |  |  | Maint Look Functional Location | Ops Look Functional Location
5039068 | UNKNOWN | SHTW-ALT Exhaust Fan /VENTILATOR | INNW-SH-SHTW.-ALT. | P569 | INSV | INST | HUSSAARM | L |  |  |  | VENTILATION |  | ELECTRIC | HVAC-VNT* |  |  | AW |  |  | 120 | Maint Look Functional Location | Ops Look Functional Location
5039064 | UNKNOWN | SWTW Exhaust Fan /VENTILATOR | INNW-SF-SWTW. | P569 | INSV | INST | HUSSAARM | L |  |  | 0.00 A | VENTILATION |  | ELECTRIC | HVAC-VNT* |  | 0.00 UN | AW |  |  | 120 | Maint Look Functional Location | Ops Look Functional Location
5039061 | UNKNOWN | PRTW-ALT Exhaust Fan /VENTILATOR | INNW-PR-PRTW.-ALT. | P569 | INSV | INST | HUSSAARM | L |  |  | 0.00 A | VENTILATION |  | ELECTRIC | HVAC-VNT* |  | 0.00 UN | AW |  |  | 120 | Maint Look Functional Location | Ops Look Functional Location
5039059 | UNKNOWN | BABS Exhaust Fan /VENTILATOR | INNW-PR-BABS. | P569 | INSV | INST | HUSSAARM | L |  |  | 0.00 A | VENTILATION |  | ELECTRIC | HVAC-VNT* |  | 0.00 UN | AW |  |  | 120 | Maint Look Functional Location | Ops Look Functional Location
5039054 | UNKNOWN | SHBS Exhaust Fan 2 /VENTILATOR | INNW-PO-SHBS. | P569 | INSV | INST | HUSSAARM | L |  |  | 0.00 A | VENTILATION |  | ELECTRIC | HVAC-VNT* |  | 0.00 UN | AW |  |  | 120 | Maint Look Functional Location | Ops Look Functional Location
5039053 | UNKNOWN | SHBS Exhaust Fan 1 /VENTILATOR | INNW-PO-SHBS. | P569 | INSV | INST | HUSSAARM | L |  |  | 0.00 A | VENTILATION |  | ELECTRIC | HVAC-VNT* |  | 0.00 UN | AW |  |  | 120 | Maint Look Functional Location | Ops Look Functional Location
5039049 | UNKNOWN | ODTP-OD-CL Makeup Air /VENTILATOR | INNW-OD-ODTP.-OD..-CL.. | P569 | INSV | INST | HUSSAARM | H |  | TA-130NGHRH | 26.00 A | FREEZE PROTECTION |  | NAT GAS | HVAC-VNT* |  | 2,500,000.00 UN | AW |  |  | 460 | Maint Look Functional Location | Ops Look Functional Location
5039013 | UNKNOWN | NPTW Exhaust Fan /VENTILATOR | INNW-PO-NPTW. | P569 | INSV | INST | HUSSAARM | L |  |  | 0.00 A | VENTILATION |  | ELECTRIC | HVAC-VNT* |  | 0.00 UN | AW |  |  | 120 | Maint Look Functional Location | Ops Look Functional Location
5039006 | UNKNOWN | 65BS Exhaust Fan /VENTILATOR | INNW-MV-65BS. | P569 | INSV | INST | HUSSAARM | L |  |  | 15.00 A | VENTILATION | INTERMITTENT | ELECTRIC | HVAC-VNT* | OTHER | 0.00 UN | AW |  |  | 120 | Maint Look Functional Location | Ops Look Functional Location
5038995 | UNKNOWN | 49BS Exhaust Fan /VENTILATOR | INNW-HO-49BS. | P569 | INSV | INST | HUSSAARM | L |  |  | 15.00 A | VENTILATION | INTERMITTENT | ELECTRIC | HVAC-VNT* | WATTS | 0.00 UN | AW |  |  | 120 | Maint Look Functional Location | Ops Look Functional Location
5038985 | UNKNOWN | ECBS Exhast Fan /VENTILATOR | INNW-GA-ECBS. | P569 | INSV | INST | HUSSAARM | L |  |  | 0.00 A | VENTILATION |  | ELECTRIC | HVAC-VNT* |  | 0.00 UN | AW |  |  | 120 | Maint Look Functional Location | Ops Look Functional Location
5038939 | UNKNOWN | BPTP-BP-FB-PUMPFLOOR EXHSTFAN S /VENTIL | INNW-GA-BPTP.-BP..-FB..-PMPF | P569 | INSV | INST | HUSSAARM | L |  |  | 0.00 A | VENTILATION |  | ELECTRIC | HVAC-VNT* |  | 0.00 UN | AW |  |  | 460 | Maint Look Functional Location | Ops Look Functional Location
5038938 | UNKNOWN | BPTP-BP-FB-PUMPFLOOR EXHSTFAN N /VENTIL | INNW-GA-BPTP.-BP..-FB..-PMPF | P569 | INSV | INST | HUSSAARM | L |  |  | 0.00 A | VENTILATION |  | ELECTRIC | HVAC-VNT* |  | 0.00 UN | AW |  |  | 460 | Maint Look Functional Location | Ops Look Functional Location
5038926 | UNKNOWN | BPTP-BP-CB EXHST FAN-CL2 E /VENTIL | INNW-GA-BPTP.-BP..-CB..-CHLO | P569 | INSV | INST | HUSSAARM | H |  |  | 0.00 A | VENTILATION |  | ELECTRIC | HVAC-VNT* |  | 0.00 UN | AW |  |  | 460 | Maint Look Functional Location | Ops Look Functional Location
5038927 | UNKNOWN | BPTP-BP-CB EXHST FAN-CL2 N /VENTIL | INNW-GA-BPTP.-BP..-CB..-CHLO | P569 | INSV | INST | HUSSAARM | H |  |  | 0.00 A | VENTILATION |  | ELECTRIC | HVAC-VNT* |  | 0.00 UN | AW |  |  | 460 | Maint Look Functional Location | Ops Look Functional Location
5038928 | UNKNOWN | BPTP-BP-CB EXHST FAN-CL2 S /VENTIL | INNW-GA-BPTP.-BP..-CB..-CHLO | P569 | INSV | INST | HUSSAARM | H |  |  | 0.00 A | VENTILATION |  | ELECTRIC | HVAC-VNT* |  | 0.00 UN | AW |  |  | 460 | Maint Look Functional Location | Ops Look Functional Location
5038929 | UNKNOWN | BPTP-BP-CB EXHST FAN-CL2 W /VENTIL | INNW-GA-BPTP.-BP..-CB..-CHLO | P569 | INSV | INST | HUSSAARM | H |  |  | 0.00 A | VENTILATION |  | ELECTRIC | HVAC-VNT* |  | 0.00 UN | AW |  |  | 460 | Maint Look Functional Location | Ops Look Functional Location
5038930 | UNKNOWN | BPTP-BP-FB-COMPUTER EXHSTFAN /VENTIL | INNW-GA-BPTP.-BP..-FB..-CMPR | P569 | INSV | INST | HUSSAARM | M |  |  | 0.00 A | VENTILATION |  | ELECTRIC | HVAC-VNT* |  | 0.00 UN | AW |  |  |  | Maint Look Functional Location | Ops Look Functional Location
5038931 | UNKNOWN | BPTP-BP-FB-OFFICE Ex FanConf /VENTILATOR | INNW-GA-BPTP.-BP..-FB..-OFFI | P569 | INSV | INST | HUSSAARM | L |  |  | 0.00 A | VENTILATION |  | ELECTRIC | HVAC-VNT* |  | 0.00 UN | AW |  |  |  | Maint Look Functional Location | Ops Look Functional Location
5038932 | UNKNOWN | BPTP-BP-FB-ELEC EXHSTFAN-ELEC RM /VENTIL | INNW-GA-BPTP.-BP..-FB..-ELEC | P569 | INSV | INST | HUSSAARM | M |  |  | 0.00 A | VENTILATION |  | ELECTRIC | HVAC-VNT* |  | 0.00 UN | AW |  |  | 460 | Maint Look Functional Location | Ops Look Functional Location
5038933 | UNKNOWN | BPTP-BP-FB EXHST FAN-FLOC N /VENTIL | INNW-GA-BPTP.-BP..-FB.. | P569 | INSV | INST | HUSSAARM | L |  |  | 0.00 A | VENTILATION |  | ELECTRIC | HVAC-VNT* |  | 0.00 UN | AW |  |  | 460 | Maint Look Functional Location | Ops Look Functional Location
5038934 | UNKNOWN | BPTP-BP-FB EXHST FAN-FLOC S /VENTIL | INNW-GA-BPTP.-BP..-FB.. | P569 | INSV | INST | HUSSAARM | L |  |  | 0.00 A | VENTILATION |  | ELECTRIC | HVAC-VNT* |  | 0.00 UN | AW |  |  | 460 | Maint Look Functional Location | Ops Look Functional Location
5038935 | UNKNOWN | BPTP-BP-FB-HSCHEMICAL XFanFl /VENTILATOR | INNW-GA-BPTP.-BP..-FB..-HSCH | P569 | INSV | INST | HUSSAARM | L |  |  | 0.00 A | VENTILATION |  | ELECTRIC | HVAC-VNT* |  | 0.00 UN | AW |  |  | 460 | Maint Look Functional Location | Ops Look Functional Location
5038936 | UNKNOWN | BPTP-BP-FB-OFFICE XLunchEast /VENTILATOR | INNW-GA-BPTP.-BP..-FB..-OFFI | P569 | INSV | INST | HUSSAARM | L |  |  | 0.00 A | VENTILATION |  | ELECTRIC | HVAC-VNT* |  | 0.00 UN | AW |  |  | 460 | Maint Look Functional Location | Ops Look Functional Location
5038937 | UNKNOWN | BPTP-BP-FB-OFFICE XLunchWest /VENTILATOR | INNW-GA-BPTP.-BP..-FB..-OFFI | P569 | INSV | INST | HUSSAARM | L |  |  | 0.00 A | VENTILATION |  | ELECTRIC | HVAC-VNT* |  | 0.00 UN | AW |  |  | 460 | Maint Look Functional Location | Ops Look Functional Location
5049434 | UNKNOWN | WTERS-CHEM-CAUS C RM EXH FAN /VENTILATOR | IAQC-Z1-WTERS-CHEM-CAUS | P502 | INSV | INST | HUSSAARM | L |  |  |  | VENTILATION |  | ELECTRIC | HVAC-VNT* |  |  | AW |  |  |  | Maint Look Functional Location | Ops Look Functional Location
5049432 | UNKNOWN | LEPCV LECLAIRE VALVE EXH FAN /VENTILATOR | IAQC-Z1-LEPCV | P502 | INSV | INST | HUSSAARM | L |  |  |  | VENTILATION |  | ELECTRIC | HVAC-VNT* |  |  | AW |  |  |  | Maint Look Functional Location | Ops Look Functional Location
5049428 | UNKNOWN | WRPRV W RIVER DR PRV EXH FAN /VENTILATOR | IAQC-Z1-WRPRV | P502 | INSV | INST | HUSSAARM | L |  |  |  | VENTILATION |  | ELECTRIC | HVAC-VNT* |  |  | AW |  |  |  | Maint Look Functional Location | Ops Look Functional Location
5049421 | UNKNOWN | CPBST CENTRAL PARK EXH FAN /VENTILATOR | IAQC-Z1-CPBST | P502 | INSV | INST | HUSSAARM | L |  |  |  | VENTILATION |  | ELECTRIC | HVAC-VNT* |  |  | AW |  |  |  | Maint Look Functional Location | Ops Look Functional Location
5049417 | UNKNOWN | FGRTK-BSTR FAIRGRNDS EXH FAN /VENTILATOR | IAQC-Z1-FGRTK-BSTR | P502 | INSV | INST | HUSSAARM | L |  |  |  | VENTILATION |  | ELECTRIC | HVAC-VNT* |  |  | AW |  |  |  | Maint Look Functional Location | Ops Look Functional Location
5049413 | UNKNOWN | DCBST DUCK CREEK EXH FAN /VENTILATOR | IAQC-Z1-DCBST | P502 | INSV | INST | HUSSAARM | L |  |  |  | VENTILATION |  | ELECTRIC | HVAC-VNT* |  |  | AW |  |  |  | Maint Look Functional Location | Ops Look Functional Location
5049409 | UNKNOWN | JRBST JERSEY EXH FAN /VENTILATOR | IAQC-Z1-JRBST | P502 | INSV | INST | HUSSAARM | L |  |  |  | VENTILATION |  | ELECTRIC | HVAC-VNT* |  |  | AW |  |  |  | Maint Look Functional Location | Ops Look Functional Location
5049397 | UNKNOWN | RIPTK-BST4 RIPLEY4 EXH FAN /VENTILATOR | IAQC-Z1-RIPTK-BST4 | P502 | INSV | INST | HUSSAARM | L |  |  | 0.00 A | VENTILATION |  | ELECTRIC | HVAC-VNT* |  | 0.00 UN | AW |  |  |  | Maint Look Functional Location | Ops Look Functional Location
5049393 | UNKNOWN | RIPTK-BSTR RIPLEY EXH FAN /VENTILATOR | IAQC-Z1-RIPTK-BSTR | P502 | INSV | INST | HUSSAARM | L |  |  |  | VENTILATION |  | ELECTRIC | HVAC-VNT* |  |  | AW |  |  |  | Maint Look Functional Location | Ops Look Functional Location
5049383 | UNKNOWN | MRDTK-CLBS MRHYPO RM EXH FAN /VENTILATOR | IAQC-Z1-MRDTK-CLBS | P502 | INSV | INST | HUSSAARM | M |  |  | 0.00 A | VENTILATION |  | ELECTRIC | HVAC-VNT* |  | 0.00 UN | AW |  |  |  | Maint Look Functional Location | Ops Look Functional Location
5049371 | UNKNOWN | NWBST NW EXH FAN /VENTILATOR | IAQC-Z1-NWBST | P502 | INSV | INST | HUSSAARM | M |  |  |  | VENTILATION |  | ELECTRIC | HVAC-VNT* |  |  | AW |  |  |  | Maint Look Functional Location | Ops Look Functional Location
5049328 | UNKNOWN | WTERS-CHEM CHEM GARAGE XFAN /VENTILATOR | IAQC-Z1-WTERS-CHEM | P502 | INSV | INST | HUSSAARM | L |  |  |  | FREEZE PROTECTION |  | ELECTRIC | HVAC-VNT* |  |  | AW |  |  |  | Maint Look Functional Location | Ops Look Functional Location
5049324 | UNKNOWN | WTERS-CHEM-CLSR CL2 W EX FAN /VENTILATOR | IAQC-Z1-WTERS-CHEM-CLSR | P502 | INSV | INST | HUSSAARM | H |  |  | 0.00 A | VENTILATION |  | NAT GAS | HVAC-VNT* |  | 0.00 UN | AW |  |  |  | Maint Look Functional Location | Ops Look Functional Location
5049323 | UNKNOWN | WTERS-CHEM-CLSR CL2 E EX FAN /VENTILATOR | IAQC-Z1-WTERS-CHEM-CLSR | P502 | INSV | INST | HUSSAARM | H |  |  | 0.00 A | VENTILATION |  | NAT GAS | HVAC-VNT* |  | 0.00 UN | AW |  |  |  | Maint Look Functional Location | Ops Look Functional Location
5049320 | UNKNOWN | WTERS-CHEM-CLRR RM EXHFAN /VENTILATOR | IAQC-Z1-WTERS-CHEM-CLRR | P502 | INSV | INST | HUSSAARM | H |  |  | 0.00 A | VENTILATION |  | ELECTRIC | HVAC-VNT* |  | 0.00 UN | AW |  |  |  | Maint Look Functional Location | Ops Look Functional Location
5049316 | UNKNOWN | WTERS-CHEM-FLUR RM EXHFAN /VENTILATOR | IAQC-Z1-WTERS-CHEM-FLUR | P502 | INSV | INST | HUSSAARM | M |  |  |  | VENTILATION |  | ELECTRIC | HVAC-VNT* |  |  | AW |  |  |  | Maint Look Functional Location | Ops Look Functional Location
5049297 | UNKNOWN | WTERS-MSPR-HSMS WALL EXH#4 /VENTILATOR | IAQC-Z1-WTERS-MSPR-HSMS | P502 | INSV | INST | HUSSAARM | L |  |  |  | FREEZE PROTECTION |  | ELECTRIC | HVAC-VNT* |  |  | AW |  |  |  | Maint Look Functional Location | Ops Look Functional Location
5049295 | UNKNOWN | WTERS-MSPR-HSMS WALL EXH#3 /VENTILATOR | IAQC-Z1-WTERS-MSPR-HSMS | P502 | INSV | INST | HUSSAARM | L |  |  |  | FREEZE PROTECTION |  | ELECTRIC | HVAC-VNT* |  |  | AW |  |  |  | Maint Look Functional Location | Ops Look Functional Location
5049293 | UNKNOWN | WTERS-MSPR-HSMS ROOF EXH#2 /VENTILATOR | IAQC-Z1-WTERS-MSPR-HSMS | P502 | INSV | INST | HUSSAARM | L |  |  |  | FREEZE PROTECTION |  | ELECTRIC | HVAC-VNT* |  |  | AW |  |  |  | Maint Look Functional Location | Ops Look Functional Location
5049291 | UNKNOWN | WTERS-MSPR-HSMS ROOF EXH#1 /VENTILATOR | IAQC-Z1-WTERS-MSPR-HSMS | P502 | INSV | INST | HUSSAARM | L |  |  | 0.00 A | VENTILATION |  | ELECTRIC | HVAC-VNT* |  | 0.00 UN | AW |  |  |  | Maint Look Functional Location | Ops Look Functional Location
5049278 | UNKNOWN | WTERS-SPCL SP EXH FAN /VENTILATOR | IAQC-Z1-WTERS-SPCL | P502 | INSV | INST | HUSSAARM | L |  |  | 0.00 A | VENTILATION |  | ELECTRIC | HVAC-VNT* |  | 0.00 UN | AW |  |  |  | Maint Look Functional Location | Ops Look Functional Location
5057933 | UNKNOWN | PLNT-LAM FAN /VENTILATOR | ILIU-ES-PLNT.-LAM. | P310 | INSV | INST | HUSSAARM | M |  |  |  | VENTILATION |  | ELECTRIC | HVAC-VNT* |  |  | AW |  |  |  | Maint Look Functional Location | Ops Look Functional Location
5057934 | UNKNOWN | PLNT-ACB FAN /VENTILATOR | ILIU-ES-PLNT.-ACB. | P310 | INSV | INST | HUSSAARM | M |  |  |  | VENTILATION |  | ELECTRIC | HVAC-VNT* |  |  | AW |  |  |  | Maint Look Functional Location | Ops Look Functional Location
5057935 | UNKNOWN | PLNT-VH1 FAN /VENTILATOR | ILIU-ES-PLNT.-VH1. | P310 | INSV | INST | HUSSAARM | M |  |  |  | VENTILATION |  | ELECTRIC | HVAC-VNT* |  |  | AW |  |  |  | Maint Look Functional Location | Ops Look Functional Location
5057936 | UNKNOWN | PLNT-VH2 FAN /VENTILATOR | ILIU-ES-PLNT.-VH2. | P310 | INSV | INST | HUSSAARM | M |  |  |  | VENTILATION |  | ELECTRIC | HVAC-VNT* |  |  | AW |  |  |  | Maint Look Functional Location | Ops Look Functional Location
5057937 | UNKNOWN | PLNT-CHM FAN /VENTILATOR | ILIU-ES-PLNT.-CHM. | P310 | INSV | INST | HUSSAARM | L |  |  |  | VENTILATION |  | ELECTRIC | HVAC-VNT* |  |  | AW |  |  |  | Maint Look Functional Location | Ops Look Functional Location
5057938 | UNKNOWN | PLNT-MNT FAN /VENTILATOR | ILIU-ES-PLNT.-MNT. | P310 | INSV | INST | HUSSAARM | L |  |  |  | VENTILATION |  | ELECTRIC | HVAC-VNT* |  |  | AW |  |  |  | Maint Look Functional Location | Ops Look Functional Location
5057939 | UNKNOWN | PLNT-APS FAN /VENTILATOR | ILIU-ES-PLNT.-APS. | P310 | INSV | INST | HUSSAARM | L |  |  | 0.00 A | VENTILATION |  | ELECTRIC | HVAC-VNT* |  | 0.00 UN | AW |  |  |  | Maint Look Functional Location | Ops Look Functional Location
5057940 | UNKNOWN | PLNT-B1S FAN /VENTILATOR | ILIU-ES-PLNT.-B1S. | P310 | INSV | INST | HUSSAARM | L |  |  |  | VENTILATION |  | ELECTRIC | HVAC-VNT* |  |  | AW |  |  |  | Maint Look Functional Location | Ops Look Functional Location
5057941 | UNKNOWN | PLNT-CPS FAN /VENTILATOR | ILIU-ES-PLNT.-CPS. | P310 | INSV | INST | HUSSAARM | L |  |  | 0.00 A | VENTILATION |  | ELECTRIC | HVAC-VNT* |  | 0.00 UN | AW |  |  |  | Maint Look Functional Location | Ops Look Functional Location
5057942 | UNKNOWN | PLNT-B4S FAN /VENTILATOR | ILIU-ES-PLNT.-B4S. | P310 | INSV | INST | HUSSAARM | L |  |  |  | VENTILATION |  | ELECTRIC | HVAC-VNT* |  |  | AW |  |  |  | Maint Look Functional Location | Ops Look Functional Location
5057943 | UNKNOWN | CHOU-INT FAN /VENTILATOR | ILIU-GC-CHOU.-INT. | P311 | INSV | INST | HUSSAARM | L |  |  | 0.00 A | VENTILATION |  | ELECTRIC | HVAC-VNT* |  | 0.00 UN | AW |  |  |  | Maint Look Functional Location | Ops Look Functional Location
5057944 | UNKNOWN | BOND-BST FAN /VENTILATOR | ILIU-GC-BOND.-BST. | P311 | INSV | INST | HUSSAARM | L |  |  |  | VENTILATION |  | ELECTRIC | HVAC-VNT* |  |  | AW |  |  |  | Maint Look Functional Location | Ops Look Functional Location
5057945 | UNKNOWN | BOND-STK FAN /VENTILATOR | ILIU-GC-BOND.-STK. | P311 | INSV | INST | HUSSAARM | L |  |  |  | VENTILATION |  | ELECTRIC | HVAC-VNT* |  |  | AW |  |  |  | Maint Look Functional Location | Ops Look Functional Location
5057932 | UNKNOWN | PLNT-CCB FAN /VENTILATOR | ILIU-ES-PLNT.-CCB. | P310 | INSV | INST | HUSSAARM | M |  |  | 0.00 A | VENTILATION |  | ELECTRIC | HVAC-VNT* |  | 0.00 UN | AW |  |  |  | Maint Look Functional Location | Ops Look Functional Location
5057931 | UNKNOWN | PLNT-HSP SOUTH FAN /VENTILATOR | ILIU-ES-PLNT.-HSP. | P310 | INSV | INST | HUSSAARM | M |  |  |  | VENTILATION |  | ELECTRIC | HVAC-VNT* |  |  | AW |  |  |  | Maint Look Functional Location | Ops Look Functional Location
5057930 | UNKNOWN | PLNT-HSP NORTH FAN /VENTILATOR | ILIU-ES-PLNT.-HSP. | P310 | INSV | INST | HUSSAARM | M |  |  | 0.00 A | VENTILATION |  | ELECTRIC | HVAC-VNT* |  | 0.00 UN | AW |  |  |  | Maint Look Functional Location | Ops Look Functional Location
5057929 | UNKNOWN | PLNT-RH SOUTH FAN /VENTILATOR | ILIU-ES-PLNT.-RH.. | P310 | INSV | INST | HUSSAARM | M |  |  | 0.00 A | VENTILATION |  | ELECTRIC | HVAC-VNT* |  | 0.00 UN | AW |  |  |  | Maint Look Functional Location | Ops Look Functional Location
5057928 | UNKNOWN | PLNT-RH NORTH FAN /VENTILATOR | ILIU-ES-PLNT.-RH.. | P310 | INSV | INST | HUSSAARM | M |  |  | 0.00 A | VENTILATION |  | ELECTRIC | HVAC-VNT* |  | 0.00 UN | AW |  |  |  | Maint Look Functional Location | Ops Look Functional Location
5057927 | UNKNOWN | PLNT-CFB WEST FAN /VENTILATOR | ILIU-ES-PLNT.-CFB. | P310 | INSV | INST | HUSSAARM | M |  |  | 0.00 A | VENTILATION |  | ELECTRIC | HVAC-VNT* |  | 0.00 UN | AW |  |  |  | Maint Look Functional Location | Ops Look Functional Location
5057926 | UNKNOWN | PLNT-CFB EAST FAN /VENTILATOR | ILIU-ES-PLNT.-CFB. | P310 | INSV | INST | HUSSAARM | M |  |  | 0.00 A | VENTILATION |  | ELECTRIC | HVAC-VNT* |  | 0.00 UN | AW |  |  |  | Maint Look Functional Location | Ops Look Functional Location
5035220 | UNKNOWN | CRDNL-BSTR EF2 /VENTILATOR | ILAL-Z1-CRDNL-BSTR | P308 | INSV | INST | HUSSAARM | M |  |  |  | VENTILATION |  | ELECTRIC | HVAC-VNT* |  |  | AW |  |  |  | Maint Look Functional Location | Ops Look Functional Location
5035219 | UNKNOWN | CRDNL-BSTR EF1 /VENTILATOR | ILAL-Z1-CRDNL-BSTR | P308 | INSV | INST | HUSSAARM | M |  |  |  | VENTILATION |  | ELECTRIC | HVAC-VNT* |  |  | AW |  |  |  | Maint Look Functional Location | Ops Look Functional Location
5035216 | UNKNOWN | PCBST-CHLR EF /VENTILATOR | ILAL-Z1-PCBST-CHLR | P308 | INSV | INST | HUSSAARM | L |  |  |  | VENTILATION |  | ELECTRIC | HVAC-VNT* |  |  | AW |  |  |  | Maint Look Functional Location | Ops Look Functional Location
5035213 | UNKNOWN | HARLD-BSTR SOUTH EF /VENTILATOR | ILAL-Z1-HARLD-BSTR | P308 | INSV | INST | HUSSAARM | L |  | 6XH64 |  | VENTILATION |  | ELECTRIC | HVAC-VNT* |  |  | AW |  |  |  | Maint Look Functional Location | Ops Look Functional Location
5035212 | UNKNOWN | HARLD-BSTR NORTH EF /VENTILATOR | ILAL-Z1-HARLD-BSTR | P308 | INSV | INST | HUSSAARM | L |  |  |  | VENTILATION |  | ELECTRIC | HVAC-VNT* |  |  | AW |  |  |  | Maint Look Functional Location | Ops Look Functional Location
5035209 | UNKNOWN | PLANT-CHEM ELEC RM225 SF5 /VENTILATOR | ILAL-Z1-PLANT-CHEM | P308 | INSV | INST | HUSSAARM | M |  |  | 0.00 A | VENTILATION |  | ELECTRIC | HVAC-VNT* |  | 0.00 UN | AW |  |  |  | Maint Look Functional Location | Ops Look Functional Location
5057994 | UNKNOWN | GCWT-CHM PV-12 /VENTILATOR | ILIU-GC-GCWT.-CHM. | P311 | INSV | INST | HUSSAARM | H |  | 90TLC |  | VENTILATION | CONTINUOUS | ELECTRIC | HVAC-VNT* |  |  | AW |  |  | 120 | Maint Look Functional Location | Ops Look Functional Location
5057993 | UNKNOWN | GCWT-CHM PV-11 /VENTILATOR | ILIU-GC-GCWT.-CHM. | P311 | INSV | INST | HUSSAARM | H |  | 70TLC |  | VENTILATION | CONTINUOUS | ELECTRIC | HVAC-VNT* |  |  | AW |  |  | 120 | Maint Look Functional Location | Ops Look Functional Location
5057992 | UNKNOWN | GCWT-CHM PV-10 /VENTILATOR | ILIU-GC-GCWT.-CHM. | P311 | INSV | INST | HUSSAARM | H |  | 70TLC |  | VENTILATION | CONTINUOUS | ELECTRIC | HVAC-VNT* |  |  | AW |  |  | 120 | Maint Look Functional Location | Ops Look Functional Location
5057991 | UNKNOWN | GCWT-CHM PV-9 /VENTILATOR | ILIU-GC-GCWT.-CHM. | P311 | INSV | INST | HUSSAARM | H |  | 70TLC |  | VENTILATION | CONTINUOUS | ELECTRIC | HVAC-VNT* |  |  | AW |  |  | 120 | Maint Look Functional Location | Ops Look Functional Location
5057990 | UNKNOWN | GCWT-CHM PV-8 /VENTILATOR | ILIU-GC-GCWT.-CHM. | P311 | INSV | INST | HUSSAARM | H |  | 90TLC |  | VENTILATION | CONTINUOUS | ELECTRIC | HVAC-VNT* |  |  | AW |  |  | 120 | Maint Look Functional Location | Ops Look Functional Location
5057989 | UNKNOWN | GCWT-CHM PV-7 /VENTILATOR | ILIU-GC-GCWT.-CHM. | P311 | INSV | INST | HUSSAARM | H |  | 30U8D |  | VENTILATION | CONTINUOUS | ELECTRIC | HVAC-VNT* |  |  | AW |  |  | 120 | Maint Look Functional Location | Ops Look Functional Location
5057988 | UNKNOWN | GCWT-CHM PV-6 /VENTILATOR | ILIU-GC-GCWT.-CHM. | P311 | INSV | INST | HUSSAARM | H |  | 90TLC |  | VENTILATION | CONTINUOUS | ELECTRIC | HVAC-VNT* |  |  | AW |  |  | 120 | Maint Look Functional Location | Ops Look Functional Location
5057987 | UNKNOWN | GCWT-CHM PV-5 /VENTILATOR | ILIU-GC-GCWT.-CHM. | P311 | INSV | INST | HUSSAARM | H |  | 30U8B |  | VENTILATION | CONTINUOUS | ELECTRIC | HVAC-VNT* |  |  | AW |  |  | 120 | Maint Look Functional Location | Ops Look Functional Location
5057986 | UNKNOWN | GCWT-CHM PV-4 /VENTILATOR | ILIU-GC-GCWT.-CHM. | P311 | INSV | INST | HUSSAARM | H |  | 24U6B |  | VENTILATION | CONTINUOUS | ELECTRIC | HVAC-VNT* |  |  | AW |  |  | 120 | Maint Look Functional Location | Ops Look Functional Location
5057985 | UNKNOWN | GCWT-CHM PV-3 /VENTILATOR | ILIU-GC-GCWT.-CHM. | P311 | INSV | INST | HUSSAARM | H |  | 30U7B |  | VENTILATION | CONTINUOUS | ELECTRIC | HVAC-VNT* |  |  | AW |  |  | 120 | Maint Look Functional Location | Ops Look Functional Location
5057984 | UNKNOWN | GCWT-CHM PV-2 /VENTILATOR | ILIU-GC-GCWT.-CHM. | P311 | INSV | INST | HUSSAARM | H |  | 24U6B |  | VENTILATION | CONTINUOUS | ELECTRIC | HVAC-VNT* |  |  | AW |  |  | 120 | Maint Look Functional Location | Ops Look Functional Location
5057983 | UNKNOWN | GCWT-CHM PV-1 /VENTILATOR | ILIU-GC-GCWT.-CHM. | P311 | INSV | INST | HUSSAARM | H |  | 42U11B | 0.00 A | VENTILATION | CONTINUOUS | ELECTRIC | HVAC-VNT* |  | 0.00 UN | AW |  |  | 460 | Maint Look Functional Location | Ops Look Functional Location
5057959 | UNKNOWN | WLBS-BST FAN /VENTILATOR | ILIU-BV-WLBS.-BST. | P310 | INSV | INST | HUSSAARM | L |  |  |  | VENTILATION |  | ELECTRIC | HVAC-VNT* |  |  | AW |  |  |  | Maint Look Functional Location | Ops Look Functional Location
5057958 | UNKNOWN | MLMV FAN /VENTILATOR | ILIU-BV-MLMV. | P310 | INSV | INST | HUSSAARM | L |  |  |  | VENTILATION |  | ELECTRIC | HVAC-VNT* |  |  | AW |  |  |  | Maint Look Functional Location | Ops Look Functional Location
5057957 | UNKNOWN | MLBS FAN /VENTILATOR | ILIU-BV-MLBS. | P310 | INSV | INST | HUSSAARM | L |  |  |  | VENTILATION |  | ELECTRIC | HVAC-VNT* |  |  | AW |  |  |  | Maint Look Functional Location | Ops Look Functional Location
5057956 | UNKNOWN | SHBS FAN /VENTILATOR | ILIU-BV-SHBS. | P310 | INSV | INST | HUSSAARM | L |  |  |  | VENTILATION |  | ELECTRIC | HVAC-VNT* |  |  | AW |  |  |  | Maint Look Functional Location | Ops Look Functional Location
5057955 | UNKNOWN | YORK-CHM FAN /VENTILATOR | ILIU-BV-YORK.-CHM. | P310 | INSV | INST | HUSSAARM | L |  |  |  | VENTILATION |  | ELECTRIC | HVAC-VNT* |  |  | AW |  |  |  | Maint Look Functional Location | Ops Look Functional Location
5057954 | UNKNOWN | DEEP-BST FAN /VENTILATOR | ILIU-BV-DEEP.-BST. | P310 | INSV | INST | HUSSAARM | L |  |  |  | VENTILATION |  | ELECTRIC | HVAC-VNT* |  |  | AW |  |  |  | Maint Look Functional Location | Ops Look Functional Location
5057953 | UNKNOWN | DTCH FAN /VENTILATOR | ILIU-BV-DTCH. | P310 | INSV | INST | HUSSAARM | L |  |  |  | VENTILATION |  | ELECTRIC | HVAC-VNT* |  |  | AW |  |  |  | Maint Look Functional Location | Ops Look Functional Location
5057952 | UNKNOWN | EDGE-CHM FAN /VENTILATOR | ILIU-ES-EDGE.-CHM. | P310 | INSV | INST | HUSSAARM | L |  |  |  | VENTILATION |  | ELECTRIC | HVAC-VNT* |  |  | AW |  |  |  | Maint Look Functional Location | Ops Look Functional Location
5057951 | UNKNOWN | EDGE-BST FAN /VENTILATOR | ILIU-ES-EDGE.-BST. | P310 | INSV | INST | HUSSAARM | L |  |  |  | VENTILATION |  | ELECTRIC | HVAC-VNT* |  |  | AW |  |  |  | Maint Look Functional Location | Ops Look Functional Location
5057950 | UNKNOWN | FVBS-CHM FAN /VENTILATOR | ILIU-ES-FVBS.-CHM. | P310 | INSV | INST | HUSSAARM | L |  |  |  | VENTILATION |  | ELECTRIC | HVAC-VNT* |  |  | AW |  |  |  | Maint Look Functional Location | Ops Look Functional Location
5057949 | UNKNOWN | FVBS-BS1 FAN /VENTILATOR | ILIU-ES-FVBS.-BS1. | P310 | INSV | INST | HUSSAARM | L |  |  |  | VENTILATION |  | ELECTRIC | HVAC-VNT* |  |  | AW |  |  |  | Maint Look Functional Location | Ops Look Functional Location
5057948 | UNKNOWN | BBST FAN /VENTILATOR | ILIU-ES-BBST. | P310 | INSV | INST | HUSSAARM | L |  |  |  | VENTILATION |  | ELECTRIC | HVAC-VNT* |  |  | AW |  |  |  | Maint Look Functional Location | Ops Look Functional Location
5057947 | UNKNOWN | GCBS-BST FAN /VENTILATOR | ILIU-GC-GCBS.-BST. | P311 | INSV | INST | HUSSAARM | L |  |  |  | VENTILATION |  | ELECTRIC | HVAC-VNT* |  |  | AW |  |  |  | Maint Look Functional Location | Ops Look Functional Location
5057946 | UNKNOWN | BMMV FAN /VENTILATOR | ILIU-GC-BMMV. | P311 | INSV | INST | HUSSAARM | L |  |  |  | VENTILATION |  | ELECTRIC | HVAC-VNT* |  |  | AW |  |  |  | Maint Look Functional Location | Ops Look Functional Location
5035208 | UNKNOWN | PLANT-CHEM ELEC RM225 EF17 /VENTILATOR | ILAL-Z1-PLANT-CHEM | P308 | INSV | INST | HUSSAARM | M |  |  | 0.00 A | VENTILATION |  | ELECTRIC | HVAC-VNT* |  | 0.00 UN | AW |  |  |  | Maint Look Functional Location | Ops Look Functional Location
5035161 | UNKNOWN | PLANT-CHEM EF 7 RM234 /VENTILATOR | ILAL-Z1-PLANT-CHEM | P308 | INSV | INST | HUSSAARM | L |  |  | 0.00 A | VENTILATION |  | ELECTRIC | HVAC-VNT* |  | 0.00 UN | AW |  |  |  | Maint Look Functional Location | Ops Look Functional Location
5035159 | UNKNOWN | PLANT-CHEM EF 8 RM224 /VENTILATOR | ILAL-Z1-PLANT-CHEM | P308 | INSV | INST | HUSSAARM | H |  |  | 0.00 A | VENTILATION |  | ELECTRIC | HVAC-VNT* |  | 0.00 UN | AW |  |  |  | Maint Look Functional Location | Ops Look Functional Location
5035157 | UNKNOWN | PLANT-CHEM EF 12 RM223 /VENTILATOR | ILAL-Z1-PLANT-CHEM | P308 | INSV | INST | HUSSAARM | L |  |  |  | VENTILATION |  | ELECTRIC | HVAC-VNT* |  |  | AW |  |  |  | Maint Look Functional Location | Ops Look Functional Location
5035155 | UNKNOWN | PLANT-CHEM EF 10 RM236 /VENTILATOR | ILAL-Z1-PLANT-CHEM | P308 | INSV | INST | HUSSAARM | L |  |  | 0.00 A | VENTILATION |  | ELECTRIC | HVAC-VNT* |  | 0.00 UN | AW |  |  |  | Maint Look Functional Location | Ops Look Functional Location
5035154 | UNKNOWN | PLANT-CHEM EF 23 /VENTILATOR | ILAL-Z1-PLANT-CHEM | P308 | INSV | INST | HUSSAARM | L |  |  |  | VENTILATION |  | ELECTRIC | HVAC-VNT* |  |  | AW |  |  |  | Maint Look Functional Location | Ops Look Functional Location
5035151 | UNKNOWN | PLANT-CHEM EF 9 PRI COAG /VENTILATOR | ILAL-Z1-PLANT-CHEM | P308 | INSV | INST | HUSSAARM | H |  |  | 0.00 A | VENTILATION |  | ELECTRIC | HVAC-VNT* |  | 0.00 UN | AW |  |  |  | Maint Look Functional Location | Ops Look Functional Location
5035150 | UNKNOWN | PLANT-RWPS EF LWRLVL /VENTILATOR | ILAL-Z1-PLANT-RWPS | P308 | INSV | INST | HUSSAARM | L |  |  | 0.00 A | VENTILATION |  | ELECTRIC | HVAC-VNT* |  | 0.00 UN | AW |  |  |  | Maint Look Functional Location | Ops Look Functional Location
5035149 | UNKNOWN | PLANT-RWPS EF 101 4 /VENTILATOR | ILAL-Z1-PLANT-RWPS | P308 | INSV | INST | HUSSAARM | M |  |  | 0.00 A | VENTILATION |  | ELECTRIC | HVAC-VNT* |  | 0.00 UN | AW |  |  |  | Maint Look Functional Location | Ops Look Functional Location
5035148 | UNKNOWN | PLANT-RWPS EF 101 3 /VENTILATOR | ILAL-Z1-PLANT-RWPS | P308 | INSV | INST | HUSSAARM | M |  |  | 0.00 A | VENTILATION |  | ELECTRIC | HVAC-VNT* |  | 0.00 UN | AW |  |  |  | Maint Look Functional Location | Ops Look Functional Location
5035147 | UNKNOWN | PLANT-RWPS EF 101 2 /VENTILATOR | ILAL-Z1-PLANT-RWPS | P308 | INSV | INST | HUSSAARM | M |  |  | 0.00 A | VENTILATION |  | ELECTRIC | HVAC-VNT* |  | 0.00 UN | AW |  |  |  | Maint Look Functional Location | Ops Look Functional Location
5035146 | UNKNOWN | PLANT-RWPS EF 101 1 /VENTILATOR | ILAL-Z1-PLANT-RWPS | P308 | INSV | INST | HUSSAARM | M |  |  | 0.00 A | VENTILATION |  | ELECTRIC | HVAC-VNT* |  | 0.00 UN | AW |  |  |  | Maint Look Functional Location | Ops Look Functional Location
5035136 | UNKNOWN | PLANT-DSPS PUMP RM EF301 3 /VENTILATOR | ILAL-Z1-PLANT-DSPS | P308 | INSV | INST | HUSSAARM | L |  |  | 0.00 A | VENTILATION |  | ELECTRIC | HVAC-VNT* |  | 0.00 UN | AW |  |  |  | Maint Look Functional Location | Ops Look Functional Location
5035135 | UNKNOWN | PLANT-DSPS PUMP RM EF301 2 /VENTILATOR | ILAL-Z1-PLANT-DSPS | P308 | INSV | INST | HUSSAARM | L |  |  | 2.40 A | VENTILATION | CONTINUOUS | ELECTRIC | HVAC-VNT* | CFM | 0.00 UN | AW |  |  |  | Maint Look Functional Location | Ops Look Functional Location
5035134 | UNKNOWN | PLANT-DSPS PUMP RM EF301 1 /VENTILATOR | ILAL-Z1-PLANT-DSPS | P308 | INSV | INST | HUSSAARM | L |  |  | 0.00 A | VENTILATION |  | ELECTRIC | HVAC-VNT* |  | 0.00 UN | AW |  |  |  | Maint Look Functional Location | Ops Look Functional Location
5031074 | UNKNOWN | SHBS CHLORINE ROOM /VENTILATOR | ILIU-BV-SHBS. | P310 | INSV | INST | HUSSAARM | H |  |  |  | VENTILATION |  | ELECTRIC | HVAC-VNT* |  |  | AW |  |  |  | Maint Look Functional Location | Ops Look Functional Location
5031071 | UNKNOWN | SHBS PUMP ROOM /VENTILATOR | ILIU-BV-SHBS. | P310 | INSV | INST | HUSSAARM | H |  |  |  | VENTILATION |  | ELECTRIC | HVAC-VNT* |  |  | AW |  |  |  | Maint Look Functional Location | Ops Look Functional Location
5031068 | UNKNOWN | SWIC BUILDING /VENTILATOR | ILIU-BV-SWIC. | P310 | INSV | INST | HUSSAARM | L |  |  |  | VENTILATION |  | ELECTRIC | HVAC-VNT* |  |  | AW |  |  |  | Maint Look Functional Location | Ops Look Functional Location
5031063 | UNKNOWN | FRNK CHLORINE /VENTILATOR | ILIU-BV-FRNK. | P310 | INSV | INST | HUSSAARM | M |  |  |  | VENTILATION |  | ELECTRIC | HVAC-VNT* |  |  | AW |  |  |  | Maint Look Functional Location | Ops Look Functional Location
5031057 | UNKNOWN | GCWT-PACB ELECTRICAL ROOM /VENTILATOR | ILIU-GC-GCWT.-PACB | P311 | INSV | INST | HUSSAARM | L |  |  |  | VENTILATION |  | ELECTRIC | HVAC-VNT* |  |  | AW |  |  |  | Maint Look Functional Location | Ops Look Functional Location
5031056 | UNKNOWN | GCWT-PACB PUMP ROOM /VENTILATOR | ILIU-GC-GCWT.-PACB | P311 | INSV | INST | HUSSAARM | L |  |  |  | VENTILATION |  | ELECTRIC | HVAC-VNT* |  |  | AW |  |  |  | Maint Look Functional Location | Ops Look Functional Location
5031053 | UNKNOWN | PLNT-PACB ELECTRICAL ROOM /VENTILATOR | ILIU-ES-PLNT.-PACB | P310 | INSV | INST | HUSSAARM | L |  |  | 0.00 A | VENTILATION |  | ELECTRIC | HVAC-VNT* |  | 0.00 UN | AW |  |  |  | Maint Look Functional Location | Ops Look Functional Location
5031052 | UNKNOWN | PLNT-PACB PUMP ROOM /VENTILATOR | ILIU-ES-PLNT.-PACB | P310 | INSV | INST | HUSSAARM | L |  |  |  | VENTILATION |  | ELECTRIC | HVAC-VNT* |  |  | AW |  |  |  | Maint Look Functional Location | Ops Look Functional Location
5012905 | DAYTON | PWTPS-CHFD Carbon vent /VENTILATOR | ILPT-PO-PWTPS-CHFD | P304 | INSV | INST | HUSSAARM | H |  |  | 0.00 A | VENTILATION |  | ELECTRIC | HVAC-VNT* |  | 0.00 UN | AW |  |  | 120 | Maint Look Functional Location | Ops Look Functional Location
5012904 | PENN VENTILATION | PWTPS-CLFD CL2 vent /VENTILATOR | ILPT-PO-PWTPS-CLFD | P304 | INSV | INST | HUSSAARM | H |  |  | 0.00 A | VENTILATION |  | ELECTRIC | HVAC-VNT* |  | 0.00 UN | AW |  |  | 120 | Maint Look Functional Location | Ops Look Functional Location
5012903 | GREENTECH | PWTPS Precept vent /VENTILATOR | ILPT-PO-PWTPS | P304 | INSV | INST | HUSSAARM | M |  |  | 0.00 A | VENTILATION |  | ELECTRIC | HVAC-VNT* |  | 0.00 UN | AW |  |  | 120 | Maint Look Functional Location | Ops Look Functional Location
5012900 | UNKNOWN | PWTPS Lab vent /VENTILATOR | ILPT-PO-PWTPS | P304 | INSV | INST | HUSSAARM | M |  | Safeair | 0.00 A | VENTILATION |  | ELECTRIC | HVAC-VNT* |  | 0.00 UN | AW |  |  | 120 | Maint Look Functional Location | Ops Look Functional Location
5035207 | UNKNOWN | PLANT-TRMT AIR BLWR RM EF /VENTILATOR | ILAL-Z1-PLANT-TRMT | P308 | INSV | INST | HUSSAARM | L |  |  |  | VENTILATION |  | ELECTRIC | HVAC-VNT* |  |  | AW |  |  |  | Maint Look Functional Location | Ops Look Functional Location
5035205 | UNKNOWN | PLANT-TRMT SP3 SF7 /VENTILATOR | ILAL-Z1-PLANT-TRMT | P308 | INSV | INST | HUSSAARM | L |  |  |  | VENTILATION |  | ELECTRIC | HVAC-VNT* |  |  | AW |  |  |  | Maint Look Functional Location | Ops Look Functional Location
5035204 | UNKNOWN | PLANT-TRMT SP2 SF6 /VENTILATOR | ILAL-Z1-PLANT-TRMT | P308 | INSV | INST | HUSSAARM | L |  |  |  | VENTILATION |  | ELECTRIC | HVAC-VNT* |  |  | AW |  |  |  | Maint Look Functional Location | Ops Look Functional Location
5035203 | UNKNOWN | PLANT-TRMT SP4 EF20 /VENTILATOR | ILAL-Z1-PLANT-TRMT | P308 | INSV | INST | HUSSAARM | L |  |  |  | VENTILATION |  | ELECTRIC | HVAC-VNT* |  |  | AW |  |  |  | Maint Look Functional Location | Ops Look Functional Location
5035202 | UNKNOWN | PLANT-TRMT SP STAIR EF19 /VENTILATOR | ILAL-Z1-PLANT-TRMT | P308 | INSV | INST | HUSSAARM | L |  |  |  | VENTILATION |  | ELECTRIC | HVAC-VNT* |  |  | AW |  |  |  | Maint Look Functional Location | Ops Look Functional Location
5035201 | UNKNOWN | PLANT-TRMT SP1 EF18 /VENTILATOR | ILAL-Z1-PLANT-TRMT | P308 | INSV | INST | HUSSAARM | L |  |  |  | VENTILATION |  | ELECTRIC | HVAC-VNT* |  |  | AW |  |  |  | Maint Look Functional Location | Ops Look Functional Location
5035190 | UNKNOWN | PLANT-CHEM MAINT RM239 EF14 /VENTILATOR | ILAL-Z1-PLANT-CHEM | P308 | INSV | INST | HUSSAARM | L |  |  |  | VENTILATION |  | ELECTRIC | HVAC-VNT* |  |  | AW |  |  |  | Maint Look Functional Location | Ops Look Functional Location
5035189 | UNKNOWN | PLANT-CHEM MAINT RM239 SF2 /VENTILATOR | ILAL-Z1-PLANT-CHEM | P308 | INSV | INST | HUSSAARM | L |  |  |  | VENTILATION |  | ELECTRIC | HVAC-VNT* |  |  | AW |  |  |  | Maint Look Functional Location | Ops Look Functional Location
5035188 | UNKNOWN | PLANT-CHEM GARAGE RM238 EF13 /VENTILATOR | ILAL-Z1-PLANT-CHEM | P308 | INSV | INST | HUSSAARM | L |  |  |  | VENTILATION |  | ELECTRIC | HVAC-VNT* |  |  | AW |  |  |  | Maint Look Functional Location | Ops Look Functional Location
5035187 | UNKNOWN | PLANT-CHEM GARAGE RM238 SF1 /VENTILATOR | ILAL-Z1-PLANT-CHEM | P308 | INSV | INST | HUSSAARM | L |  |  |  | VENTILATION |  | ELECTRIC | HVAC-VNT* |  |  | AW |  |  |  | Maint Look Functional Location | Ops Look Functional Location
5035186 | UNKNOWN | PLANT-CHEM CARBON RM237 SF10 /VENTILATOR | ILAL-Z1-PLANT-CHEM | P308 | INSV | INST | HUSSAARM | M |  |  |  | VENTILATION |  | ELECTRIC | HVAC-VNT* |  |  | AW |  |  |  | Maint Look Functional Location | Ops Look Functional Location
5035185 | UNKNOWN | PLANT-CHEM CARBON RM237 EF11 /VENTILATOR | ILAL-Z1-PLANT-CHEM | P308 | INSV | INST | HUSSAARM | M |  |  | 0.00 A | VENTILATION |  | ELECTRIC | HVAC-VNT* |  | 0.00 UN | AW |  |  |  | Maint Look Functional Location | Ops Look Functional Location
5035180 | UNKNOWN | PLANT-CHEM CL2 RM231 EF1 /VENTILATOR | ILAL-Z1-PLANT-CHEM | P308 | INSV | INST | HUSSAARM | H |  |  |  | VENTILATION |  | ELECTRIC | HVAC-VNT* |  |  | AW |  |  |  | Maint Look Functional Location | Ops Look Functional Location
5035179 | UNKNOWN | PLANT-CHEM CL2 RM231 MAU10 /VENTILATOR | ILAL-Z1-PLANT-CHEM | P308 | INSV | INST | HUSSAARM | H |  |  | 0.00 A | FREEZE PROTECTION |  | NAT GAS | HVAC-VNT* |  | 0.00 UN | AW |  |  |  | Maint Look Functional Location | Ops Look Functional Location
5035178 | UNKNOWN | PLANT-CHEM CL2/RM229 MAU9 /VENTILATOR | ILAL-Z1-PLANT-CHEM | P308 | INSV | INST | HUSSAARM | L |  |  |  | VENTILATION |  | NAT GAS | HVAC-VNT* |  |  | AW |  |  |  | Maint Look Functional Location | Ops Look Functional Location
5035177 | UNKNOWN | PLANT-CHEM CL2/RM229 EF3 /VENTILATOR | ILAL-Z1-PLANT-CHEM | P308 | INSV | INST | HUSSAARM | L |  |  |  | VENTILATION |  | ELECTRIC | HVAC-VNT* |  |  | AW |  |  |  | Maint Look Functional Location | Ops Look Functional Location
5035176 | UNKNOWN | PLANT-CHEM KMNO4RM228 EF15 /VENTILATOR | ILAL-Z1-PLANT-CHEM | P308 | INSV | INST | HUSSAARM | L |  |  |  | VENTILATION |  | ELECTRIC | HVAC-VNT* |  |  | AW |  |  |  | Maint Look Functional Location | Ops Look Functional Location
5035175 | UNKNOWN | PLANT-CHEM KMNO4RM228 MAU 1 /VENTILATOR | ILAL-Z1-PLANT-CHEM | P308 | INSV | INST | HUSSAARM | L |  |  |  | VENTILATION |  | NAT GAS | HVAC-VNT* |  |  | AW |  |  |  | Maint Look Functional Location | Ops Look Functional Location
5035174 | UNKNOWN | PLANT-CHEM NH3FEED RM230SF12 /VENTILATOR | ILAL-Z1-PLANT-CHEM | P308 | INSV | INST | HUSSAARM | L |  |  |  | VENTILATION |  | ELECTRIC | HVAC-VNT* |  |  | AW |  |  |  | Maint Look Functional Location | Ops Look Functional Location
5035173 | UNKNOWN | PLANT-CHEM NH3 FEED RM230EF5 /VENTILATOR | ILAL-Z1-PLANT-CHEM | P308 | INSV | INST | HUSSAARM | L |  |  |  | VENTILATION |  | ELECTRIC | HVAC-VNT* |  |  | AW |  |  |  | Maint Look Functional Location | Ops Look Functional Location
5035172 | UNKNOWN | PLANT-CHEM CAP/RM227 MAU2 /VENTILATOR | ILAL-Z1-PLANT-CHEM | P308 | INSV | INST | HUSSAARM | L |  |  |  | VENTILATION |  | NAT GAS | HVAC-VNT* |  |  | AW |  |  |  | Maint Look Functional Location | Ops Look Functional Location
5035171 | UNKNOWN | PLANT-CHEM CAP/RM227 EF15 /VENTILATOR | ILAL-Z1-PLANT-CHEM | P308 | INSV | INST | HUSSAARM | L |  |  |  | VENTILATION |  | ELECTRIC | HVAC-VNT* |  |  | AW |  |  |  | Maint Look Functional Location | Ops Look Functional Location
5035168 | UNKNOWN | PLANT-CHEM MAU 3 RM226 /VENTILATOR | ILAL-Z1-PLANT-CHEM | P308 | INSV | INST | HUSSAARM | L |  |  |  | VENTILATION |  | NAT GAS | HVAC-VNT* |  |  | AW |  |  |  | Maint Look Functional Location | Ops Look Functional Location
5035167 | UNKNOWN | PLANT-CHEM EF 16 RM226 /VENTILATOR | ILAL-Z1-PLANT-CHEM | P308 | INSV | INST | HUSSAARM | L |  |  |  | VENTILATION |  | ELECTRIC | HVAC-VNT* |  |  | AW |  |  |  | Maint Look Functional Location | Ops Look Functional Location
5035166 | UNKNOWN | PLANT-CHEM SF 11 RM 233 /VENTILATOR | ILAL-Z1-PLANT-CHEM | P308 | INSV | INST | HUSSAARM | L |  |  |  | VENTILATION |  | ELECTRIC | HVAC-VNT* |  |  | AW |  |  |  | Maint Look Functional Location | Ops Look Functional Location
5035165 | UNKNOWN | PLANT-CHEM EF6 RM 233 /VENTILATOR | ILAL-Z1-PLANT-CHEM | P308 | INSV | INST | HUSSAARM | L |  |  |  | VENTILATION |  | ELECTRIC | HVAC-VNT* |  |  | AW |  |  |  | Maint Look Functional Location | Ops Look Functional Location

## CLASS-HVAC-WH
Equipment | Manufacturer | Description | Functional Loc. | Planning plant | User status | System status | Created by | ABC indic. | ManufSerialNo. | Model number | Amp Rating | Application | Duty Cycle | Energy Type | HVAC Water Heater | Max Pressure | Output UOM | Output Value | Owned By | Special Mtn Note | Special Mtn Note Det | Tnk-Volume (gal) | Volt Rating | NARUC Maintenance Ac | NARUC Operations Acc | Special Mtn Note | Special Mtn Note Det
5012910 | UNKNOWN | SWTPS Water heater /WATER HEATER | ILPT-SN-SWTPS | P304 | INSV | INST | HUSSAARM | M |  |  | 0.00 A | PROCESSING |  | ELECTRIC | ELEC FIRED | 0.0 PSI |  | 0.00 UN | AW |  |  | 0.00 1GL | 240 | Maint Look Functional Location | Ops Look Functional Location
5031060 | UNKNOWN | PLNT-PACB EYE WASH /WATER HEATER | ILIU-ES-PLNT.-PACB | P310 | INSV | INST | HUSSAARM | L | [5 empty] | ELECTRIC | ELEC FIRED |  |  |  | AW |  |  |  |  | Maint Look Functional Location | Ops Look Functional Location
5031061 | UNKNOWN | GCWT-PACB EYE WASH /WATER HEATER | ILIU-GC-GCWT.-PACB | P311 | INSV | INST | HUSSAARM | L | [5 empty] | ELECTRIC | ELEC FIRED |  |  |  | AW |  |  |  |  | Maint Look Functional Location | Ops Look Functional Location
5031064 | UNKNOWN | FRNK CHLORINE EYE WASH /WATER HEATER | ILIU-BV-FRNK. | P310 | INSV | INST | HUSSAARM | H | [5 empty] | ELECTRIC | ELEC FIRED |  |  |  | AW |  |  |  |  | Maint Look Functional Location | Ops Look Functional Location
5031069 | UNKNOWN | SWIC EYE WASH /WATER HEATER | ILIU-BV-SWIC. | P310 | INSV | INST | HUSSAARM | H | [5 empty] | ELECTRIC | ELEC FIRED |  |  |  | AW |  |  |  |  | Maint Look Functional Location | Ops Look Functional Location
5035162 | UNKNOWN | PLANT-CHEM RM 234 /WATER HEATER | ILAL-Z1-PLANT-CHEM | P308 | INSV | INST | HUSSAARM | L | [5 empty] | ELECTRIC | ELEC FIRED |  |  |  | AW |  |  |  |  | Maint Look Functional Location | Ops Look Functional Location
5035197 | UNKNOWN | PLANT-ADMN ADMIN /WATER HEATER | ILAL-Z1-PLANT-ADMN | P308 | INSV | INST | HUSSAARM | M |  |  | 0.00 A |  |  | ELECTRIC | ELEC FIRED | 0.0 PSI |  | 0.00 UN | AW |  |  | 0.00 1GL |  | Maint Look Functional Location | Ops Look Functional Location
5057881 | UNKNOWN | PLNT-CHM WATER HEATER /WATER HEATER | ILIU-ES-PLNT.-CHM. | P310 | INSV | INST | HUSSAARM | M |  |  |  | PROCESSING |  | NAT GAS | GAS FIRED |  |  |  | AW |  |  |  |  | Maint Look Functional Location | Ops Look Functional Location
5057883 | UNKNOWN | PLNT-ADM WATER HEATER /WATER HEATER | ILIU-ES-PLNT.-ADM. | P310 | INSV | INST | HUSSAARM | M |  |  | 0.00 A | OTHER |  | ELECTRIC | ELEC FIRED | 0.0 PSI |  | 0.00 UN | AW |  |  | 0.00 1GL |  | Maint Look Functional Location | Ops Look Functional Location
5057982 | UNKNOWN | GCWT PIPE GALLERY WTR HTR /WATER HEATER | ILIU-GC-GCWT. | P311 | INSV | INST | HUSSAARM | H |  |  |  | OTHER | CONTINUOUS | ELECTRIC | GAS FIRED |  |  |  | AW |  |  |  |  | Maint Look Functional Location | Ops Look Functional Location

## CLASS-HYD
Equipment | Manufacturer | Description | Functional Loc. | Planning plant | User status | System status | Created by | ABC indic. | ManufSerialNo. | Model number | Book Page | Dependency Driver 1 | Dependency Driver 2 | ECIS Account # | GEOACCURACY GIS-DATA | Historical ID | Hyd-Aux Valve # | Hyd-Aux Valve/Branch | Hyd-Auxillary Valve | Hyd-Barrel Size | Hyd-Barrel Type | Hyd-Billing Type | Hyd-Branch Length | Hyd-Bury Depth | Hyd-Color (Color Cod | Hyd-Color Code Metho | Hyd-Color Code Type | Hyd-Dead End Main | Hyd-Extensions & Siz | Hyd-Fire District | Hyd-Lock Device Type | Hyd-Outlet Config | Hyd-Side Nozzle Size | Hyd-Side Port Thread | Hyd-Steamer Size | Hyd-Steamer Thread T | Hyd-Stem Lube | Hydrant Type | Installation WO# | Joint Type | Map Page | Normal Sys Pressure | Open Direction | Owned By | Pipe / Channel Size | Pipe Material | Pressure Class | Pressure Zone | Pressure Zone HGL | Repair Kit# | Sketch # | Special Mtn Note | Special Mtn Note Det | Subdivision | NARUC Maintenance Ac | NARUC Operations Acc | Special Mtn Note | Special Mtn Note Det
20280001 | UNKNOWN | SRWTP Yard #1 /HYDRANT | NJMM-MM-SRWTP | P218 | INSV | INST | FREEMAJ1 | H | [8 empty] | XX | XX | XX | XX | XX | XX | XX | 999 | [5 empty] | XX |  | XX | XX | XX | XX | XX |  | XX |  | XX |  |  | XX | AW | XX | XX | XX | [7 empty] | Maint Trans & Dist Hydrants | Ops Trans & Dist
20280002 | UNKNOWN | SRWTP Yard #2 /HYDRANT | NJMM-MM-SRWTP | P218 | INSV | INST | FREEMAJ1 | H | [8 empty] | XX | XX | XX | XX | XX | XX | XX | 999 | [5 empty] | XX |  | XX | XX | XX | XX | XX |  | XX |  | XX |  |  | XX | AW | XX | XX | XX | [7 empty] | Maint Trans & Dist Hydrants | Ops Trans & Dist
20280003 | UNKNOWN | SRWTP Yard #3 /HYDRANT | NJMM-MM-SRWTP | P218 | INSV | INST | FREEMAJ1 | H | [8 empty] | XX | XX | XX | XX | XX | XX | XX | 999 | [5 empty] | XX |  | XX | XX | XX | XX | XX |  | XX |  | XX |  |  | XX | AW | XX | XX | XX | [7 empty] | Maint Trans & Dist Hydrants | Ops Trans & Dist
20280004 | UNKNOWN | SRWTP Yard #4 /HYDRANT | NJMM-MM-SRWTP | P218 | INSV | INST | FREEMAJ1 | H | [8 empty] | XX | XX | XX | XX | XX | XX | XX | 999 | [5 empty] | XX |  | XX | XX | XX | XX | XX |  | XX |  | XX |  |  | XX | AW | XX | XX | XX | [7 empty] | Maint Trans & Dist Hydrants | Ops Trans & Dist
20280005 | UNKNOWN | SRWTP Yard #5 /HYDRANT | NJMM-MM-SRWTP | P218 | INSV | INST | FREEMAJ1 | H | [8 empty] | XX | XX | XX | XX | XX | XX | XX | 999 | [5 empty] | XX |  | XX | XX | XX | XX | XX |  | XX |  | XX |  |  | XX | AW | XX | XX | XX | [7 empty] | Maint Trans & Dist Hydrants | Ops Trans & Dist
20280006 | UNKNOWN | SRWTP Yard #6 /HYDRANT | NJMM-MM-SRWTP | P218 | INSV | INST | FREEMAJ1 | H | [8 empty] | XX | XX | XX | XX | XX | XX | XX | 999 | [5 empty] | XX |  | XX | XX | XX | XX | XX |  | XX |  | XX |  |  | XX | AW | XX | XX | XX | [7 empty] | Maint Trans & Dist Hydrants | Ops Trans & Dist

## CLASS-INDICATR
Equipment | Manufacturer | Description | Functional Loc. | Planning plant | User status | System status | Created by | ABC indic. | ManufSerialNo. | Model number | Indicator Type | Instrument Range | Instrument UOM | Loop Power | NEMA Enclosure | On SCADA? | Output Type | Owned By | Special Mtn Note | Special Mtn Note Det | NARUC Maintenance Ac | NARUC Operations Acc | Special Mtn Note | Special Mtn Note Det
5028601 | MAGNATROL | PLANT-CHEM F BULK TK HI LVL /INDICATOR | ILAL-Z1-PLANT-CHEM | P308 | INSV | INST | HUSSAARM | M |  |  | ELECTRONIC INDICATOR |  |  |  |  | Y |  | AW |  |  | Maint Look Functional Location | Ops Look Functional Location
5028603 | MAGNATROL | PLANT-CHEM F DY TK HI LVL /INDICATOR | ILAL-Z1-PLANT-CHEM | P308 | INSV | INST | HUSSAARM | M |  |  | ELECTRONIC INDICATOR |  |  |  |  | Y |  | AW |  |  | Maint Look Functional Location | Ops Look Functional Location
5028604 | MAGNATROL | PLANT-CHEM F DY TK HI/HI LVL /INDICATOR | ILAL-Z1-PLANT-CHEM | P308 | INSV | INST | HUSSAARM | M |  |  | ELECTRONIC INDICATOR |  |  |  |  | Y |  | AW |  |  | Maint Look Functional Location | Ops Look Functional Location
5028618 | UNKNOWN | PLANT-CHEM BA MIX TK LVL /INDICATOR | ILAL-Z1-PLANT-CHEM | P308 | INSV | INST | HUSSAARM | H |  |  | ELECTRONIC INDICATOR |  |  |  |  | N |  | AW |  |  | Maint Look Functional Location | Ops Look Functional Location
5028623 | UNKNOWN | PLANT-CHEM ST BULK TK HI LVL /INDICATOR | ILAL-Z1-PLANT-CHEM | P308 | INSV | INST | HUSSAARM | M |  |  | ELECTRONIC INDICATOR |  |  |  |  | Y |  | AW |  |  | Maint Look Functional Location | Ops Look Functional Location
5028625 | UNKNOWN | PLANT-CHEM ST DY TK HI/HI LVL /INDICATOR | ILAL-Z1-PLANT-CHEM | P308 | INSV | INST | HUSSAARM | M |  |  | ELECTRONIC INDICATOR |  |  |  |  | Y |  | AW |  |  | Maint Look Functional Location | Ops Look Functional Location
5028626 | UNKNOWN | PLANT-CHEM ST DY TK HI LVL /INDICATOR | ILAL-Z1-PLANT-CHEM | P308 | INSV | INST | HUSSAARM | M |  |  | ELECTRONIC INDICATOR |  |  |  |  | Y |  | AW |  |  | Maint Look Functional Location | Ops Look Functional Location
5028632 | UNKNOWN | PLANT-CHEM CAP BULK TK HI LVL /INDICATOR | ILAL-Z1-PLANT-CHEM | P308 | INSV | INST | HUSSAARM | M |  |  | ELECTRONIC INDICATOR |  |  |  |  | Y |  | AW |  |  | Maint Look Functional Location | Ops Look Functional Location
5028634 | UNKNOWN | PLANT-CHEM CAP DY TK HI/HI LV /INDICATOR | ILAL-Z1-PLANT-CHEM | P308 | INSV | INST | HUSSAARM | M |  |  | ELECTRONIC INDICATOR |  |  |  |  | Y |  | AW |  |  | Maint Look Functional Location | Ops Look Functional Location
5028635 | UNKNOWN | PLANT-CHEM CAP DY TK HI LVL /INDICATOR | ILAL-Z1-PLANT-CHEM | P308 | INSV | INST | HUSSAARM | M |  |  | ELECTRONIC INDICATOR |  |  |  |  | Y |  | AW |  |  | Maint Look Functional Location | Ops Look Functional Location
5038192 | UNKNOWN | HTLWC-BSTR CL2 LVL INDICTATOR /INDICATOR | ILHT-Z1-HTLWC-BSTR | P313 | INSV | INST | HUSSAARM | H | FF24537 | SR1000 | ELECTRONIC INDICATOR |  |  |  |  | Y |  | AW |  |  | Maint Look Functional Location | Ops Look Functional Location
5061577 | HACH | SPARE TURBIDIMETER/WQA | ILCA-Z1-PLANT | P309 | INSV | INST | HUSSAARM | H | 060300015978 | 1720E | ELECTRONIC INDICATOR |  |  | Y | 1,2 INDOOR | Y | 4-20MA | AW |  |  | Maint Look Functional Location | Ops Look Functional Location
5061578 | HACH | PLANT-FILT FILTER 2 TURB /INDICATOR | ILCA-Z1-PLANT-FILT | P309 | INSV | DLFL INAC INST | HUSSAARM | H | 606570037 | Sc100 | ELECTRONIC INDICATOR |  |  | Y | 1,2 INDOOR | Y | 4-20MA | AW |  |  | Maint Look Functional Location | Ops Look Functional Location
5061579 | HACH | PLANT-FILT FILTER 3 TURB /INDICATOR | ILCA-Z1-PLANT-FILT | P309 | INSV | DLFL INAC INST | HUSSAARM | H | 605570886 | Sc100 | ELECTRONIC INDICATOR |  |  | Y | 1,2 INDOOR | Y | 4-20MA | AW |  |  | Maint Look Functional Location | Ops Look Functional Location
5061580 | HACH | PLANT-FILT FILTER 4 TURB /INDICATOR | ILCA-Z1-PLANT-FILT | P309 | INSV | DLFL INAC INST | HUSSAARM | H | 606570028 | Sc100 | ELECTRONIC INDICATOR |  |  | Y | 1,2 INDOOR | Y | 4-20MA | AW |  |  | Maint Look Functional Location | Ops Look Functional Location
5061581 | HACH | PLANT-FILT FILTER 5 TURB /INDICATOR | ILCA-Z1-PLANT-FILT | P309 | INSV | DLFL INAC INST | HUSSAARM | H | 605570765 | Sc100 | ELECTRONIC INDICATOR |  |  | Y | 1,2 INDOOR | Y | 4-20MA | AW |  |  | Maint Look Functional Location | Ops Look Functional Location
5061582 | HACH | PLANT-FILT FILTER 6 TURB /INDICATOR | ILCA-Z1-PLANT-FILT | P309 | INSV | DLFL INAC INST | HUSSAARM | H | 605570880 | Sc100 | ELECTRONIC INDICATOR |  |  | Y | 1,2 INDOOR | Y | 4-20MA | AW |  |  | Maint Look Functional Location | Ops Look Functional Location
5061583 | HACH | PLANT-FILT FILTER 7 TURB /INDICATOR | ILCA-Z1-PLANT-FILT | P309 | INSV | DLFL INAC INST | HUSSAARM | H | 606570025 | Sc100 | ELECTRONIC INDICATOR |  |  | Y | 1,2 INDOOR | Y | 4-20MA | AW |  |  | Maint Look Functional Location | Ops Look Functional Location
5061584 | HACH | PLANT-FILT FILTER 8 TURB /INDICATOR | ILCA-Z1-PLANT-FILT | P309 | INSV | DLFL INAC INST | HUSSAARM | H | 606570032 | Sc100 | ELECTRONIC INDICATOR |  |  | Y | 1,2 INDOOR | Y | 4-20MA | AW |  |  | Maint Look Functional Location | Ops Look Functional Location
5061585 | HACH | SOURCE WATER TURBIDIMETER/WQA | ILCA-Z1-PLANT-TRMT-RWPM | P309 | INSV | INST | HUSSAARM | H | 970400003206 | Surface Scatter 6 | ELECTRONIC INDICATOR |  |  | Y | 1,2 INDOOR | Y | 4-20MA | AW |  |  | Maint Look Functional Location | Ops Look Functional Location
5061589 | UNKNOWN | PLANT EFFLUENT FREE CHLORINE /INDICATOR | ILCA-Z1-PLANT | P309 | INSV | INST | HUSSAARM | H |  | DMTAW090C10E0000 | ELECTRONIC INDICATOR |  | PPM | Y | 1,2 INDOOR | Y | 4-20MA | AW |  |  | Maint Look Functional Location | Ops Look Functional Location
5061590 | UNKNOWN | PLANT EFFLUENT TOTAL CHLORINE /INDICATOR | ILCA-Z1-PLANT | P309 | INSV | INST | HUSSAARM | H | 2004025003 | DMTAW090C10E40000 | ELECTRONIC INDICATOR |  | PPM | Y | 1,2 INDOOR | Y | 4-20MA | AW |  |  | Maint Look Functional Location | Ops Look Functional Location
5061592 | HACH | SOURCE WATER TURB/CNTRLR | ILCA-Z1-PLANT-TRMT-RWPM | P309 | INSV | INST | HUSSAARM | H |  | sc100 | ELECTRONIC INDICATOR |  |  | Y | 1,2 INDOOR | Y | 4-20MA | AW |  |  | Maint Look Functional Location | Ops Look Functional Location
5061593 | UNKNOWN | PLANT TOTAL CL2 PMP HOUSE /INDICATOR | ILCA-Z1-PLANT | P309 | INSV | INST | HUSSAARM | H | 2707045436 | DTMAW090C10E0000 | ELECTRONIC INDICATOR |  | PPM | Y | 1,2 INDOOR | Y | 4-20MA | AW |  |  | Maint Look Functional Location | Ops Look Functional Location
5061594 | REGAL | PLANT-CHLO CHLORINATOR 3 /INDICATOR | ILCA-Z1-PLANT-CHLO | P309 | INSV | INST | HUSSAARM | H |  |  | MECHANICAL INDICATOR |  |  | Y | 1,2 INDOOR | Y | 4-20MA | AW |  |  | Maint Look Functional Location | Ops Look Functional Location
5061595 | REGAL | PLANT-CHLO CHLORINATOR 2 /INDICATOR | ILCA-Z1-PLANT-CHLO | P309 | INSV | INST | HUSSAARM | H |  |  | MECHANICAL INDICATOR |  |  | Y | 1,2 INDOOR | Y | 4-20MA | AW |  |  | Maint Look Functional Location | Ops Look Functional Location
5061596 | REGAL | PLANT-CHLO CHLORINATOR 1 /INDICATOR | ILCA-Z1-PLANT-CHLO | P309 | INSV | INST | HUSSAARM | H |  |  | MECHANICAL INDICATOR |  |  | Y | 1,2 INDOOR | Y | 4-20MA | AW |  |  | Maint Look Functional Location | Ops Look Functional Location
5013920 | ASHCROFT | LINC-PDB-HSRM PLNT PRS /INDICATOR | ILCP-UR-LINC.-PDB.-HSRO | P301 | REMV | INAC INST | HUSSAARM | M |  |  | MECHANICAL INDICATOR |  | PSI | N | 1,2 INDOOR | N |  | AW |  |  | Maint Look Functional Location | Ops Look Functional Location
5021886 | UNKNOWN | PLNT-PACB HOLDING TANK LEVEL /INDICATOR | ILIU-ES-PLNT.-PACB | P310 | INSV | INST | HUSSAARM | L |  |  | ELECTRONIC INDICATOR |  |  |  |  | Y | 4-20MA | AW |  |  | Maint Look Functional Location | Ops Look Functional Location
5021887 | UNKNOWN | GCWT-PACB HOLDING TANK LEVEL /INDICATOR | ILIU-GC-GCWT.-PACB | P311 | INSV | INST | HUSSAARM | L |  |  | ELECTRONIC INDICATOR |  |  |  |  | Y | 4-20MA | AW |  |  | Maint Look Functional Location | Ops Look Functional Location
5021927 | FLOW LINE | FRNK BULK HIGH LEVEL /INDICATOR | ILIU-BV-FRNK. | P310 | INSV | INST | HUSSAARM | L |  |  | ELECTRONIC INDICATOR |  |  |  |  | Y | CLOSED CONTACT | AW |  |  | Maint Look Functional Location | Ops Look Functional Location
5021928 | FLOW LINE | FRNK DAY HIGH LEVEL /INDICATOR | ILIU-BV-FRNK. | P310 | INSV | INST | HUSSAARM | L |  |  | ELECTRONIC INDICATOR |  |  |  |  | Y | CLOSED CONTACT | AW |  |  | Maint Look Functional Location | Ops Look Functional Location
5021934 | WIKA | SHBS PUMP 4 SUCTION PSI /INDICATOR | ILIU-BV-SHBS. | P310 | INSV | INST | HUSSAARM | L |  | 50459732 | MECHANICAL INDICATOR |  | PSI |  |  | N |  | AW |  |  | Maint Look Functional Location | Ops Look Functional Location
5021935 | WIKA | SHBS PUMP 4 DISCHARGE PSI /INDICATOR | ILIU-BV-SHBS. | P310 | INSV | INST | HUSSAARM | L |  | 50460218 | MECHANICAL INDICATOR |  | PSI |  |  | N |  | AW |  |  | Maint Look Functional Location | Ops Look Functional Location
5021936 | WIKA | SHBS PUMP 5 SUCTION PSI /INDICATOR | ILIU-BV-SHBS. | P310 | INSV | INST | HUSSAARM | L |  | 50459732 | MECHANICAL INDICATOR |  | PSI |  |  | N |  | AW |  |  | Maint Look Functional Location | Ops Look Functional Location
5021937 | WIKA | SHBS PUMP 5 DISCHARGE PSI /INDICATOR | ILIU-BV-SHBS. | P310 | INSV | INST | HUSSAARM | L |  | 50460218 | MECHANICAL INDICATOR |  | PSI |  |  | N |  | AW |  |  | Maint Look Functional Location | Ops Look Functional Location
5021938 | WIKA | SHBS PUMP 6 SUCTION PSI /INDICATOR | ILIU-BV-SHBS. | P310 | INSV | INST | HUSSAARM | L |  | 50459732 | MECHANICAL INDICATOR |  | PSI |  |  | N |  | AW |  |  | Maint Look Functional Location | Ops Look Functional Location
5021939 | WIKA | SHBS PUMP 6 DISCHARGE PSI /INDICATOR | ILIU-BV-SHBS. | P310 | INSV | INST | HUSSAARM | L |  | 50460218 | MECHANICAL INDICATOR |  | PSI |  |  | N |  | AW |  |  | Maint Look Functional Location | Ops Look Functional Location
5021940 | WIKA | SHBS STATION SUCTION PSI /INDICATOR | ILIU-BV-SHBS. | P310 | INSV | INST | HUSSAARM | L |  | 50459732 | MECHANICAL INDICATOR |  | PSI |  |  | N |  | AW |  |  | Maint Look Functional Location | Ops Look Functional Location
5021941 | WIKA | SHBS STATION DISCHARGE PSI /INDICATOR | ILIU-BV-SHBS. | P310 | INSV | INST | HUSSAARM | L |  | 50460218 | MECHANICAL INDICATOR |  | PSI |  |  | N |  | AW |  |  | Maint Look Functional Location | Ops Look Functional Location
5028570 | MAGNATROL | PLANT-CHEM PC DY T1 HI/HI LVL /INDICATOR | ILAL-Z1-PLANT-CHEM | P308 | INSV | INST | HUSSAARM | M |  |  | ELECTRONIC INDICATOR |  |  |  |  | Y |  | AW |  |  | Maint Look Functional Location | Ops Look Functional Location
5028571 | MAGNATROL | PLANT-CHEM PC DY T2 HI/HI LVL /INDICATOR | ILAL-Z1-PLANT-CHEM | P308 | INSV | INST | HUSSAARM | M |  |  | ELECTRONIC INDICATOR |  |  |  |  | Y |  | AW |  |  | Maint Look Functional Location | Ops Look Functional Location
5028572 | MAGNATROL | PLANT-CHEM PC DY TK1 HI LVL /INDICATOR | ILAL-Z1-PLANT-CHEM | P308 | INSV | INST | HUSSAARM | M |  |  | ELECTRONIC INDICATOR |  |  |  |  | Y |  | AW |  |  | Maint Look Functional Location | Ops Look Functional Location
5028573 | MAGNATROL | PLANT-CHEM PC DY TK2 HI LVL /INDICATOR | ILAL-Z1-PLANT-CHEM | P308 | INSV | INST | HUSSAARM | M |  |  | ELECTRONIC INDICATOR |  |  |  |  | Y |  | AW |  |  | Maint Look Functional Location | Ops Look Functional Location
5028574 | MAGNATROL | PLANT-CHEM PC BULK T1 HI LVL /INDICATOR | ILAL-Z1-PLANT-CHEM | P308 | INSV | INST | HUSSAARM | M |  |  | ELECTRONIC INDICATOR |  |  |  |  | Y |  | AW |  |  | Maint Look Functional Location | Ops Look Functional Location
5028575 | MAGNATROL | PLANT-CHEM PC BULK TK2 HI LVL /INDICATOR | ILAL-Z1-PLANT-CHEM | P308 | INSV | INST | HUSSAARM | M |  |  | ELECTRONIC INDICATOR |  |  |  |  | Y |  | AW |  |  | Maint Look Functional Location | Ops Look Functional Location
5028579 | MAGNATROL | PLANT-CHEM CI BULK TK HI LVL /INDICATOR | ILAL-Z1-PLANT-CHEM | P308 | INSV | INST | HUSSAARM | L |  |  | ELECTRONIC INDICATOR |  |  |  |  | Y |  | AW |  |  | Maint Look Functional Location | Ops Look Functional Location
5028581 | MAGNATROL | PLANT-CHEM CI DY TK HI /INDICATOR | ILAL-Z1-PLANT-CHEM | P308 | INSV | INST | HUSSAARM | L |  |  | ELECTRONIC INDICATOR |  |  |  |  | Y |  | AW |  |  | Maint Look Functional Location | Ops Look Functional Location
5028582 | MAGNATROL | PLANT-CHEM CI DY TK HI/HI LVL /INDICATOR | ILAL-Z1-PLANT-CHEM | P308 | INSV | INST | HUSSAARM | L |  |  | ELECTRONIC INDICATOR |  |  |  |  | Y |  | AW |  |  | Maint Look Functional Location | Ops Look Functional Location
5028588 | MAGNATROL | PLANT-CHEM C BULK TK HI LVL /INDICATOR | ILAL-Z1-PLANT-CHEM | P308 | INSV | INST | HUSSAARM | M |  |  | ELECTRONIC INDICATOR |  |  |  |  | Y |  | AW |  |  | Maint Look Functional Location | Ops Look Functional Location
5028590 | MAGNATROL | PLANT-CHEM C DY TK1 HI LVL /INDICATOR | ILAL-Z1-PLANT-CHEM | P308 | INSV | INST | HUSSAARM | M |  |  | ELECTRONIC INDICATOR |  |  |  |  | Y |  | AW |  |  | Maint Look Functional Location | Ops Look Functional Location
5028591 | MAGNATROL | PLANT-CHEM C DY TK1 HI/HI LVL /INDICATOR | ILAL-Z1-PLANT-CHEM | P308 | INSV | INST | HUSSAARM | M |  |  | ELECTRONIC INDICATOR |  |  |  |  | Y |  | AW |  |  | Maint Look Functional Location | Ops Look Functional Location
5028593 | MAGNATROL | PLANT-CHEM C DY TK2 HI LVL /INDICATOR | ILAL-Z1-PLANT-CHEM | P308 | INSV | INST | HUSSAARM | M |  |  | ELECTRONIC INDICATOR |  |  |  |  | Y |  | AW |  |  | Maint Look Functional Location | Ops Look Functional Location
5028594 | MAGNATROL | PLANT-CHEM C DY TK2 HI/HI LVL /INDICATOR | ILAL-Z1-PLANT-CHEM | P308 | INSV | INST | HUSSAARM | M |  |  | ELECTRONIC INDICATOR |  |  |  |  | Y |  | AW |  |  | Maint Look Functional Location | Ops Look Functional Location

## CLASS-INST-SW
Equipment | Manufacturer | Description | Functional Loc. | Planning plant | User status | System status | Created by | ABC indic. | ManufSerialNo. | Model number | Instrument Range | Instrument UOM | Loop Power | NEMA Enclosure | On SCADA? | Output Type | Owned By | Special Mtn Note | Special Mtn Note Det | Switch Type | NARUC Maintenance Ac | NARUC Operations Acc | Special Mtn Note | Special Mtn Note Det
5028666 | UNKNOWN | PLANT-CHEM BA LOW AIR PRESS /SWITCH | ILAL-Z1-PLANT-CHEM | P308 | INSV | INST | HUSSAARM | H | [6 empty] | N |  | AW |  |  | PRESSURE SW | Maint Look Functional Location | Ops Look Functional Location
5028651 | UNKNOWN | PLANT-TRMT S BLOWER DISCH PRESS /SWITCH | ILAL-Z1-PLANT-TRMT | P308 | INSV | INST | HUSSAARM | M | [6 empty] | Y |  | AW |  |  | PRESSURE SW | Maint Look Functional Location | Ops Look Functional Location
5028650 | UNKNOWN | PLANT-TRMT S BLOWER DISCH /SWITCH | ILAL-Z1-PLANT-TRMT | P308 | INSV | INST | HUSSAARM | M | [6 empty] | Y |  | AW |  |  | TEMPERATURE SW | Maint Look Functional Location | Ops Look Functional Location
5028649 | UNKNOWN | PLANT-TRMT N BLOWER DISCH PRESS /SWITCH | ILAL-Z1-PLANT-TRMT | P308 | INSV | INST | HUSSAARM | M | [6 empty] | Y |  | AW |  |  | PRESSURE SW | Maint Look Functional Location | Ops Look Functional Location
5028648 | UNKNOWN | PLANT-TRMT N BLOWER DISCH /SWITCH | ILAL-Z1-PLANT-TRMT | P308 | INSV | INST | HUSSAARM | M | [6 empty] | Y |  | AW |  |  | TEMPERATURE SW | Maint Look Functional Location | Ops Look Functional Location
5028643 | UNKNOWN | PLANT-CHEM CL2 FEED HI VAC /SWITCH | ILAL-Z1-PLANT-CHEM | P308 | INSV | INST | HUSSAARM | H | [6 empty] | Y |  | AW |  |  | OTHER SW | Maint Look Functional Location | Ops Look Functional Location
5028642 | UNKNOWN | PLANT-CHEM KMNO4 MX CHMBR LVL /SWITCH | ILAL-Z1-PLANT-CHEM | P308 | INSV | INST | HUSSAARM | M | [6 empty] | Y |  | AW |  |  | LEVEL SW | Maint Look Functional Location | Ops Look Functional Location
5028641 | UNKNOWN | PLANT-CHEM KMNO4 FEED WTR FLW /SWITCH | ILAL-Z1-PLANT-CHEM | P308 | INSV | INST | HUSSAARM | M | [6 empty] | Y |  | AW |  |  | FLOW SW | Maint Look Functional Location | Ops Look Functional Location
5028640 | UNKNOWN | PLANT-CHEM BA/FA/RM234 HI SP LVL /SWITCH | ILAL-Z1-PLANT-CHEM | P308 | INSV | INST | HUSSAARM | H | [6 empty] | Y |  | AW |  |  | LEVEL SW | Maint Look Functional Location | Ops Look Functional Location
5028639 | UNKNOWN | PLANT-CHEM CAP/RM227 HI SP LVL /SWITCH | ILAL-Z1-PLANT-CHEM | P308 | INSV | INST | HUSSAARM | H | [6 empty] | Y |  | AW |  |  | LEVEL SW | Maint Look Functional Location | Ops Look Functional Location
5028638 | UNKNOWN | PLANT-CHEM CAPMP RECIRC FLW /SWITCH | ILAL-Z1-PLANT-CHEM | P308 | INSV | INST | HUSSAARM | M | [6 empty] | Y |  | AW |  |  | FLOW SW | Maint Look Functional Location | Ops Look Functional Location
5028637 | UNKNOWN | PLANT-CHEM CAPMP FLW /SWITCH | ILAL-Z1-PLANT-CHEM | P308 | INSV | INST | HUSSAARM | M | [6 empty] | Y |  | AW |  |  | FLOW SW | Maint Look Functional Location | Ops Look Functional Location
5028636 | UNKNOWN | PLANT-CHEM CAPTP FLW /SWITCH | ILAL-Z1-PLANT-CHEM | P308 | INSV | INST | HUSSAARM | M | [6 empty] | Y |  | AW |  |  | FLOW SW | Maint Look Functional Location | Ops Look Functional Location
5028630 | UNKNOWN | PLANT-CHEM ST/RM226 HI SUMP LVL /SWITCH | ILAL-Z1-PLANT-CHEM | P308 | INSV | INST | HUSSAARM | H | [6 empty] | Y |  | AW |  |  | LEVEL SW | Maint Look Functional Location | Ops Look Functional Location
5028629 | UNKNOWN | PLANT-CHEM STMP RECIRC FLW /SWITCH | ILAL-Z1-PLANT-CHEM | P308 | INSV | INST | HUSSAARM | M | [6 empty] | Y |  | AW |  |  | FLOW SW | Maint Look Functional Location | Ops Look Functional Location
5028628 | UNKNOWN | PLANT-CHEM STMP FLW /SWITCH | ILAL-Z1-PLANT-CHEM | P308 | INSV | INST | HUSSAARM | M | [6 empty] | Y |  | AW |  |  | FLOW SW | Maint Look Functional Location | Ops Look Functional Location
5028627 | UNKNOWN | PLANT-CHEM STTP FLW /SWITCH | ILAL-Z1-PLANT-CHEM | P308 | INSV | INST | HUSSAARM | M | [6 empty] | Y |  | AW |  |  | FLOW SW | Maint Look Functional Location | Ops Look Functional Location
5028621 | UNKNOWN | PLANT-CHEM BA DY TK HI LVL /SWITCH | ILAL-Z1-PLANT-CHEM | P308 | INSV | INST | HUSSAARM | H | [6 empty] | N |  | AW |  |  | LEVEL SW | Maint Look Functional Location | Ops Look Functional Location
5028620 | UNKNOWN | PLANT-CHEM BA DY TK LO LVL /SWITCH | ILAL-Z1-PLANT-CHEM | P308 | INSV | INST | HUSSAARM | H | [6 empty] | N |  | AW |  |  | LEVEL SW | Maint Look Functional Location | Ops Look Functional Location
5028619 | UNKNOWN | PLANT-CHEM BA MIX TK HI LVL /SWITCH | ILAL-Z1-PLANT-CHEM | P308 | INSV | INST | HUSSAARM | H | [6 empty] | N |  | AW |  |  | LEVEL SW | Maint Look Functional Location | Ops Look Functional Location
5028616 | MAGNATROL | PLANT-CHEM BAMP FLW /SWITCH | ILAL-Z1-PLANT-CHEM | P308 | INSV | INST | HUSSAARM | M | [6 empty] | Y |  | AW |  |  | FLOW SW | Maint Look Functional Location | Ops Look Functional Location
5028615 | MAGNATROL | PLANT-CHEM BA BATCH PLY REC FLW /SWITCH | ILAL-Z1-PLANT-CHEM | P308 | INSV | INST | HUSSAARM | M | [6 empty] | Y |  | AW |  |  | FLOW SW | Maint Look Functional Location | Ops Look Functional Location
5028614 | MAGNATROL | PLANT-CHEM BA WTR FLW /SWITCH | ILAL-Z1-PLANT-CHEM | P308 | INSV | INST | HUSSAARM | M | [6 empty] | Y |  | AW |  |  | FLOW SW | Maint Look Functional Location | Ops Look Functional Location
5028613 | MAGNATROL | PLANT-CHEM FA RECIRC FLW /SWITCH | ILAL-Z1-PLANT-CHEM | P308 | INSV | INST | HUSSAARM | L | [6 empty] | Y |  | AW |  |  | FLOW SW | Maint Look Functional Location | Ops Look Functional Location
5028611 | MAGNATROL | PLANT-CHEM CFE NH3 EDUCT FLW /SWITCH | ILAL-Z1-PLANT-CHEM | P308 | INSV | INST | HUSSAARM | M | [6 empty] | Y |  | AW |  |  | FLOW SW | Maint Look Functional Location | Ops Look Functional Location
5028610 | MAGNATROL | PLANT-CHEM CFE CL2 EDUCT FLW /SWITCH | ILAL-Z1-PLANT-CHEM | P308 | INSV | INST | HUSSAARM | M | [6 empty] | Y |  | AW |  |  | FLOW SW | Maint Look Functional Location | Ops Look Functional Location
5028609 | MAGNATROL | PLANT-CHEM RAW NH3 EDUCT FLW /SWITCH | ILAL-Z1-PLANT-CHEM | P308 | INSV | INST | HUSSAARM | M | [6 empty] | Y |  | AW |  |  | FLOW SW | Maint Look Functional Location | Ops Look Functional Location
5028608 | MAGNATROL | PLANT-CHEM RAW CL2 EDUCT. FLW /SWITCH | ILAL-Z1-PLANT-CHEM | P308 | INSV | INST | HUSSAARM | M | [6 empty] | Y |  | AW |  |  | FLOW SW | Maint Look Functional Location | Ops Look Functional Location
5028607 | MAGNATROL | PLANT-CHEM FTP FLW /SWITCH | ILAL-Z1-PLANT-CHEM | P308 | INSV | INST | HUSSAARM | M | [6 empty] | Y |  | AW |  |  | FLOW SW | Maint Look Functional Location | Ops Look Functional Location
5028606 | MAGNATROL | PLANT-CHEM F MP RECIRC FLW /SWITCH | ILAL-Z1-PLANT-CHEM | P308 | INSV | INST | HUSSAARM | M | [6 empty] | Y |  | AW |  |  | FLOW SW | Maint Look Functional Location | Ops Look Functional Location
5028605 | MAGNATROL | PLANT-CHEM F MP FLW /SWITCH | ILAL-Z1-PLANT-CHEM | P308 | INSV | INST | HUSSAARM | M | [6 empty] | Y |  | AW |  |  | FLOW SW | Maint Look Functional Location | Ops Look Functional Location
5028599 | UNKNOWN | PLANT-CHEM F RM224 HI SUMP LVL /SWITCH | ILAL-Z1-PLANT-CHEM | P308 | INSV | INST | HUSSAARM | H | [6 empty] | Y |  | AW |  |  | LEVEL SW | Maint Look Functional Location | Ops Look Functional Location
5028598 | UNKNOWN | PLANT-CHEM CSTC RM236 HI SP LVL /SWITCH | ILAL-Z1-PLANT-CHEM | P308 | INSV | INST | HUSSAARM | H | [6 empty] | Y |  | AW |  |  | LEVEL SW | Maint Look Functional Location | Ops Look Functional Location
5028597 | MAGNATROL | PLANT-CHEM CMP RECIRC FLW /SWITCH | ILAL-Z1-PLANT-CHEM | P308 | INSV | INST | HUSSAARM | M | [6 empty] | Y |  | AW |  |  | FLOW SW | Maint Look Functional Location | Ops Look Functional Location
5028596 | MAGNATROL | PLANT-CHEM C PRETRTMNT FLW /SWITCH | ILAL-Z1-PLANT-CHEM | P308 | INSV | INST | HUSSAARM | M | [6 empty] | Y |  | AW |  |  | FLOW SW | Maint Look Functional Location | Ops Look Functional Location
5028595 | MAGNATROL | PLANT-CHEM C POSTTRTMNT FLW /SWITCH | ILAL-Z1-PLANT-CHEM | P308 | INSV | INST | HUSSAARM | M | [6 empty] | Y |  | AW |  |  | FLOW SW | Maint Look Functional Location | Ops Look Functional Location
5028586 | MAGNATROL | PLANT-CHEM CTP FLW /SWITCH | ILAL-Z1-PLANT-CHEM | P308 | INSV | INST | HUSSAARM | M | [6 empty] | Y |  | AW |  |  | FLOW SW | Maint Look Functional Location | Ops Look Functional Location
5028585 | MAGNATROL | PLANT-CHEM CIMP RECIRC FLW /SWITCH | ILAL-Z1-PLANT-CHEM | P308 | INSV | INST | HUSSAARM | L | [6 empty] | Y |  | AW |  |  | FLOW SW | Maint Look Functional Location | Ops Look Functional Location
5028584 | MAGNATROL | PLANT-CHEM CIMP FLW /SWITCH | ILAL-Z1-PLANT-CHEM | P308 | INSV | INST | HUSSAARM | L | [6 empty] | Y |  | AW |  |  | FLOW SW | Maint Look Functional Location | Ops Look Functional Location
5028583 | MAGNATROL | PLANT-CHEM CITP FLW /SWITCH | ILAL-Z1-PLANT-CHEM | P308 | INSV | INST | HUSSAARM | L | [6 empty] | Y |  | AW |  |  | FLOW SW | Maint Look Functional Location | Ops Look Functional Location
5068742 | UNKNOWN | HSITE HIGH PRESSURE /SWITCH | ILHO-Z1-HSITE | P313 | INSV | INST | HUSSAARM | M | 831 | GAW-25 | 70-75 | PSI |  | 1,2 INDOOR | Y | 4-20MA | AW |  |  | PRESSURE SW | Maint Look Functional Location | Ops Look Functional Location
5068741 | UNKNOWN | HSITE LOW LOW PRESSURE /SWITCH | ILHO-Z1-HSITE | P313 | INSV | INST | HUSSAARM | M | 826 | GAW-25 |  | PSI |  | 1,2 INDOOR | Y | 4-20MA | AW |  |  | PRESSURE SW | Maint Look Functional Location | Ops Look Functional Location
5068740 | UNKNOWN | HSITE LOW PRESSURE /SWITCH | ILHO-Z1-HSITE | P313 | INSV | INST | HUSSAARM | M | 918 | GAW-25 | 45-50 | PSI |  | 1,2 INDOOR | Y | 4-20MA | AW |  |  | PRESSURE SW | Maint Look Functional Location | Ops Look Functional Location
5061807 | UNKNOWN | SPLNT SP FLUORIDE /SWITCH | ILLC-Z1-SPLNT | P307 | INSV | INST | HUSSAARM | M | [6 empty] | Y |  | AW |  |  | LEVEL SW | Maint Look Functional Location | Ops Look Functional Location
5061806 | UNKNOWN | NJPLT NP FLUORIDE /SWITCH | ILLC-Z1-NJPLT | P307 | INSV | INST | HUSSAARM | M | [6 empty] | Y |  | AW |  |  | LEVEL SW | Maint Look Functional Location | Ops Look Functional Location
5054650 | ALLEN BRADLEY | LWCON-BSTR HI PRESS SWITCH /SWITCH | ILMO-Z1-LWCON-BSTR | P313 | INSV | INST | HUSSAARM | H |  | BULLETIN 836 |  | PSI |  |  | Y |  | AW |  |  | PRESSURE SW | Maint Look Functional Location | Ops Look Functional Location
5054649 | ALLEN BRADLEY | LWCON-BSTR LOW SUCT PRESS SWITCH /SWITCH | ILMO-Z1-LWCON-BSTR | P313 | INSV | INST | HUSSAARM | H |  | BULLETIN 836 |  | PSI | N |  | Y |  | AW |  |  | PRESSURE SW | Maint Look Functional Location | Ops Look Functional Location
5047389 | ALLEN BRADLEY | BOSTR PRESSURE SWITCH /SWITCH | ILNC-Z1-BOSTR | P313 | INSV | INST | HUSSAARM | H |  | 836 |  | PSI | N |  | N |  | AW |  |  | PRESSURE SW | Maint Look Functional Location | Ops Look Functional Location
5047382 | ALLEN BRADLEY | BOSTR #4 LOCAL /SWITCH | ILNC-Z1-BOSTR | P313 | INSV | INST | HUSSAARM | H |  | 836 |  | PSI |  |  | N |  | AW |  |  | PRESSURE SW | Maint Look Functional Location | Ops Look Functional Location
5047381 | ALLEN BRADLEY | BOSTR #3 HIGH DISCH /SWITCH | ILNC-Z1-BOSTR | P313 | INSV | INST | HUSSAARM | H |  | 836 |  | PSI |  |  | N |  | AW |  |  | PRESSURE SW | Maint Look Functional Location | Ops Look Functional Location
5047379 | ALLEN BRADLEY | BOSTR #2 LOW DISCH /SWITCH | ILNC-Z1-BOSTR | P313 | INSV | INST | HUSSAARM | H |  | 836 |  | PSI |  |  | N |  | AW |  |  | PRESSURE SW | Maint Look Functional Location | Ops Look Functional Location
5042694 | ALLEN BRADLEY | RRBSS-BSTR RIVER RD PMP 5 /SWITCH | ILSL-Z1-RRBSS-BSTR | P303 | INSV | INST | HUSSAARM | H |  | CAT 836-C8A | 6-250 | PSI | N |  | N | CLOSED CONTACT | AW |  |  | PRESSURE SW | Maint Look Functional Location | Ops Look Functional Location
5042692 | ALLEN BRADLEY | RRBSS-BSTR RIVER RD PMP 4 /SWITCH | ILSL-Z1-RRBSS-BSTR | P303 | INSV | INST | HUSSAARM | H |  | CAT 836-C8A | 6-250 | PSI | N |  | N | CLOSED CONTACT | AW |  |  | PRESSURE SW | Maint Look Functional Location | Ops Look Functional Location
5042689 | ALLEN BRADLEY | RRBSS-BSTR RIVER RD PMP 3 /SWITCH | ILSL-Z1-RRBSS-BSTR | P303 | INSV | INST | HUSSAARM | H |  | CAT 836-C8A | 6-250 | PSI | N |  | N | CLOSED CONTACT | AW |  |  | PRESSURE SW | Maint Look Functional Location | Ops Look Functional Location
5042686 | ALLEN BRADLEY | RRBSS-BSTR RIVER RD PMP 2 /SWITCH | ILSL-Z1-RRBSS-BSTR | P303 | INSV | INST | HUSSAARM | H |  | CAT 836-C8A | 6-250 | PSI | N |  | N | CLOSED CONTACT | AW |  |  | PRESSURE SW | Maint Look Functional Location | Ops Look Functional Location
5042684 | ALLEN BRADLEY | RRBSS-BSTR RIVER RD PMP 1 /SWITCH | ILSL-Z1-RRBSS-BSTR | P303 | INSV | INST | HUSSAARM | H |  | CAT 836-C8A | 6-250 | PSI | N |  | N | CLOSED CONTACT | AW |  |  | PRESSURE SW | Maint Look Functional Location | Ops Look Functional Location
5042659 | ASHCROFT | EWTPS-PRBD IX PMP 3 DISCH PRESS /SWITCH | ILSL-Z1-EWTPS-PRBD | P303 | INSV | INST | HUSSAARM | H | B4002242 | B424T X07 | 0-100 |  | N |  | Y | CLOSED CONTACT | AW |  |  | PRESSURE SW | Maint Look Functional Location | Ops Look Functional Location
5042656 | ASHCROFT | EWTPS-PRBD IX PMP 3 SUCTION PR /SWITCH | ILSL-Z1-EWTPS-PRBD | P303 | INSV | INST | HUSSAARM | H | B4002240 | B424T X07 | 0-15 |  | N |  | Y | CLOSED CONTACT | AW |  |  | PRESSURE SW | Maint Look Functional Location | Ops Look Functional Location
5042654 | ASHCROFT | EWTPS-PRBD IX PMP 2 DISCH PR /SWITCH | ILSL-Z1-EWTPS-PRBD | P303 | INSV | INST | HUSSAARM | H | B4002243 | B424T X07 | 0-100 |  | N |  | Y | CLOSED CONTACT | AW |  |  | PRESSURE SW | Maint Look Functional Location | Ops Look Functional Location
5042652 | ASHCROFT | EWTPS-PRBD IX PMP 2 SUCTION PR /SWITCH | ILSL-Z1-EWTPS-PRBD | P303 | INSV | INST | HUSSAARM | H | B4002241 | B424T X07 | 0-15 |  | N |  | Y | CLOSED CONTACT | AW |  |  | PRESSURE SW | Maint Look Functional Location | Ops Look Functional Location
5042649 | ASHCROFT | EWTPS-PRBD IX PMP 1 DISCH PRESS /SWITCH | ILSL-Z1-EWTPS-PRBD | P303 | INSV | INST | HUSSAARM | H | B4002244 | B424T X07 | 0-100 |  | N |  | Y | CLOSED CONTACT | AW |  |  | PRESSURE SW | Maint Look Functional Location | Ops Look Functional Location
5042648 | ASHCROFT | EWTPS-PRBD IX PMP 1 SUCTION PR /SWITCH | ILSL-Z1-EWTPS-PRBD | P303 | INSV | INST | HUSSAARM | H | B4002239 | B424T X07 | 0-15 |  | N |  | Y | CLOSED CONTACT | AW |  |  | PRESSURE SW | Maint Look Functional Location | Ops Look Functional Location
5042601 | MAGNATROL | EWTPS-CHBD SOD HY BLK TK HI LVL /SWITCH | ILSL-Z1-EWTPS-CHBD | P303 | INSV | INST | HUSSAARM | M |  |  |  |  | N |  | Y | CLOSED CONTACT | AW |  |  | LEVEL SW | Maint Look Functional Location | Ops Look Functional Location
5042599 | MAGNATROL | EWTPS-CHBD PHOS BLK TK HI LVL /SWITCH | ILSL-Z1-EWTPS-CHBD | P303 | INSV | INST | HUSSAARM | M |  | 8221000C00/8AA4A1A56 |  |  | N |  | Y | CLOSED CONTACT | AW |  |  | LEVEL SW | Maint Look Functional Location | Ops Look Functional Location
5042595 | MAGNATROL | EWTPS-CHBD FLUO BLK TK HI LVL /SWITCH | ILSL-Z1-EWTPS-CHBD | P303 | INSV | INST | HUSSAARM | M |  | 8221000C00/8AA4A1A56 |  |  | N |  | Y | CLOSED CONTACT | AW |  |  | LEVEL SW | Maint Look Functional Location | Ops Look Functional Location
5042592 | MAGNATROL | EWTPS-CHBD SOD HYDROX HI LVL 2 /SWITCH | ILSL-Z1-EWTPS-CHBD | P303 | INSV | INST | HUSSAARM | M |  |  |  |  | N |  | Y | CLOSED CONTACT | AW |  |  | LEVEL SW | Maint Look Functional Location | Ops Look Functional Location
5042590 | MAGNATROL | EWTPS-CHBD SOD HYDROX HI LVL 1 /SWITCH | ILSL-Z1-EWTPS-CHBD | P303 | INSV | INST | HUSSAARM | M |  | 8221000C00/8AA4A1A56 |  |  | N |  | Y | CLOSED CONTACT | AW |  |  | LEVEL SW | Maint Look Functional Location | Ops Look Functional Location
5042589 | MAGNATROL | EWTPS-CHBD PHOS DAY TK HI LVL /SWITCH | ILSL-Z1-EWTPS-CHBD | P303 | INSV | INST | HUSSAARM | M | 550244-07-001 | 8221000C00/8AA4A1A56 |  |  | N |  | Y | CLOSED CONTACT | AW |  |  | LEVEL SW | Maint Look Functional Location | Ops Look Functional Location
5042585 | MAGNATROL | EWTPS-CHBD FLUOIDE DAY TK HI LVL /SWITCH | ILSL-Z1-EWTPS-CHBD | P303 | INSV | INST | HUSSAARM | M | 550244-05-001 | 8221000C00/8AA4A1A56 |  |  | N |  | Y | CLOSED CONTACT | AW |  |  | LEVEL SW | Maint Look Functional Location | Ops Look Functional Location
5030009 | SQUARE D | CRTSS-RSVR CT ST PMP 3 /SWITCH | ILPK-Z1-CRTSS-RSVR | P305 | INSV | INST | HUSSAARM | H |  |  | 3-150 | PSI | N |  | N | CLOSED CONTACT | AW |  |  | PRESSURE SW | Maint Look Functional Location | Ops Look Functional Location
5030006 | SQUARE D | CRTSS-RSVR CT ST PMP 2 /SWITCH | ILPK-Z1-CRTSS-RSVR | P305 | INSV | INST | HUSSAARM | H |  |  | 3-150 | PSI | N |  | N | CLOSED CONTACT | AW |  |  | PRESSURE SW | Maint Look Functional Location | Ops Look Functional Location
5030003 | SQUARE D | CRTSS-RSVR CT ST PMP 1 /SWITCH | ILPK-Z1-CRTSS-RSVR | P305 | INSV | INST | HUSSAARM | H |  |  | 3-150 | PSI | N |  | N | CLOSED CONTACT | AW |  |  | PRESSURE SW | Maint Look Functional Location | Ops Look Functional Location
5028680 | UNKNOWN | CRDNL-BSTR HI SUMP LVL /SWITCH | ILAL-Z1-CRDNL-BSTR | P308 | INSV | INST | HUSSAARM | H | [6 empty] | Y |  | AW |  |  | LEVEL SW | Maint Look Functional Location | Ops Look Functional Location
5028675 | UNKNOWN | GDFRY-VPIT HI SUMP LVL /SWITCH | ILAL-Z1-GDFRY-VPIT | P308 | INSV | INST | HUSSAARM | M | [6 empty] | Y |  | AW |  |  | LEVEL SW | Maint Look Functional Location | Ops Look Functional Location
5028674 | UNKNOWN | PCBST-CHLR HI /SWITCH | ILAL-Z1-PCBST-CHLR | P308 | INSV | INST | HUSSAARM | L | [6 empty] | Y |  | AW |  |  | TEMPERATURE SW | Maint Look Functional Location | Ops Look Functional Location
5028673 | UNKNOWN | PCBST-CHLR LOW /SWITCH | ILAL-Z1-PCBST-CHLR | P308 | INSV | INST | HUSSAARM | M | [6 empty] | Y |  | AW |  |  | TEMPERATURE SW | Maint Look Functional Location | Ops Look Functional Location
5028672 | UNKNOWN | PCBST-BSTR STATION HI /SWITCH | ILAL-Z1-PCBST-BSTR | P308 | INSV | INST | HUSSAARM | L | [6 empty] | Y |  | AW |  |  | TEMPERATURE SW | Maint Look Functional Location | Ops Look Functional Location
5028671 | UNKNOWN | PCBST-BSTR STATION LOW /SWITCH | ILAL-Z1-PCBST-BSTR | P308 | INSV | INST | HUSSAARM | L | [6 empty] | Y |  | AW |  |  | TEMPERATURE SW | Maint Look Functional Location | Ops Look Functional Location
5028668 | UNKNOWN | PLANT-CHEM BA DILTN WTR PRESS /SWITCH | ILAL-Z1-PLANT-CHEM | P308 | INSV | INST | HUSSAARM | H | [6 empty] | N |  | AW |  |  | PRESSURE SW | Maint Look Functional Location | Ops Look Functional Location
5028667 | UNKNOWN | PLANT-CHEM BA FLW DIFF PRESS /SWITCH | ILAL-Z1-PLANT-CHEM | P308 | INSV | INST | HUSSAARM | H | [6 empty] | N |  | AW |  |  | DIFF PRESSURE SW | Maint Look Functional Location | Ops Look Functional Location
5028527 | UNKNOWN | PLANT-DSPS BWPMP2 LWR MT BRG /SWITCH | ILAL-Z1-PLANT-DSPS | P308 | INSV | INST | HUSSAARM | H | [6 empty] | Y |  | AW |  |  | TEMPERATURE SW | Maint Look Functional Location | Ops Look Functional Location
5028526 | UNKNOWN | PLANT-DSPS BWPMP1 LWR MT BRG /SWITCH | ILAL-Z1-PLANT-DSPS | P308 | INSV | INST | HUSSAARM | H | [6 empty] | Y |  | AW |  |  | TEMPERATURE SW | Maint Look Functional Location | Ops Look Functional Location
5028525 | UNKNOWN | PLANT-DSPS MSPMP3 LWR MT BRG /SWITCH | ILAL-Z1-PLANT-DSPS | P308 | INSV | INST | HUSSAARM | H | [6 empty] | Y |  | AW |  |  | TEMPERATURE SW | Maint Look Functional Location | Ops Look Functional Location
5028524 | UNKNOWN | PLANT-DSPS MSPMP2 LWR MT BRG /SWITCH | ILAL-Z1-PLANT-DSPS | P308 | INSV | INST | HUSSAARM | H | [6 empty] | Y |  | AW |  |  | TEMPERATURE SW | Maint Look Functional Location | Ops Look Functional Location
5028523 | UNKNOWN | PLANT-DSPS MSPMP1 LWR MT BRG /SWITCH | ILAL-Z1-PLANT-DSPS | P308 | INSV | INST | HUSSAARM | H | [6 empty] | Y |  | AW |  |  | TEMPERATURE SW | Maint Look Functional Location | Ops Look Functional Location
5028522 | UNKNOWN | PLANT-DSPS HSPMP3 LWR MT BRG /SWITCH | ILAL-Z1-PLANT-DSPS | P308 | INSV | INST | HUSSAARM | H | [6 empty] | Y |  | AW |  |  | TEMPERATURE SW | Maint Look Functional Location | Ops Look Functional Location
5028521 | UNKNOWN | PLANT-DSPS HSPMP2 LWR MT BRG /SWITCH | ILAL-Z1-PLANT-DSPS | P308 | INSV | INST | HUSSAARM | H | [6 empty] | Y |  | AW |  |  | TEMPERATURE SW | Maint Look Functional Location | Ops Look Functional Location
5028520 | UNKNOWN | PLANT-DSPS HSPMP1 LWR MT BRG /SWITCH | ILAL-Z1-PLANT-DSPS | P308 | INSV | INST | HUSSAARM | H | [6 empty] | Y |  | AW |  |  | TEMPERATURE SW | Maint Look Functional Location | Ops Look Functional Location
5028519 | UNKNOWN | PLANT-DSPS BWPMP2 UP MT BRG /SWITCH | ILAL-Z1-PLANT-DSPS | P308 | INSV | INST | HUSSAARM | H | [6 empty] | Y |  | AW |  |  | TEMPERATURE SW | Maint Look Functional Location | Ops Look Functional Location
5028518 | UNKNOWN | PLANT-DSPS BWPMP1 UP MT BRG /SWITCH | ILAL-Z1-PLANT-DSPS | P308 | INSV | INST | HUSSAARM | H | [6 empty] | Y |  | AW |  |  | TEMPERATURE SW | Maint Look Functional Location | Ops Look Functional Location
5028517 | UNKNOWN | PLANT-DSPS MSPMP3 UP MT BRG /SWITCH | ILAL-Z1-PLANT-DSPS | P308 | INSV | INST | HUSSAARM | H | [6 empty] | Y |  | AW |  |  | TEMPERATURE SW | Maint Look Functional Location | Ops Look Functional Location
5028516 | UNKNOWN | PLANT-DSPS MSPMP2 UP MT BRG /SWITCH | ILAL-Z1-PLANT-DSPS | P308 | INSV | INST | HUSSAARM | H | [6 empty] | Y |  | AW |  |  | TEMPERATURE SW | Maint Look Functional Location | Ops Look Functional Location
5028515 | UNKNOWN | PLANT-DSPS MSPMP1 UP MT BRG /SWITCH | ILAL-Z1-PLANT-DSPS | P308 | INSV | INST | HUSSAARM | H | [6 empty] | Y |  | AW |  |  | TEMPERATURE SW | Maint Look Functional Location | Ops Look Functional Location
5028514 | UNKNOWN | PLANT-DSPS HSPMP3 UP MT BRG /SWITCH | ILAL-Z1-PLANT-DSPS | P308 | INSV | INST | HUSSAARM | H | [6 empty] | Y |  | AW |  |  | TEMPERATURE SW | Maint Look Functional Location | Ops Look Functional Location
5028513 | UNKNOWN | PLANT-DSPS HSPMP2 UP MT BRG /SWITCH | ILAL-Z1-PLANT-DSPS | P308 | INSV | INST | HUSSAARM | H | [6 empty] | Y |  | AW |  |  | TEMPERATURE SW | Maint Look Functional Location | Ops Look Functional Location
5028512 | UNKNOWN | PLANT-DSPS HSPMP1 UP MT BRG /SWITCH | ILAL-Z1-PLANT-DSPS | P308 | INSV | INST | HUSSAARM | H | [6 empty] | Y |  | AW |  |  | TEMPERATURE SW | Maint Look Functional Location | Ops Look Functional Location
5028511 | UNKNOWN | PLANT-DSPS BWPUMP2 MT VIBE /SWITCH | ILAL-Z1-PLANT-DSPS | P308 | INSV | INST | HUSSAARM | H | [6 empty] | Y |  | AW |  |  | OTHER SW | Maint Look Functional Location | Ops Look Functional Location
5028510 | UNKNOWN | PLANT-DSPS BWPUMP1 MT VIBE /SWITCH | ILAL-Z1-PLANT-DSPS | P308 | INSV | INST | HUSSAARM | H | [6 empty] | Y |  | AW |  |  | OTHER SW | Maint Look Functional Location | Ops Look Functional Location
5028509 | UNKNOWN | PLANT-DSPS MSPUMP3 MT VIBE /SWITCH | ILAL-Z1-PLANT-DSPS | P308 | INSV | INST | HUSSAARM | H | [6 empty] | Y |  | AW |  |  | OTHER SW | Maint Look Functional Location | Ops Look Functional Location
5028508 | UNKNOWN | PLANT-DSPS MSPUMP2 MT VIBE /SWITCH | ILAL-Z1-PLANT-DSPS | P308 | INSV | INST | HUSSAARM | H | [6 empty] | Y |  | AW |  |  | OTHER SW | Maint Look Functional Location | Ops Look Functional Location
5028507 | UNKNOWN | PLANT-DSPS MSPUMP1 MT VIBE /SWITCH | ILAL-Z1-PLANT-DSPS | P308 | INSV | INST | HUSSAARM | H | [6 empty] | Y |  | AW |  |  | OTHER SW | Maint Look Functional Location | Ops Look Functional Location
5028506 | UNKNOWN | PLANT-DSPS HSPUMP3 MT VIBE /SWITCH | ILAL-Z1-PLANT-DSPS | P308 | INSV | INST | HUSSAARM | H | [6 empty] | Y |  | AW |  |  | OTHER SW | Maint Look Functional Location | Ops Look Functional Location
5028505 | UNKNOWN | PLANT-DSPS HSPUMP2 MT VIBE /SWITCH | ILAL-Z1-PLANT-DSPS | P308 | INSV | INST | HUSSAARM | H | [6 empty] | Y |  | AW |  |  | OTHER SW | Maint Look Functional Location | Ops Look Functional Location
5028504 | UNKNOWN | PLANT-DSPS HSPUMP1 MT VIBE /SWITCH | ILAL-Z1-PLANT-DSPS | P308 | INSV | INST | HUSSAARM | H | [6 empty] | Y |  | AW |  |  | OTHER SW | Maint Look Functional Location | Ops Look Functional Location
5028503 | UNKNOWN | PLANT-RWPS RAW PUMP4 PRESS /SWITCH | ILAL-Z1-PLANT-RWPS | P308 | INSV | INST | HUSSAARM | M | [6 empty] | Y |  | AW |  |  | PRESSURE SW | Maint Look Functional Location | Ops Look Functional Location
5028502 | UNKNOWN | PLANT-RWPS RAW PUMP3 PRESS /SWITCH | ILAL-Z1-PLANT-RWPS | P308 | INSV | INST | HUSSAARM | M | [6 empty] | Y |  | AW |  |  | PRESSURE SW | Maint Look Functional Location | Ops Look Functional Location
5028501 | UNKNOWN | PLANT-RWPS RAW PUMP2 PRESS /SWITCH | ILAL-Z1-PLANT-RWPS | P308 | INSV | INST | HUSSAARM | M | [6 empty] | Y |  | AW |  |  | PRESSURE SW | Maint Look Functional Location | Ops Look Functional Location
5028500 | UNKNOWN | PLANT-RWPS RAW PUMP1 PRESS /SWITCH | ILAL-Z1-PLANT-RWPS | P308 | INSV | INST | HUSSAARM | M | [6 empty] | Y |  | AW |  |  | PRESSURE SW | Maint Look Functional Location | Ops Look Functional Location
5027977 | ALLEN BRADLEY | SHDBS PMP 2 PR SW /SWITCH | ILPK-Z1-SHDBS | P305 | INSV | INST | HUSSAARM | H |  | 836-C8J | [6 empty] | AW |  |  | PRESSURE SW | Maint Look Functional Location | Ops Look Functional Location
5027974 | ALLEN BRADLEY | SHDBS PMP 1 PR SW /SWITCH | ILPK-Z1-SHDBS | P305 | INSV | INST | HUSSAARM | H |  | 836-C8J | [6 empty] | AW |  |  | PRESSURE SW | Maint Look Functional Location | Ops Look Functional Location
5027906 | ASHCROFT | LKCWS-WE09 WELL 9 PR SW /SWITCH | ILPK-Z1-LKCWS-WE09 | P305 | INSV | INST | HUSSAARM | H | F8001087 | B424B | 200 | PSI | N | 3 RAINTIGHT | N | CLOSED CONTACT | AW |  |  | PRESSURE SW | Maint Look Functional Location | Ops Look Functional Location
5027905 | ALLEN BRADLEY | LKCWS-WE08 WELL 8 PR SW /SWITCH | ILPK-Z1-LKCWS-WE08 | P305 | INSV | INST | HUSSAARM | H |  | 836-C8J | 6-250 | PSI | N | 3 RAINTIGHT | N | CLOSED CONTACT | AW |  |  | PRESSURE SW | Maint Look Functional Location | Ops Look Functional Location
5027903 | UNKNOWN | EDDWS-WE07 WELL 7 PR SW /SWITCH | ILPK-Z1-EDDWS-WE07 | P305 | INSV | INST | HUSSAARM | H |  |  |  |  | N | 3 RAINTIGHT | N | CLOSED CONTACT | AW |  |  | PRESSURE SW | Maint Look Functional Location | Ops Look Functional Location
5027901 | SQUARE D | WLLWS-WE06 WELL 6 PR SW /SWITCH | ILPK-Z1-WLLWS-WE06 | P305 | INSV | INST | HUSSAARM | H |  |  |  | PSI | N | 3 RAINTIGHT | N | CLOSED CONTACT | AW |  |  | PRESSURE SW | Maint Look Functional Location | Ops Look Functional Location
5027899 | SQUARE D | WLLWS-WE05 WELL 5 PR SW /SWITCH | ILPK-Z1-WLLWS-WE05 | P305 | INSV | INST | HUSSAARM | H |  |  |  | PSI | N | 3 RAINTIGHT | N | CLOSED CONTACT | AW |  |  | PRESSURE SW | Maint Look Functional Location | Ops Look Functional Location
5027896 | ALLEN BRADLEY | FYTWS-WE02 WELL 2 PR SW /SWITCH | ILPK-Z1-FYTWS-WE02 | P305 | INSV | INST | HUSSAARM | H |  | 836-C8J | 6-250 | PSI | N | 3 RAINTIGHT | N | CLOSED CONTACT | AW |  |  | PRESSURE SW | Maint Look Functional Location | Ops Look Functional Location
5027894 | ALLEN BRADLEY | MNOFF-WE03 WELL 3 PR SW /SWITCH | ILPK-Z1-MNOFF-WE03 | P305 | INSV | INST | HUSSAARM | H |  | 836-C8J | 6-250 | PSI | N | 3 RAINTIGHT | N | CLOSED CONTACT | AW |  |  | PRESSURE SW | Maint Look Functional Location | Ops Look Functional Location
5027892 | ALLEN BRADLEY | MNOFF-WE01 WELL 1 PR SW /SWITCH | ILPK-Z1-MNOFF-WE01 | P305 | INSV | INST | HUSSAARM | H |  | 836-C8J | 6-250 | PSI | N | 3 RAINTIGHT | N | CLOSED CONTACT | AW |  |  | PRESSURE SW | Maint Look Functional Location | Ops Look Functional Location
5023992 | MAGNATROL | PLANT-DSPS AMMONIA EDUCTOR FLW /SWITCH | ILAL-Z1-PLANT-DSPS | P308 | INSV | INST | HUSSAARM | M | [6 empty] | Y |  | AW |  |  | FLOW SW | Maint Look Functional Location | Ops Look Functional Location
5023991 | MAGNATROL | PLANT-DSPS CL2 EDUCTOR FLW /SWITCH | ILAL-Z1-PLANT-DSPS | P308 | INSV | INST | HUSSAARM | M | [6 empty] | Y |  | AW |  |  | FLOW SW | Maint Look Functional Location | Ops Look Functional Location
5028577 | UNKNOWN | PLANT-CHEM CI HI SUMP LVL /SWITCH | ILAL-Z1-PLANT-CHEM | P308 | INSV | INST | HUSSAARM | L | [6 empty] | Y |  | AW |  |  | LEVEL SW | Maint Look Functional Location | Ops Look Functional Location
5028576 | UNKNOWN | PLANT-CHEM PC HI SUMP LVL /SWITCH | ILAL-Z1-PLANT-CHEM | P308 | INSV | INST | HUSSAARM | H | [6 empty] | Y |  | AW |  |  | LEVEL SW | Maint Look Functional Location | Ops Look Functional Location
5028565 | UNKNOWN | PLANT-CHEM PC RECIRC FLW /SWITCH | ILAL-Z1-PLANT-CHEM | P308 | INSV | INST | HUSSAARM | M | [6 empty] | Y |  | AW |  |  | FLOW SW | Maint Look Functional Location | Ops Look Functional Location
5028564 | UNKNOWN | PLANT-CHEM PC STAGE2 FLW /SWITCH | ILAL-Z1-PLANT-CHEM | P308 | INSV | INST | HUSSAARM | M | [6 empty] | Y |  | AW |  |  | FLOW SW | Maint Look Functional Location | Ops Look Functional Location
5028563 | UNKNOWN | PLANT-CHEM PC STAGE1 FLW /SWITCH | ILAL-Z1-PLANT-CHEM | P308 | INSV | INST | HUSSAARM | M | [6 empty] | Y |  | AW |  |  | FLOW SW | Maint Look Functional Location | Ops Look Functional Location
5028562 | UNKNOWN | PLANT-CHEM PCTP 2 FLW /SWITCH | ILAL-Z1-PLANT-CHEM | P308 | INSV | INST | HUSSAARM | M | [6 empty] | Y |  | AW |  |  | FLOW SW | Maint Look Functional Location | Ops Look Functional Location
5028561 | UNKNOWN | PLANT-CHEM PCTP 1 FLW /SWITCH | ILAL-Z1-PLANT-CHEM | P308 | INSV | INST | HUSSAARM | M | [6 empty] | Y |  | AW |  |  | FLOW SW | Maint Look Functional Location | Ops Look Functional Location
5028560 | UNKNOWN | PLANT-RWPS RWPMP4 SLWTR PRESS /SWITCH | ILAL-Z1-PLANT-RWPS | P308 | INSV | INST | HUSSAARM | M | [6 empty] | Y |  | AW |  |  | PRESSURE SW | Maint Look Functional Location | Ops Look Functional Location
5028559 | UNKNOWN | PLANT-RWPS RWPMP3 SLWTR PRESS /SWITCH | ILAL-Z1-PLANT-RWPS | P308 | INSV | INST | HUSSAARM | M | [6 empty] | Y |  | AW |  |  | PRESSURE SW | Maint Look Functional Location | Ops Look Functional Location
5028558 | UNKNOWN | PLANT-RWPS RWPMP2 SLWTR PRESS /SWITCH | ILAL-Z1-PLANT-RWPS | P308 | INSV | INST | HUSSAARM | M | [6 empty] | Y |  | AW |  |  | PRESSURE SW | Maint Look Functional Location | Ops Look Functional Location
5028557 | UNKNOWN | PLANT-RWPS RWPMP1 SLWTR PRESS /SWITCH | ILAL-Z1-PLANT-RWPS | P308 | INSV | INST | HUSSAARM | M | [6 empty] | Y |  | AW |  |  | PRESSURE SW | Maint Look Functional Location | Ops Look Functional Location
5028556 | UNKNOWN | PLANT-RWPS 2TRVLSCREEN PRESS /SWITCH | ILAL-Z1-PLANT-RWPS | P308 | INSV | INST | HUSSAARM | M | [6 empty] | Y |  | AW |  |  | PRESSURE SW | Maint Look Functional Location | Ops Look Functional Location
5028555 | UNKNOWN | PLANT-RWPS 1TRVLSCREEN PRESS /SWITCH | ILAL-Z1-PLANT-RWPS | P308 | INSV | INST | HUSSAARM | M | [6 empty] | Y |  | AW |  |  | PRESSURE SW | Maint Look Functional Location | Ops Look Functional Location
5028554 | UNKNOWN | PLANT-RWPS RAW PMP4 MT WINDING /SWITCH | ILAL-Z1-PLANT-RWPS | P308 | INSV | INST | HUSSAARM | M | [6 empty] | Y |  | AW |  |  | TEMPERATURE SW | Maint Look Functional Location | Ops Look Functional Location
5028553 | UNKNOWN | PLANT-RWPS RAW PMP3 MT WINDING /SWITCH | ILAL-Z1-PLANT-RWPS | P308 | INSV | INST | HUSSAARM | M | [6 empty] | Y |  | AW |  |  | TEMPERATURE SW | Maint Look Functional Location | Ops Look Functional Location
5028552 | UNKNOWN | PLANT-RWPS RAW PMP2 MT WINDING /SWITCH | ILAL-Z1-PLANT-RWPS | P308 | INSV | INST | HUSSAARM | M | [6 empty] | Y |  | AW |  |  | TEMPERATURE SW | Maint Look Functional Location | Ops Look Functional Location
5028551 | UNKNOWN | PLANT-RWPS RAW PMP1 MT WINDING /SWITCH | ILAL-Z1-PLANT-RWPS | P308 | INSV | INST | HUSSAARM | M | [6 empty] | Y |  | AW |  |  | TEMPERATURE SW | Maint Look Functional Location | Ops Look Functional Location
5028550 | UNKNOWN | PLANT-RWPS RAW PMP4 UP MT BRG /SWITCH | ILAL-Z1-PLANT-RWPS | P308 | INSV | INST | HUSSAARM | M | [6 empty] | Y |  | AW |  |  | TEMPERATURE SW | Maint Look Functional Location | Ops Look Functional Location
5028549 | UNKNOWN | PLANT-RWPS RAW PMP3 UP MT BRG /SWITCH | ILAL-Z1-PLANT-RWPS | P308 | INSV | INST | HUSSAARM | M | [6 empty] | Y |  | AW |  |  | TEMPERATURE SW | Maint Look Functional Location | Ops Look Functional Location
5028548 | UNKNOWN | PLANT-RWPS RAW PMP2 UP MT BRG /SWITCH | ILAL-Z1-PLANT-RWPS | P308 | INSV | INST | HUSSAARM | M | [6 empty] | Y |  | AW |  |  | TEMPERATURE SW | Maint Look Functional Location | Ops Look Functional Location
5028547 | UNKNOWN | PLANT-RWPS RAW PMP1 UP MT BRG /SWITCH | ILAL-Z1-PLANT-RWPS | P308 | INSV | INST | HUSSAARM | M | [6 empty] | Y |  | AW |  |  | TEMPERATURE SW | Maint Look Functional Location | Ops Look Functional Location
5028546 | UNKNOWN | PLANT-RWPS RAW PMP4 MT VIBE /SWITCH | ILAL-Z1-PLANT-RWPS | P308 | INSV | INST | HUSSAARM | M | [6 empty] | Y |  | AW |  |  | OTHER SW | Maint Look Functional Location | Ops Look Functional Location
5028545 | UNKNOWN | PLANT-RWPS RAW PMP3 MT VIBE /SWITCH | ILAL-Z1-PLANT-RWPS | P308 | INSV | INST | HUSSAARM | M | [6 empty] | Y |  | AW |  |  | OTHER SW | Maint Look Functional Location | Ops Look Functional Location
5028544 | UNKNOWN | PLANT-RWPS RAW PMP2 MT VIBE /SWITCH | ILAL-Z1-PLANT-RWPS | P308 | INSV | INST | HUSSAARM | M | [6 empty] | Y |  | AW |  |  | OTHER SW | Maint Look Functional Location | Ops Look Functional Location
5028543 | UNKNOWN | PLANT-RWPS RAW PMP1 MT VIBE /SWITCH | ILAL-Z1-PLANT-RWPS | P308 | INSV | INST | HUSSAARM | M | [6 empty] | Y |  | AW |  |  | OTHER SW | Maint Look Functional Location | Ops Look Functional Location
5028542 | UNKNOWN | PLANT-DSPS BWPMP2 PRESS /SWITCH | ILAL-Z1-PLANT-DSPS | P308 | INSV | INST | HUSSAARM | M | [6 empty] | Y |  | AW |  |  | PRESSURE SW | Maint Look Functional Location | Ops Look Functional Location
5028541 | UNKNOWN | PLANT-DSPS BWPMP1 PRESS /SWITCH | ILAL-Z1-PLANT-DSPS | P308 | INSV | INST | HUSSAARM | M | [6 empty] | Y |  | AW |  |  | PRESSURE SW | Maint Look Functional Location | Ops Look Functional Location
5028540 | UNKNOWN | PLANT-DSPS MSPMP3 PRESS /SWITCH | ILAL-Z1-PLANT-DSPS | P308 | INSV | INST | HUSSAARM | M | [6 empty] | Y |  | AW |  |  | PRESSURE SW | Maint Look Functional Location | Ops Look Functional Location
5028539 | UNKNOWN | PLANT-DSPS MSPMP2 PRESS /SWITCH | ILAL-Z1-PLANT-DSPS | P308 | INSV | INST | HUSSAARM | M | [6 empty] | Y |  | AW |  |  | PRESSURE SW | Maint Look Functional Location | Ops Look Functional Location
5028538 | UNKNOWN | PLANT-DSPS MSPMP1 PRESS /SWITCH | ILAL-Z1-PLANT-DSPS | P308 | INSV | INST | HUSSAARM | M | [6 empty] | Y |  | AW |  |  | PRESSURE SW | Maint Look Functional Location | Ops Look Functional Location
5028537 | UNKNOWN | PLANT-DSPS HSPMP3 PRESS /SWITCH | ILAL-Z1-PLANT-DSPS | P308 | INSV | INST | HUSSAARM | M | [6 empty] | Y |  | AW |  |  | PRESSURE SW | Maint Look Functional Location | Ops Look Functional Location
5028536 | UNKNOWN | PLANT-DSPS HSPMP2 PRESS /SWITCH | ILAL-Z1-PLANT-DSPS | P308 | INSV | INST | HUSSAARM | M | [6 empty] | Y |  | AW |  |  | PRESSURE SW | Maint Look Functional Location | Ops Look Functional Location
5028535 | UNKNOWN | PLANT-DSPS HSPMP1 PRESS /SWITCH | ILAL-Z1-PLANT-DSPS | P308 | INSV | INST | HUSSAARM | M | [6 empty] | Y |  | AW |  |  | PRESSURE SW | Maint Look Functional Location | Ops Look Functional Location
5028534 | UNKNOWN | PLANT-DSPS BWPMP1 MT WINDING /SWITCH | ILAL-Z1-PLANT-DSPS | P308 | INSV | INST | HUSSAARM | H | [6 empty] | Y |  | AW |  |  | TEMPERATURE SW | Maint Look Functional Location | Ops Look Functional Location
5028533 | UNKNOWN | PLANT-DSPS MSPMP3 MT WINDING /SWITCH | ILAL-Z1-PLANT-DSPS | P308 | INSV | INST | HUSSAARM | H | [6 empty] | Y |  | AW |  |  | TEMPERATURE SW | Maint Look Functional Location | Ops Look Functional Location
5028532 | UNKNOWN | PLANT-DSPS MSPMP2 MT WINDING /SWITCH | ILAL-Z1-PLANT-DSPS | P308 | INSV | INST | HUSSAARM | H | [6 empty] | Y |  | AW |  |  | TEMPERATURE SW | Maint Look Functional Location | Ops Look Functional Location
5028531 | UNKNOWN | PLANT-DSPS MSPMP1 MT WINDING /SWITCH | ILAL-Z1-PLANT-DSPS | P308 | INSV | INST | HUSSAARM | H | [6 empty] | Y |  | AW |  |  | TEMPERATURE SW | Maint Look Functional Location | Ops Look Functional Location
5028530 | UNKNOWN | PLANT-DSPS HSPMP3 MT WINDING /SWITCH | ILAL-Z1-PLANT-DSPS | P308 | INSV | INST | HUSSAARM | H | [6 empty] | Y |  | AW |  |  | TEMPERATURE SW | Maint Look Functional Location | Ops Look Functional Location
5028529 | UNKNOWN | PLANT-DSPS HSPMP2 MT WINDING /SWITCH | ILAL-Z1-PLANT-DSPS | P308 | INSV | INST | HUSSAARM | H | [6 empty] | Y |  | AW |  |  | TEMPERATURE SW | Maint Look Functional Location | Ops Look Functional Location
5028528 | UNKNOWN | PLANT-DSPS HSPMP1 MT WINDING /SWITCH | ILAL-Z1-PLANT-DSPS | P308 | INSV | INST | HUSSAARM | H | [6 empty] | Y |  | AW |  |  | TEMPERATURE SW | Maint Look Functional Location | Ops Look Functional Location

## CLASS-KIT
Equipment | Manufacturer | Description | Functional Loc. | Planning plant | User status | System status | Created by | ABC indic. | ManufSerialNo. | Model number | Kit Type | Owned By | Retest Required | Special Mtn Note | Special Mtn Note Det | NARUC Maintenance Ac | NARUC Operations Acc | Special Mtn Note | Special Mtn Note Det
5082003 | UNKNOWN | JBWTP-CHLORINE TON CYLINDER REPAIR /KIT | NJMM-MM-JBWTP-CHLO | P218 | INSV | INST | HUSSAARM | H |  |  | CHLORINE B KIT | AW | Y |  |  | Maint Look Functional Location | Ops Look Functional Location
5082014 | UNKNOWN | SRWTP-CHLORINE TON CYLINDER REPAIR /KIT | NJMM-MM-SRWTP-CHLO | P218 | INSV | INST | HUSSAARM | H |  |  | CHLORINE B KIT | AW | Y |  |  | Maint Look Functional Location | Ops Look Functional Location
5141794 | UNKNOWN | JBWTP 55 Gallon Spill Containment /KIT | NJMM-MM-JBWTP | P218 | INSV | INST | HUSSAARM | M |  |  | SPILL KIT | AW | Y |  |  | Maint Look Functional Location | Ops Look Functional Location
5141795 | UNKNOWN | JBWTP Large Pig Spill Containment /KIT | NJMM-MM-JBWTP | P218 | INSV | INST | HUSSAARM | M |  |  | SPILL KIT | AW | Y |  |  | Maint Look Functional Location | Ops Look Functional Location

## CLASS-LABEQ
Equipment | Manufacturer | Description | Functional Loc. | Planning plant | User status | System status | Created by | ABC indic. | ManufSerialNo. | Model number | Lab Equip Type | Owned By | Retest Required | Special Mtn Note | Special Mtn Note Det | NARUC Maintenance Ac | NARUC Operations Acc | Special Mtn Note | Special Mtn Note Det
5012955 | UNKNOWN | PWTPS Lab Stir /LABEQ | ILPT-PO-PWTPS | P304 | INSV | INST | HUSSAARM | H |  |  | LAB-MAG STIRRER | AW | Y |  |  | Maint Water Treatment Equip | Ops Water Treatment
5019914 | UNKNOWN | DVSH PRIMARY /LABEQ | ILCP-CP-DVSH. | P301 | INSV | INST | HUSSAARM | H |  |  | LAB-UV LAMP | AW | Y |  |  | Maint Water Treatment Equip | Ops Water Treatment
5019916 | UNKNOWN | DVSH SECONDARY /LABEQ | ILCP-CP-DVSH. | P301 | INSV | INST | HUSSAARM | H |  |  | LAB-UV LAMP | AW | Y |  |  | Maint Water Treatment Equip | Ops Water Treatment
5019918 | UNKNOWN | DVSH SPORE /LABEQ | ILCP-CP-DVSH. | P301 | INSV | INST | HUSSAARM | H |  |  | LAB-UV LAMP | AW | Y |  |  | Maint Water Treatment Equip | Ops Water Treatment
5019920 | UNKNOWN | DVSH AUTOCLAVE /LABEQ | ILCP-CP-DVSH. | P301 | INSV | INST | HUSSAARM | H |  |  | LAB-AUTOCLAVE | AW | Y |  |  | Maint Water Treatment Equip | Ops Water Treatment
5019922 | UNKNOWN | DVSH HOT PLATE W/STIRRER /LABEQ | ILCP-CP-DVSH. | P301 | INSV | INST | HUSSAARM | H |  |  | LAB-HOT PLATE | AW | Y |  |  | Maint Water Treatment Equip | Ops Water Treatment
5019924 | UNKNOWN | DVSH HOT PLATE /LABEQ | ILCP-CP-DVSH. | P301 | INSV | INST | HUSSAARM | H |  |  | LAB-HOT PLATE | AW | Y |  |  | Maint Water Treatment Equip | Ops Water Treatment
5019926 | UNKNOWN | DVSH STILL /LABEQ | ILCP-CP-DVSH. | P301 | INSV | INST | HUSSAARM | H |  |  | LAB-STILL | AW | Y |  |  | Maint Water Treatment Equip | Ops Water Treatment
5019927 | UNKNOWN | DVSH STIRRER 1 /LABEQ | ILCP-CP-DVSH. | P301 | INSV | INST | HUSSAARM | H |  |  | LAB-MAG STIRRER | AW | Y |  |  | Maint Water Treatment Equip | Ops Water Treatment
5019928 | UNKNOWN | DVSH STIRRER 2 /LABEQ | ILCP-CP-DVSH. | P301 | INSV | INST | HUSSAARM | H |  |  | LAB-MAG STIRRER | AW | Y |  |  | Maint Water Treatment Equip | Ops Water Treatment
5019930 | UNKNOWN | DVSH STIRRER 3 /LABEQ | ILCP-CP-DVSH. | P301 | INSV | INST | HUSSAARM | H |  |  | LAB-MAG STIRRER | AW | Y |  |  | Maint Water Treatment Equip | Ops Water Treatment
5019932 | UNKNOWN | DVSH FRIDGE 1 /LABEQ | ILCP-CP-DVSH. | P301 | INSV | INST | HUSSAARM | H |  |  | LAB-REFRIG | AW | Y |  |  | Maint Water Treatment Equip | Ops Water Treatment
5019934 | UNKNOWN | DVSH FRIDGE W/FREEZER /LABEQ | ILCP-CP-DVSH. | P301 | INSV | INST | HUSSAARM | H |  |  | LAB-REFRIG | AW | Y |  |  | Maint Water Treatment Equip | Ops Water Treatment
5019936 | UNKNOWN | DVSH NIST THEM /LABEQ | ILCP-CP-DVSH. | P301 | INSV | INST | HUSSAARM | H |  |  | LAB-THERMOMETER | AW | Y |  |  | Maint Water Treatment Equip | Ops Water Treatment
5019938 | UNKNOWN | DVSH MICROSCOPE /LABEQ | ILCP-CP-DVSH. | P301 | INSV | INST | HUSSAARM | H |  |  | LAB-MICROSCOPE | AW | Y |  |  | Maint Water Treatment Equip | Ops Water Treatment
5019940 | UNKNOWN | DVSH BACTI COUNTER /LABEQ | ILCP-CP-DVSH. | P301 | INSV | INST | HUSSAARM | H |  |  | LAB-BACT COUNT | AW | Y |  |  | Maint Water Treatment Equip | Ops Water Treatment
5065471 | UNKNOWN | STRTF-HHBD REFRIGERATOR /LABEQ | ILST-Z1-STRTF-HHBD | P302 | INSV | INST | HUSSAARM | H |  |  | LAB-REFRIG | AW | Y |  |  | Maint Water Treatment Equip | Ops Water Treatment

## CLASS-LK-MON
Equipment | Manufacturer | Description | Functional Loc. | Planning plant | User status | System status | Created by | ABC indic. | ManufSerialNo. | Model number | Leak Monitor Type | Owned By | Leak Monitor Correlation Type | Location Type | Data Retrieval Method | Deployment Type | Location Reference | Special Mtn Note | Special Mtn Note Det | NARUC Maintenance Ac | NARUC Operations Acc | Special Mtn Note | Special Mtn Note Det
5021815 | UNKNOWN | PLNT-BSN LONG COLLECTOR 8 /MIXR | ILIU-ES-PLNT.-BSN. | P310 | INSV | INST | HUSSAARM | L |  |  | ACOUSTIC MON (DIST) | AW | CORRELATING | VALVE BOX | AMI | FIXED |  |  |  | Maint Look Functional Location | Ops Look Functional Location
5021816 | UNKNOWN | PLNT-BSN LONG COLLECTOR 9 /MIXR | ILIU-ES-PLNT.-BSN. | P310 | INSV | INST | HUSSAARM | L |  |  | ACOUSTIC MON (TRANS) | AW | NON-CORRELATING | METER PIT | MOBILE RADIO | LIFT & SHIFT |  |  |  | Maint Look Functional Location | Ops Look Functional Location
5021817 | UNKNOWN | PLNT-BSN LONG COLLECTOR 10 /MIXR | ILIU-ES-PLNT.-BSN. | P310 | INSV | INST | HUSSAARM | L |  |  |  | AW |  | HOUSE |  | REACTIVE |  |  |  | Maint Look Functional Location | Ops Look Functional Location
5021818 | UNKNOWN | PLNT-BSN BASIN 4 RAKE /MIXR | ILIU-ES-PLNT.-BSN. | P310 | INSV | INST | HUSSAARM | L |  |  |  | AW |  | HYDRANT CAP | [5 empty] | Maint Look Functional Location | Ops Look Functional Location
5021819 | UNKNOWN | PLNT-BSN BASIN 5 RAKE /MIXR | ILIU-ES-PLNT.-BSN. | P310 | INSV | INST | HUSSAARM | L |  |  |  | AW |  | NOT DEPLOYED | [5 empty] | Maint Look Functional Location | Ops Look Functional Location
5023833 | UNKNOWN | PLANT-CHEM C DAY TNK1 /MIXER | ILAL-Z1-PLANT-CHEM | P308 | INSV | INST | HUSSAARM | M | [11 empty] | Maint Look Functional Location | Ops Look Functional Location

## CLASS-MH
Equipment | Manufacturer | Description | Functional Loc. | Planning plant | User status | System status | Created by | ABC indic. | ManufSerialNo. | Model number | Asset Location | Basin | Bench / Trough | Cone Configuration | Cone Insert | Cone Material | Cover Label | Cover Material | Cover Size | Dependency Driver 1 | Dependency Driver 2 | GEOACCURACY GIS-DATA | Has Steps? | Historical ID | Installation WO# | Lid/Cover Type | Lined | Lined Date | Loc'n Subject to Ponding | MH # of Steps | MH Adjusting Ring Mat'l | MH Casting Material | MH Depth | MH Drop Type | MH Pipe Seal Type | Manhole Size | Manhole Type | Map Page | Material of Construction | Owned By | Special Mtn Note | Special Mtn Note Det | Step Material | Sub Basin | Surface Cover | Surface Cover Loc Type | Waste Water Type | NARUC Maintenance Ac | NARUC Operations Acc | Special Mtn Note | Special Mtn Note Det
5016197 | UNKNOWN | Z1-MH #28/MANHOLE | MOPVW-Z1-MAINS-PVWW | P355 | INSV | INST | HUSSAARM | L | [11 empty] | BURIED ASSET | [16 empty] | STANDARD |  |  | AW |  |  |  |  | XX | XX |  | Maint S of S Supply Mains | Ops Source of Supply (S of S)
5016196 | UNKNOWN | Z1-MH #27/MANHOLE | MOPVW-Z1-MAINS-PVWW | P355 | INSV | INST | HUSSAARM | L | [11 empty] | BURIED ASSET | [16 empty] | STANDARD |  |  | AW |  |  |  |  | XX | XX |  | Maint S of S Supply Mains | Ops Source of Supply (S of S)
5016195 | UNKNOWN | Z1-MH #26/MANHOLE | MOPVW-Z1-MAINS-PVWW | P355 | INSV | INST | HUSSAARM | L | [11 empty] | BURIED ASSET | [16 empty] | STANDARD |  |  | AW |  |  |  |  | XX | XX |  | Maint S of S Supply Mains | Ops Source of Supply (S of S)
5016194 | UNKNOWN | Z1-MH #25/MANHOLE | MOPVW-Z1-MAINS-PVWW | P355 | INSV | INST | HUSSAARM | L | [11 empty] | BURIED ASSET | [16 empty] | STANDARD |  |  | AW |  |  |  |  | XX | XX |  | Maint S of S Supply Mains | Ops Source of Supply (S of S)
5016193 | UNKNOWN | Z1-MH #24/MANHOLE | MOPVW-Z1-MAINS-PVWW | P355 | INSV | INST | HUSSAARM | L | [11 empty] | BURIED ASSET | [16 empty] | STANDARD |  |  | AW |  |  |  |  | XX | XX |  | Maint S of S Supply Mains | Ops Source of Supply (S of S)
5016192 | UNKNOWN | Z1-MH #23/MANHOLE | MOPVW-Z1-MAINS-PVWW | P355 | INSV | INST | HUSSAARM | L | [11 empty] | BURIED ASSET | [16 empty] | STANDARD |  |  | AW |  |  |  |  | XX | XX |  | Maint S of S Supply Mains | Ops Source of Supply (S of S)
5016191 | UNKNOWN | Z1-MH #22/MANHOLE | MOPVW-Z1-MAINS-PVWW | P355 | INSV | INST | HUSSAARM | L | [11 empty] | BURIED ASSET | [16 empty] | STANDARD |  |  | AW |  |  |  |  | XX | XX |  | Maint S of S Supply Mains | Ops Source of Supply (S of S)
5016190 | UNKNOWN | Z1-MH #21/MANHOLE | MOPVW-Z1-MAINS-PVWW | P355 | INSV | INST | HUSSAARM | L | [11 empty] | BURIED ASSET | [16 empty] | STANDARD |  |  | AW |  |  |  |  | XX | XX |  | Maint S of S Supply Mains | Ops Source of Supply (S of S)
5016189 | UNKNOWN | Z1-MH #20/MANHOLE | MOPVW-Z1-MAINS-PVWW | P355 | INSV | INST | HUSSAARM | L | [11 empty] | BURIED ASSET | [16 empty] | STANDARD |  |  | AW |  |  |  |  | XX | XX |  | Maint S of S Supply Mains | Ops Source of Supply (S of S)
5016188 | UNKNOWN | Z1-MH #19/MANHOLE | MOPVW-Z1-MAINS-PVWW | P355 | INSV | INST | HUSSAARM | L | [11 empty] | BURIED ASSET | [16 empty] | STANDARD |  |  | AW |  |  |  |  | XX | XX |  | Maint S of S Supply Mains | Ops Source of Supply (S of S)
5016187 | UNKNOWN | Z1-MH #18/MANHOLE | MOPVW-Z1-MAINS-PVWW | P355 | INSV | INST | HUSSAARM | L | [11 empty] | BURIED ASSET | [16 empty] | STANDARD |  |  | AW |  |  |  |  | XX | XX |  | Maint S of S Supply Mains | Ops Source of Supply (S of S)
5016186 | UNKNOWN | Z1-MH #17/MANHOLE | MOPVW-Z1-MAINS-PVWW | P355 | INSV | INST | HUSSAARM | L | [11 empty] | BURIED ASSET | [16 empty] | STANDARD |  |  | AW |  |  |  |  | XX | XX |  | Maint S of S Supply Mains | Ops Source of Supply (S of S)
5016185 | UNKNOWN | Z1-MH #16/MANHOLE | MOPVW-Z1-MAINS-PVWW | P355 | INSV | INST | HUSSAARM | L | [11 empty] | BURIED ASSET | [16 empty] | STANDARD |  |  | AW |  |  |  |  | XX | XX |  | Maint S of S Supply Mains | Ops Source of Supply (S of S)
5016184 | UNKNOWN | Z1-MH #15/MANHOLE | MOPVW-Z1-MAINS-PVWW | P355 | INSV | INST | HUSSAARM | L | [11 empty] | BURIED ASSET | [16 empty] | STANDARD |  |  | AW |  |  |  |  | XX | XX |  | Maint S of S Supply Mains | Ops Source of Supply (S of S)
5016183 | UNKNOWN | Z1-MH #14/MANHOLE | MOPVW-Z1-MAINS-PVWW | P355 | INSV | INST | HUSSAARM | L | [11 empty] | BURIED ASSET | [16 empty] | STANDARD |  |  | AW |  |  |  |  | XX | XX |  | Maint S of S Supply Mains | Ops Source of Supply (S of S)
5016182 | UNKNOWN | Z1-MH #13/MANHOLE | MOPVW-Z1-MAINS-PVWW | P355 | INSV | INST | HUSSAARM | L | [11 empty] | BURIED ASSET | [16 empty] | STANDARD |  |  | AW |  |  |  |  | XX | XX |  | Maint S of S Supply Mains | Ops Source of Supply (S of S)
5016181 | UNKNOWN | Z1-MH #12/MANHOLE | MOPVW-Z1-MAINS-PVWW | P355 | INSV | INST | HUSSAARM | L | [11 empty] | BURIED ASSET | [16 empty] | STANDARD |  |  | AW |  |  |  |  | XX | XX |  | Maint S of S Supply Mains | Ops Source of Supply (S of S)
5016180 | UNKNOWN | Z1-MH #11/MANHOLE | MOPVW-Z1-MAINS-PVWW | P355 | INSV | INST | HUSSAARM | L | [11 empty] | BURIED ASSET | [16 empty] | STANDARD |  |  | AW |  |  |  |  | XX | XX |  | Maint S of S Supply Mains | Ops Source of Supply (S of S)
5016179 | UNKNOWN | Z1-MH #10/MANHOLE | MOPVW-Z1-MAINS-PVWW | P355 | INSV | INST | HUSSAARM | L | [11 empty] | BURIED ASSET | [16 empty] | STANDARD |  |  | AW |  |  |  |  | XX | XX |  | Maint S of S Supply Mains | Ops Source of Supply (S of S)
5016178 | UNKNOWN | Z1-MH #9/MANHOLE | MOPVW-Z1-MAINS-PVWW | P355 | INSV | INST | HUSSAARM | L | [11 empty] | BURIED ASSET | [16 empty] | STANDARD |  |  | AW |  |  |  |  | XX | XX |  | Maint S of S Supply Mains | Ops Source of Supply (S of S)
5016177 | UNKNOWN | Z1-MH #8/MANHOLE | MOPVW-Z1-MAINS-PVWW | P355 | INSV | INST | HUSSAARM | L | [11 empty] | BURIED ASSET | [16 empty] | STANDARD |  |  | AW |  |  |  |  | XX | XX |  | Maint S of S Supply Mains | Ops Source of Supply (S of S)
5016176 | UNKNOWN | Z1-MH #7/MANHOLE | MOPVW-Z1-MAINS-PVWW | P355 | INSV | INST | HUSSAARM | L | [11 empty] | BURIED ASSET | [16 empty] | STANDARD |  |  | AW |  |  |  |  | XX | XX |  | Maint S of S Supply Mains | Ops Source of Supply (S of S)
5016175 | UNKNOWN | Z1-MH #6/MANHOLE | MOPVW-Z1-MAINS-PVWW | P355 | INSV | INST | HUSSAARM | L | [11 empty] | BURIED ASSET | [16 empty] | STANDARD |  |  | AW |  |  |  |  | XX | XX |  | Maint S of S Supply Mains | Ops Source of Supply (S of S)
5016174 | UNKNOWN | Z1-MH #5/MANHOLE | MOPVW-Z1-MAINS-PVWW | P355 | INSV | INST | HUSSAARM | L | [11 empty] | BURIED ASSET | [16 empty] | STANDARD |  |  | AW |  |  |  |  | XX | XX |  | Maint S of S Supply Mains | Ops Source of Supply (S of S)
5016173 | UNKNOWN | Z1-MH #4/MANHOLE | MOPVW-Z1-MAINS-PVWW | P355 | INSV | INST | HUSSAARM | L | [11 empty] | BURIED ASSET | [16 empty] | STANDARD |  |  | AW |  |  |  |  | XX | XX |  | Maint S of S Supply Mains | Ops Source of Supply (S of S)
5016172 | UNKNOWN | Z1-MH #3/MANHOLE | MOPVW-Z1-MAINS-PVWW | P355 | INSV | INST | HUSSAARM | L | [11 empty] | BURIED ASSET | [16 empty] | STANDARD |  |  | AW |  |  |  |  | XX | XX |  | Maint S of S Supply Mains | Ops Source of Supply (S of S)
5016171 | UNKNOWN | Z1-MH #2/MANHOLE | MOPVW-Z1-MAINS-PVWW | P355 | INSV | INST | HUSSAARM | L | [11 empty] | BURIED ASSET | [16 empty] | STANDARD |  |  | AW |  |  |  |  | XX | XX |  | Maint S of S Supply Mains | Ops Source of Supply (S of S)
5016170 | UNKNOWN | Z1-MH #1/MANHOLE | MOPVW-Z1-MAINS-PVWW | P355 | INSV | INST | HUSSAARM | L | [11 empty] | BURIED ASSET | [16 empty] | STANDARD |  |  | AW |  |  |  |  | XX | XX |  | Maint S of S Supply Mains | Ops Source of Supply (S of S)

## CLASS-MIXR
Equipment | Manufacturer | Description | Functional Loc. | Planning plant | User status | System status | Created by | ABC indic. | ManufSerialNo. | Model number | Application | BHP Rating | Flow UOM | Mixer Type | Owned By | RPM Operating | Special Mtn Note | Special Mtn Note Det | NARUC Maintenance Ac | NARUC Operations Acc | Special Mtn Note | Special Mtn Note Det
5021815 | UNKNOWN | PLNT-BSN LONG COLLECTOR 8 /MIXR | ILIU-ES-PLNT.-BSN. | P310 | INSV | INST | HUSSAARM | L |  |  | WATER PROCESSING | 0.00 HP AW |  | ROTATING MIXER | AW |  |  |  | Maint Look Functional Location | Ops Look Functional Location
5021816 | UNKNOWN | PLNT-BSN LONG COLLECTOR 9 /MIXR | ILIU-ES-PLNT.-BSN. | P310 | INSV | INST | HUSSAARM | L |  |  | WATER PROCESSING | 0.00 HP AW |  | ROTATING MIXER | AW |  |  |  | Maint Look Functional Location | Ops Look Functional Location
5021817 | UNKNOWN | PLNT-BSN LONG COLLECTOR 10 /MIXR | ILIU-ES-PLNT.-BSN. | P310 | INSV | INST | HUSSAARM | L |  |  | WATER PROCESSING | 0.00 HP AW |  | ROTATING MIXER | AW |  |  |  | Maint Look Functional Location | Ops Look Functional Location
5021818 | UNKNOWN | PLNT-BSN BASIN 4 RAKE /MIXR | ILIU-ES-PLNT.-BSN. | P310 | INSV | INST | HUSSAARM | L |  |  | WATER PROCESSING | 0.00 HP AW |  | ROTATING MIXER | AW |  |  |  | Maint Look Functional Location | Ops Look Functional Location
5021819 | UNKNOWN | PLNT-BSN BASIN 5 RAKE /MIXR | ILIU-ES-PLNT.-BSN. | P310 | INSV | INST | HUSSAARM | L |  |  | WATER PROCESSING | 0.00 HP AW |  | ROTATING MIXER | AW |  |  |  | Maint Look Functional Location | Ops Look Functional Location
5023833 | UNKNOWN | PLANT-CHEM C DAY TNK1 /MIXER | ILAL-Z1-PLANT-CHEM | P308 | INSV | INST | HUSSAARM | M | [5 empty] | ROTATING MIXER | AW |  |  |  | Maint Look Functional Location | Ops Look Functional Location
5023834 | PHILADELPHIA | PLANT-CHEM C DAY TNK2 /MIXER | ILAL-Z1-PLANT-CHEM | P308 | INSV | INST | HUSSAARM | M | 00AFD0295 | P0G-34 | WATER PROCESSING | 0.75 HP AW |  | ROTATING MIXER | AW | 350 |  |  | Maint Look Functional Location | Ops Look Functional Location
5023835 | UNKNOWN | PLANT-CHEM FA BULK TNK /MIXER | ILAL-Z1-PLANT-CHEM | P308 | INSV | INST | HUSSAARM | L | [5 empty] | ROTATING MIXER | AW |  |  |  | Maint Look Functional Location | Ops Look Functional Location
5023836 | UNKNOWN | PLANT-CHEM BA BULK TNK /MIXER | ILAL-Z1-PLANT-CHEM | P308 | INSV | INST | HUSSAARM | M | [5 empty] | ROTATING MIXER | AW |  |  |  | Maint Look Functional Location | Ops Look Functional Location
5023837 | UNKNOWN | PLANT-TRMT SP1 /MIXER | ILAL-Z1-PLANT-TRMT | P308 | INSV | INST | HUSSAARM | L |  |  | WATER PROCESSING |  |  | ROTATING MIXER | AW |  |  |  | Maint Look Functional Location | Ops Look Functional Location
5023838 | UNKNOWN | PLANT-TRMT SP2 /MIXER | ILAL-Z1-PLANT-TRMT | P308 | INSV | INST | HUSSAARM | L |  |  | WATER PROCESSING |  |  | ROTATING MIXER | AW |  |  |  | Maint Look Functional Location | Ops Look Functional Location
5023839 | UNKNOWN | PLANT-TRMT SP3 /MIXER | ILAL-Z1-PLANT-TRMT | P308 | INSV | INST | HUSSAARM | L |  |  | WATER PROCESSING |  |  | ROTATING MIXER | AW |  |  |  | Maint Look Functional Location | Ops Look Functional Location
5023840 | UNKNOWN | PLANT-TRMT SP4 /MIXER | ILAL-Z1-PLANT-TRMT | P308 | INSV | INST | HUSSAARM | L |  |  | WATER PROCESSING |  |  | ROTATING MIXER | AW |  |  |  | Maint Look Functional Location | Ops Look Functional Location
5023846 | UNKNOWN | PLANT-CHEM BA BATCH MXR /MIXER | ILAL-Z1-PLANT-CHEM | P308 | INSV | INST | HUSSAARM | H | [5 empty] | ROTATING MIXER | AW |  |  |  | Maint Look Functional Location | Ops Look Functional Location
5047296 | UNKNOWN | PLNT-CCB-PRECHEM FAID1&2 /MXER | ILIU-ES-PLNT.-CCB.-PREC | P310 | INSV | INST | HUSSAARM | H | 61866 | AG-2.0 | WATER PROCESSING | 0.00 HP AW |  | ROTATING MIXER | AW | 350 |  |  | Maint Look Functional Location | Ops Look Functional Location
5047298 | UNKNOWN | PLNT-CCB-PRECHEM FAID4&5 /MXER | ILIU-ES-PLNT.-CCB.-PREC | P310 | INSV | INST | HUSSAARM | H | 61855 | AG-2.0 | WATER PROCESSING | 0.00 HP AW |  | ROTATING MIXER | AW | 350 |  |  | Maint Look Functional Location | Ops Look Functional Location
5047311 | UNKNOWN | PLNT BASIN 4 AND 5 MIXER 1 /MIXER | ILIU-ES-PLNT. | P310 | INSV | INST | HUSSAARM | L |  |  | WATER PROCESSING | 0.00 HP AW |  | ROTATING MIXER | AW |  |  |  | Maint Look Functional Location | Ops Look Functional Location
5047312 | UNKNOWN | PLNT BASIN 4 AND 5 MIXER 2 /MIXER | ILIU-ES-PLNT. | P310 | INSV | INST | HUSSAARM | L |  |  | WATER PROCESSING | 0.00 HP AW |  | ROTATING MIXER | AW |  |  |  | Maint Look Functional Location | Ops Look Functional Location
5061762 | UNKNOWN | SPLNT SP FLOCCULATOR 1 /MIXER | ILLC-Z1-SPLNT | P307 | INSV | INST | HUSSAARM | H |  |  | WATER PROCESSING | 0.00 HP AW |  | ROTATING MIXER | AW |  |  |  | Maint Look Functional Location | Ops Look Functional Location
5061763 | UNKNOWN | SPLNT SP FLOCCULATOR 2 /MIXER | ILLC-Z1-SPLNT | P307 | INSV | INST | HUSSAARM | H |  |  | WATER PROCESSING |  |  | ROTATING MIXER | AW |  |  |  | Maint Look Functional Location | Ops Look Functional Location
5061765 | UNKNOWN | SPLNT-SFLT SP RAPID MIXER /MIXER | ILLC-Z1-SPLNT-SFLT | P307 | INSV | INST | HUSSAARM | H |  |  | WATER PROCESSING | 0.00 HP AW |  | ROTATING MIXER | AW |  |  |  | Maint Look Functional Location | Ops Look Functional Location
5065005 | PHILADELPHIA | STRTF-FSBN FLOCMXR #1 /MIXER | ILST-Z1-STRTF-FSBN | P302 | INSV | INST | HUSSAARM | L | 09UDH0447 |  | WATER PROCESSING |  |  | ROTATING MIXER | AW | 68 |  |  | Maint Look Functional Location | Ops Look Functional Location
5065006 | PHILADELPHIA | STRTF-FSBN FLOCMXR #2 /MIXER | ILST-Z1-STRTF-FSBN | P302 | INSV | INST | HUSSAARM | L | 09UDH0446-EXCH1 |  | WATER PROCESSING |  |  | ROTATING MIXER | AW | 68 |  |  | Maint Look Functional Location | Ops Look Functional Location
5065007 | PHILADELPHIA | STRTF-FSBN FLOCMXR #3 /MIXER | ILST-Z1-STRTF-FSBN | P302 | INSV | INST | HUSSAARM | L | 09UDH0448 |  | WATER PROCESSING |  |  | ROTATING MIXER | AW | 68 |  |  | Maint Look Functional Location | Ops Look Functional Location
5065008 | PHILADELPHIA | STRTF-FSBN FLOCMXR #4 /MIXER | ILST-Z1-STRTF-FSBN | P302 | INSV | INST | HUSSAARM | L | 09UDH0445 |  | WATER PROCESSING |  |  | ROTATING MIXER | AW | 68 |  |  | Maint Look Functional Location | Ops Look Functional Location
5065009 | PHILADELPHIA | STRTF-FSBN FLOCMXR #5 /MIXER | ILST-Z1-STRTF-FSBN | P302 | INSV | INST | HUSSAARM | L | 09UDJ0454 |  | WATER PROCESSING |  |  | ROTATING MIXER | AW | 45 |  |  | Maint Look Functional Location | Ops Look Functional Location
5065010 | PHILADELPHIA | STRTF-FSBN FLOCMXR #6 /MIXER | ILST-Z1-STRTF-FSBN | P302 | INSV | INST | HUSSAARM | L | 09UDJ0455 |  | WATER PROCESSING |  |  | ROTATING MIXER | AW | 45 |  |  | Maint Look Functional Location | Ops Look Functional Location
5065011 | PHILADELPHIA | STRTF-FSBN FLOCMXR #7 /MIXER | ILST-Z1-STRTF-FSBN | P302 | INSV | INST | HUSSAARM | L | 09UDJ0449 |  | WATER PROCESSING |  |  | ROTATING MIXER | AW | 45 |  |  | Maint Look Functional Location | Ops Look Functional Location
5065012 | PHILADELPHIA | STRTF-FSBN FLOCMXR #8 /MIXER | ILST-Z1-STRTF-FSBN | P302 | INSV | INST | HUSSAARM | L | 09UDJ0456 |  | WATER PROCESSING |  |  | ROTATING MIXER | AW | 45 |  |  | Maint Look Functional Location | Ops Look Functional Location
5065013 | PHILADELPHIA | STRTF-FSBN FLOCMXR #9 /MIXER | ILST-Z1-STRTF-FSBN | P302 | INSV | INST | HUSSAARM | L | 09UDJ0452 |  | WATER PROCESSING |  |  | ROTATING MIXER | AW | 45 |  |  | Maint Look Functional Location | Ops Look Functional Location
5065014 | PHILADELPHIA | STRTF-FSBN FLOCMXR #10 /MIXER | ILST-Z1-STRTF-FSBN | P302 | INSV | INST | HUSSAARM | L | 09UDJ0451 |  | WATER PROCESSING |  |  | ROTATING MIXER | AW | 45 |  |  | Maint Look Functional Location | Ops Look Functional Location
5065015 | PHILADELPHIA | STRTF-FSBN FLOCMXR #11 /MIXER | ILST-Z1-STRTF-FSBN | P302 | INSV | INST | HUSSAARM | L | 09UDJ0453 |  | WATER PROCESSING |  |  | ROTATING MIXER | AW | 45 |  |  | Maint Look Functional Location | Ops Look Functional Location
5065016 | PHILADELPHIA | STRTF-FSBN FLOCMXR #12 /MIXER | ILST-Z1-STRTF-FSBN | P302 | INSV | INST | HUSSAARM | L | 09UDJ0450 |  | WATER PROCESSING |  |  | ROTATING MIXER | AW | 45 |  |  | Maint Look Functional Location | Ops Look Functional Location
5065017 | PHILADELPHIA | STRTF-LWSB CARBN MXR /MIXER | ILST-Z1-STRTF-LWSB | P302 | INSV | INST | HUSSAARM | L | 09UDJ0336 |  | WATER PROCESSING |  |  | ROTATING MIXER | AW | 68 |  |  | Maint Look Functional Location | Ops Look Functional Location
5012590 | UNKNOWN | PWTPS Eimco /MIXER | ILPT-PO-PWTPS | P304 | INSV | INST | HUSSAARM | H |  |  | WATER PROCESSING | 0.00 HP AW |  | ROTATING MIXER | AW |  |  |  | Maint Look Functional Location | Ops Look Functional Location
5012591 | UNKNOWN | PWTPS Precipt 1 /MIXER | ILPT-PO-PWTPS | P304 | INSV | INST | HUSSAARM | H |  |  | WATER PROCESSING | 0.00 HP AW |  | ROTATING MIXER | AW |  |  |  | Maint Look Functional Location | Ops Look Functional Location
5012592 | UNKNOWN | PWTPS Precipt 2 /MIXER | ILPT-PO-PWTPS | P304 | INSV | INST | HUSSAARM | H |  |  | WATER PROCESSING | 0.00 HP AW |  | ROTATING MIXER | AW |  |  |  | Maint Look Functional Location | Ops Look Functional Location
5012593 | UNKNOWN | PWTPS Precipt 3 /MIXER | ILPT-PO-PWTPS | P304 | INSV | INST | HUSSAARM | H |  |  | WATER PROCESSING | 0.00 HP AW |  | ROTATING MIXER | AW |  |  |  | Maint Look Functional Location | Ops Look Functional Location
5012594 | UNKNOWN | PWTPS Carbon /MIXER | ILPT-PO-PWTPS | P304 | INSV | INST | HUSSAARM | H |  |  | WATER PROCESSING | 0.00 HP AW |  | ROTATING MIXER | AW |  |  |  | Maint Look Functional Location | Ops Look Functional Location
5012595 | WINFIELD H. SMITH | PWTPS-CHFD Carbon feeder /MIXER | ILPT-PO-PWTPS-CHFD | P304 | INSV | INST | HUSSAARM | H |  |  | WATER PROCESSING | 0.00 HP AW |  | ROTATING MIXER | AW |  |  |  | Maint Look Functional Location | Ops Look Functional Location
5012596 | UNKNOWN | PWTPS-CHFD Carbon air feed /MIXER | ILPT-PO-PWTPS-CHFD | P304 | INSV | INST | HUSSAARM | H |  |  | WATER PROCESSING | 0.00 HP AW |  | ROTATING MIXER | AW |  |  |  | Maint Look Functional Location | Ops Look Functional Location
5021786 | UNKNOWN | PLNT-PACB 1 /MIXR | ILIU-ES-PLNT.-PACB | P310 | INSV | INST | HUSSAARM | M |  |  | WATER PROCESSING | 0.00 HP AW |  | ROTATING MIXER | AW |  |  |  | Maint Look Functional Location | Ops Look Functional Location
5021787 | UNKNOWN | PLNT-PACB 2 /MIXR | ILIU-ES-PLNT.-PACB | P310 | INSV | INST | HUSSAARM | M |  |  | WATER PROCESSING | 0.00 HP AW |  | ROTATING MIXER | AW |  |  |  | Maint Look Functional Location | Ops Look Functional Location
5021788 | UNKNOWN | GCWT-PACB 1 /MIXR | ILIU-GC-GCWT.-PACB | P311 | INSV | INST | HUSSAARM | M |  |  | WATER PROCESSING | 0.00 HP AW |  | ROTATING MIXER | AW |  |  |  | Maint Look Functional Location | Ops Look Functional Location
5021789 | UNKNOWN | GCWT-PACB 2 /MIXR | ILIU-GC-GCWT.-PACB | P311 | INSV | INST | HUSSAARM | M |  |  | WATER PROCESSING | 0.00 HP AW |  | ROTATING MIXER | AW |  |  |  | Maint Look Functional Location | Ops Look Functional Location
5021792 | UNKNOWN | PLNT-ALD 1 /MIXR | ILIU-ES-PLNT.-ALD. | P310 | INSV | INST | HUSSAARM | L |  |  | WATER PROCESSING | 0.00 HP AW |  | ROTATING MIXER | AW |  |  |  | Maint Look Functional Location | Ops Look Functional Location
5021793 | UNKNOWN | PLNT-ALD 2 /MIXR | ILIU-ES-PLNT.-ALD. | P310 | INSV | INST | HUSSAARM | L |  |  | WATER PROCESSING | 0.00 HP AW |  | ROTATING MIXER | AW |  |  |  | Maint Look Functional Location | Ops Look Functional Location
5021794 | UNKNOWN | PLNT-ALD 3 /MIXR | ILIU-ES-PLNT.-ALD. | P310 | INSV | INST | HUSSAARM | L |  |  | WATER PROCESSING | 0.00 HP AW |  | ROTATING MIXER | AW |  |  |  | Maint Look Functional Location | Ops Look Functional Location
5021795 | UNKNOWN | PLNT-ALD 4 /MIXR | ILIU-ES-PLNT.-ALD. | P310 | INSV | INST | HUSSAARM | L |  |  | WATER PROCESSING | 0.00 HP AW |  | ROTATING MIXER | AW |  |  |  | Maint Look Functional Location | Ops Look Functional Location
5021796 | UNKNOWN | PLNT-ALD 5 /MIXR | ILIU-ES-PLNT.-ALD. | P310 | INSV | INST | HUSSAARM | L |  |  | WATER PROCESSING | 0.00 HP AW |  | ROTATING MIXER | AW |  |  |  | Maint Look Functional Location | Ops Look Functional Location
5021797 | UNKNOWN | PLNT-ALD 6 /MIXR | ILIU-ES-PLNT.-ALD. | P310 | INSV | INST | HUSSAARM | L |  |  | WATER PROCESSING | 0.00 HP AW |  | ROTATING MIXER | AW |  |  |  | Maint Look Functional Location | Ops Look Functional Location
5021798 | UNKNOWN | PLNT-ALD 7 /MIXR | ILIU-ES-PLNT.-ALD. | P310 | INSV | INST | HUSSAARM | L |  |  | WATER PROCESSING | 0.00 HP AW |  | ROTATING MIXER | AW |  |  |  | Maint Look Functional Location | Ops Look Functional Location
5021799 | UNKNOWN | PLNT-ALD 8 /MIXR | ILIU-ES-PLNT.-ALD. | P310 | INSV | INST | HUSSAARM | L |  |  | WATER PROCESSING | 0.00 HP AW |  | ROTATING MIXER | AW |  |  |  | Maint Look Functional Location | Ops Look Functional Location
5021800 | UNKNOWN | PLNT-BSN FLOCCULATOR 1 /MIXR | ILIU-ES-PLNT.-BSN. | P310 | INSV | INST | HUSSAARM | L |  |  | WATER PROCESSING | 0.00 HP AW |  | ROTATING MIXER | AW |  |  |  | Maint Look Functional Location | Ops Look Functional Location
5021801 | UNKNOWN | PLNT-BSN FLOCCULATOR 2 /MIXR | ILIU-ES-PLNT.-BSN. | P310 | INSV | INST | HUSSAARM | L |  |  | WATER PROCESSING | 0.00 HP AW |  | ROTATING MIXER | AW |  |  |  | Maint Look Functional Location | Ops Look Functional Location
5021802 | UNKNOWN | PLNT-BSN FLOCCULATOR 3 /MIXR | ILIU-ES-PLNT.-BSN. | P310 | INSV | INST | HUSSAARM | L |  |  | WATER PROCESSING | 0.00 HP AW |  | ROTATING MIXER | AW |  |  |  | Maint Look Functional Location | Ops Look Functional Location
5021803 | UNKNOWN | PLNT-BSN FLOCCULATOR 4 /MIXR | ILIU-ES-PLNT.-BSN. | P310 | INSV | INST | HUSSAARM | L |  |  | WATER PROCESSING | 0.00 HP AW |  | ROTATING MIXER | AW |  |  |  | Maint Look Functional Location | Ops Look Functional Location
5021804 | UNKNOWN | PLNT-BSN FLOCCULATOR 5 /MIXR | ILIU-ES-PLNT.-BSN. | P310 | INSV | INST | HUSSAARM | L |  |  | WATER PROCESSING | 0.00 HP AW |  | ROTATING MIXER | AW |  |  |  | Maint Look Functional Location | Ops Look Functional Location
5021805 | UNKNOWN | PLNT-BSN FLOCCULATOR 6 /MIXR | ILIU-ES-PLNT.-BSN. | P310 | INSV | INST | HUSSAARM | L |  |  | WATER PROCESSING | 0.00 HP AW |  | ROTATING MIXER | AW |  |  |  | Maint Look Functional Location | Ops Look Functional Location
5021806 | UNKNOWN | PLNT-BSN CROSS COLLECTOR 1 /MIXR | ILIU-ES-PLNT.-BSN. | P310 | INSV | INST | HUSSAARM | L |  |  | WATER PROCESSING | 0.00 HP AW |  | ROTATING MIXER | AW |  |  |  | Maint Look Functional Location | Ops Look Functional Location
5021807 | UNKNOWN | PLNT-BSN CROSS COLLECTOR 2 /MIXR | ILIU-ES-PLNT.-BSN. | P310 | INSV | INST | HUSSAARM | L |  |  | WATER PROCESSING | 0.00 HP AW |  | ROTATING MIXER | AW |  |  |  | Maint Look Functional Location | Ops Look Functional Location
5021808 | UNKNOWN | PLNT-BSN LONG COLLECTOR 1 /MIXR | ILIU-ES-PLNT.-BSN. | P310 | INSV | INST | HUSSAARM | L |  |  | WATER PROCESSING | 0.00 HP AW |  | ROTATING MIXER | AW |  |  |  | Maint Look Functional Location | Ops Look Functional Location
5021809 | UNKNOWN | PLNT-BSN LONG COLLECTOR 2 /MIXR | ILIU-ES-PLNT.-BSN. | P310 | INSV | INST | HUSSAARM | L |  |  | WATER PROCESSING | 0.00 HP AW |  | ROTATING MIXER | AW |  |  |  | Maint Look Functional Location | Ops Look Functional Location
5021810 | UNKNOWN | PLNT-BSN LONG COLLECTOR 3 /MIXR | ILIU-ES-PLNT.-BSN. | P310 | INSV | INST | HUSSAARM | L |  |  | WATER PROCESSING | 0.00 HP AW |  | ROTATING MIXER | AW |  |  |  | Maint Look Functional Location | Ops Look Functional Location
5021811 | UNKNOWN | PLNT-BSN LONG COLLECTOR 4 /MIXR | ILIU-ES-PLNT.-BSN. | P310 | INSV | INST | HUSSAARM | L |  |  | WATER PROCESSING | 0.00 HP AW |  | ROTATING MIXER | AW |  |  |  | Maint Look Functional Location | Ops Look Functional Location
5021812 | UNKNOWN | PLNT-BSN LONG COLLECTOR 5 /MIXR | ILIU-ES-PLNT.-BSN. | P310 | INSV | INST | HUSSAARM | L |  |  | WATER PROCESSING | 0.00 HP AW |  | ROTATING MIXER | AW |  |  |  | Maint Look Functional Location | Ops Look Functional Location
5021813 | UNKNOWN | PLNT-BSN LONG COLLECTOR 6 /MIXR | ILIU-ES-PLNT.-BSN. | P310 | INSV | INST | HUSSAARM | L |  |  | WATER PROCESSING | 0.00 HP AW |  | ROTATING MIXER | AW |  |  |  | Maint Look Functional Location | Ops Look Functional Location
5021814 | UNKNOWN | PLNT-BSN LONG COLLECTOR 7 /MIXR | ILIU-ES-PLNT.-BSN. | P310 | INSV | INST | HUSSAARM | L |  |  | WATER PROCESSING | 0.00 HP AW |  | ROTATING MIXER | AW |  |  |  | Maint Look Functional Location | Ops Look Functional Location

## CLASS-MOT
Equipment | Manufacturer | Description | Functional Loc. | Planning plant | User status | System status | Created by | ABC indic. | ManufSerialNo. | Model number | Application | Duty Cycle | Full Load Amps | HP Rating | Insulation Class | Mot-Anti-Reverse | Mot-Bearing # (coup | Mot-Bearing # (free | Mot-Bearing TP (coup | Mot-Bearing TP(free | Mot-Catalog Number | Mot-Code | Mot-Coupling Type | Mot-Enclosure Type | Mot-Excitation Volta | Mot-Frame Type | Mot-Hollow Shaft | Mot-Inverter Duty | Mot-Lube Type (free | Mot-Lube Type(coup e | Mot-Nameplate Design | Mot-Service Factor | Motor Type | Orientation | Owned By | RPM Operating | RPM Rating | Rotation Direction | Special Mtn Note | Special Mtn Note Det | Temperature Rise | Volt Rating | Voltage (Running) | NARUC Maintenance Ac | NARUC Operations Acc | Special Mtn Note | Special Mtn Note Det
5013765 | UNKNOWN | BRAD-MNB-PHOSFTRM PHOSPHATE 2 /MOTOR | ILCP-CP-BRAD.-MNB.-PHOS | P301 | INSV | INST | HUSSAARM | L |  |  | CHEMICAL |  | 0.8 | 0.50 HP AW | [18 empty] | THREE PHASE VERT | XX | AW |  | 1800 |  |  |  | 0 °C |  | 480 | Maint Look Functional Location | Ops Look Functional Location
5013764 | UNKNOWN | BRAD-MNB-PHOSFTRM PHOSPHATE 1 /MOTOR | ILCP-CP-BRAD.-MNB.-PHOS | P301 | INSV | INST | HUSSAARM | L |  |  | CHEMICAL |  | 0.8 | 0.50 HP AW | [18 empty] | THREE PHASE VERT | XX | AW |  | 1800 |  |  |  | 0 °C |  | 480 | Maint Look Functional Location | Ops Look Functional Location
5013763 | BALDOR | BRAD-MNB-HYPORM BRINE 3 /MOTOR | ILCP-CP-BRAD.-MNB.-HYPO | P301 | INSV | INST | HUSSAARM | H | F0807114918 | IDVSNM3538 | CHEMICAL |  | 1.3 | 0.50 HP AW | [18 empty] | THREE PHASE VERT | HORIZONTAL | AW |  | 1800 |  |  |  | 0 °C | 460 | 480 | Maint Look Functional Location | Ops Look Functional Location
5013762 | BALDOR | BRAD-MNB-HYPORM BRINE 2 /MOTOR | ILCP-CP-BRAD.-MNB.-HYPO | P301 | INSV | INST | HUSSAARM | H | F0807114938 | IDVSNM3538 | CHEMICAL |  | 1.3 | 0.50 HP AW | [18 empty] | THREE PHASE VERT | HORIZONTAL | AW |  | 1800 |  |  |  | 0 °C | 460 | 480 | Maint Look Functional Location | Ops Look Functional Location
5013761 | BALDOR | BRAD-MNB-HYPORM BRINE 1 /MOTOR | ILCP-CP-BRAD.-MNB.-HYPO | P301 | INSV | INST | HUSSAARM | H | F0807114923 | IDVSNM3538 | CHEMICAL |  | 1.3 | 0.50 HP AW | [18 empty] | THREE PHASE VERT | HORIZONTAL | AW |  | 1800 |  |  |  | 0 °C | 460 | 480 | Maint Look Functional Location | Ops Look Functional Location
5013760 | UNKNOWN | BRAD-WCM-FERRICRM FERRIC 3 /MOTOR | ILCP-CP-BRAD.-WCM.-FERR | P301 | INSV | INST | HUSSAARM | M |  |  | CHEMICAL |  | 0.8 | 0.50 HP AW | [18 empty] | THREE PHASE VERT | XX | AW |  | 1800 |  |  |  | 0 °C |  | 480 | Maint Look Functional Location | Ops Look Functional Location
5013759 | UNKNOWN | BRAD-WCM-FERRICRM FERRIC 2 /MOTOR | ILCP-CP-BRAD.-WCM.-FERR | P301 | INSV | INST | HUSSAARM | M |  |  | CHEMICAL |  | 0.8 | 0.50 HP AW | [18 empty] | THREE PHASE VERT | XX | AW |  | 1800 |  |  |  | 0 °C |  | 480 | Maint Look Functional Location | Ops Look Functional Location
5013758 | BALDOR | BRAD-WCM-FERRICRM FERRIC 1 /MOTOR | ILCP-CP-BRAD.-WCM.-FERR | P301 | INSV | INST | HUSSAARM | M |  |  | CHEMICAL |  | 0.8 | 0.50 HP AW | [18 empty] | THREE PHASE VERT | XX | AW |  | 1800 |  |  |  | 0 °C |  | 480 | Maint Look Functional Location | Ops Look Functional Location
5013757 | MARATHON | BRAD-WCM-FERRICRM FERRICTRNSFR2 /MOTOR | ILCP-CP-BRAD.-WCM.-FERR | P301 | INSV | INST | HUSSAARM | M | 15600081000 | FVC182TTFR5501BEP | CHEMICAL |  | 4.2 | 2.00 HP AW | [18 empty] | THREE PHASE HORIZ | HORIZONTAL | AW |  | 3600 |  |  |  | 0 °C | 460 | 480 | Maint Look Functional Location | Ops Look Functional Location
5013756 | MARATHON | BRAD-WCM-FERRICRM FERRICTRNSFR1 /MOTOR | ILCP-CP-BRAD.-WCM.-FERR | P301 | INSV | INST | HUSSAARM | M | 15600081000 | FVC182TTFR5501BEP | CHEMICAL |  | 4.2 | 2.00 HP AW | [18 empty] | THREE PHASE HORIZ | HORIZONTAL | AW |  | 3600 |  |  |  | 0 °C | 460 | 480 | Maint Look Functional Location | Ops Look Functional Location
5013755 | UNKNOWN | BRAD EASTSTORMWTR 2 /MOTOR | ILCP-CP-BRAD. | P301 | INSV | INST | HUSSAARM | M |  |  | SUMP |  | 4 | 1.00 HP AW | [18 empty] | SUBMERSIBLE MOT | VERTICAL | AW |  | 3600 |  |  |  |  | 460 | 480 | Maint Look Functional Location | Ops Look Functional Location
5013754 | UNKNOWN | BRAD EASTSTORMWTR 1 /MOTOR | ILCP-CP-BRAD. | P301 | INSV | INST | HUSSAARM | M |  |  | SUMP |  | 4 | 1.00 HP AW | [18 empty] | SUBMERSIBLE MOT | VERTICAL | AW |  | 3600 |  |  |  |  | 460 | 480 | Maint Look Functional Location | Ops Look Functional Location
5013753 | RELIANCE | BRAD-WCM STHSLURRY /MOTOR | ILCP-CP-BRAD.-WCM. | P301 | INSV | INST | HUSSAARM | M |  |  | CHEMICAL |  | 9.4 | 7.50 HP AW | [18 empty] | THREE PHASE HORIZ | HORIZONTAL | AW |  | 1800 |  |  |  | 0 °C |  | 480 | Maint Look Functional Location | Ops Look Functional Location
5013752 | RELIANCE | BRAD-WCM NRTHSLURRY /MOTOR | ILCP-CP-BRAD.-WCM. | P301 | INSV | INST | HUSSAARM | M |  |  | CHEMICAL |  | 9.4 | 7.50 HP AW | [18 empty] | THREE PHASE HORIZ | HORIZONTAL | AW |  | 1800 |  |  |  | 0 °C |  | 480 | Maint Look Functional Location | Ops Look Functional Location
5013751 | FLYGT | MATS BASIN /MOTOR | ILCP-CP-MATS. | P301 | INSV | INST | HUSSAARM | H |  | 3102.18 | IN PLANT TRANSFER |  | 5.9 | 5.00 HP AW | [18 empty] | SUBMERSIBLE MOT | VERTICAL | AW |  | 1800 |  |  |  |  | 460 | 480 | Maint Look Functional Location | Ops Look Functional Location
5013750 | UNKNOWN | BRAD RECYCLE 2 /MOTOR | ILCP-CP-BRAD. | P301 | INSV | INST | HUSSAARM | M |  |  | IN PLANT TRANSFER |  | 36 | 25.00 HP AW | [18 empty] | SUBMERSIBLE MOT | VERTICAL | AW |  | 1800 |  |  |  |  | 460 | 480 | Maint Look Functional Location | Ops Look Functional Location
5013749 | UNKNOWN | BRAD RECYCLE 1 /MOTOR | ILCP-CP-BRAD. | P301 | INSV | INST | HUSSAARM | M |  |  | IN PLANT TRANSFER |  | 36 | 25.00 HP AW | [18 empty] | SUBMERSIBLE MOT | VERTICAL | AW |  | 1800 |  |  |  |  | 460 | 480 | Maint Look Functional Location | Ops Look Functional Location
5013748 | UNKNOWN | BRAD WESTSTORMWTR 2 /MOTOR | ILCP-CP-BRAD. | P301 | INSV | INST | HUSSAARM | M |  |  | SUMP |  | 4 | 1.00 HP AW | [18 empty] | SUBMERSIBLE MOT | VERTICAL | AW |  | 3600 |  |  |  |  | 460 | 480 | Maint Look Functional Location | Ops Look Functional Location
5013747 | UNKNOWN | BRAD WESTSTORMWTR 1 /MOTOR | ILCP-CP-BRAD. | P301 | INSV | INST | HUSSAARM | M |  |  | SUMP |  | 4 | 1.00 HP AW | [18 empty] | SUBMERSIBLE MOT | VERTICAL | AW |  | 3600 |  |  |  |  | 460 | 480 | Maint Look Functional Location | Ops Look Functional Location
5013746 | BALDOR | BRAD-SOL 3SLUDGE /MOTOR | ILCP-CP-BRAD.-SOL. | P301 | INSV | INST | HUSSAARM | M |  |  | SLUDGE |  | 7.3 | 5.00 HP AW | [7 empty] | J |  |  |  | 254T |  |  |  |  | B |  | THREE PHASE HORIZ | HORIZONTAL | AW |  | 900 |  |  |  | 0 °C | 460 | 480 | Maint Look Functional Location | Ops Look Functional Location
5013745 | BALDOR | BRAD-SOL 2SLUDGE /MOTOR | ILCP-CP-BRAD.-SOL. | P301 | INSV | INST | HUSSAARM | M |  |  | SLUDGE |  | 7.3 | 5.00 HP AW | [7 empty] | J |  |  |  | 254T |  |  |  |  | B |  | THREE PHASE HORIZ | HORIZONTAL | AW |  | 900 |  |  |  | 0 °C | 460 | 480 | Maint Look Functional Location | Ops Look Functional Location
5013744 | BALDOR | BRAD-SOL 1SLUDGE /MOTOR | ILCP-CP-BRAD.-SOL. | P301 | INSV | INST | HUSSAARM | M |  |  | SLUDGE |  | 7.3 | 5.00 HP AW | [7 empty] | J |  |  |  | 254T |  |  |  |  | B |  | THREE PHASE HORIZ | HORIZONTAL | AW |  | 900 |  |  |  | 0 °C | 460 | 480 | Maint Look Functional Location | Ops Look Functional Location
5013743 | US ELECTRIC | BRAD-MNB-HS ROOM HS 3 /MOTOR | ILCP-CP-BRAD.-MNB.-HSRO | P301 | INSV | INST | HUSSAARM | H |  |  | PLANT TO DISTRIBUTION PUMP |  | 388 | 350.00 HP AW | [7 empty] | G |  | OTHER |  | 5809PH |  |  |  |  | B |  | THREE PHASE VERT | VERTICAL | AW |  | XX |  |  |  | 0 °C | 460 | 480 | Maint Look Functional Location | Ops Look Functional Location
5013742 | US ELECTRIC | BRAD-MNB-HS ROOM HS 2 /MOTOR | ILCP-CP-BRAD.-MNB.-HSRO | P301 | INSV | INST | HUSSAARM | H |  |  | PLANT TO DISTRIBUTION PUMP |  | 388 | 350.00 HP AW | [7 empty] | G |  | OTHER |  | 5809PH |  |  |  |  | B |  | THREE PHASE VERT | VERTICAL | AW |  | XX |  |  |  | 0 °C | 460 | 480 | Maint Look Functional Location | Ops Look Functional Location
5013741 | US ELECTRIC | BRAD-MNB-HS ROOM HS 1 /MOTOR | ILCP-CP-BRAD.-MNB.-HSRO | P301 | INSV | INST | HUSSAARM | H |  |  | PLANT TO DISTRIBUTION PUMP |  | 388 | 350.00 HP AW | [7 empty] | G |  | OTHER |  | 5809PH |  |  |  |  | B |  | THREE PHASE VERT | VERTICAL | AW |  | XX |  |  |  | 0 °C | 460 | 480 | Maint Look Functional Location | Ops Look Functional Location
5013740 | US MOTORS | BRAD-MNB-HS ROOM BACKWSH 2 /MOTOR | ILCP-CP-BRAD.-MNB.-HSRO | P301 | INSV | INST | HUSSAARM | H |  |  | IN PLANT TRANSFER |  | 409 | 300.00 HP AW | [7 empty] | G |  | OTHER |  | 5811P |  | Y |  |  | B |  | THREE PHASE VERT | VERTICAL | AW |  | XX |  |  |  | 40 °C | 460 | 480 | Maint Look Functional Location | Ops Look Functional Location
5013739 | US MOTORS | BRAD-MNB-HS ROOM BACKWSH 1 /MOTOR | ILCP-CP-BRAD.-MNB.-HSRO | P301 | INSV | INST | HUSSAARM | H |  |  | IN PLANT TRANSFER |  | 409 | 300.00 HP AW | [7 empty] | G |  | OTHER |  | 5811P |  | Y |  |  | B |  | THREE PHASE VERT | VERTICAL | AW |  | XX |  |  |  | 40 °C | 460 | 480 | Maint Look Functional Location | Ops Look Functional Location
5013738 | UNKNOWN | LINC SRAWPITSUMP /MOTOR | ILCP-UR-LINC. | P301 | REMV | INAC INST | HUSSAARM | H |  | M53-D | SUMP |  | 9.7 | 0.33 HP AW | [18 empty] | SUBMERSIBLE MOT | VERTICAL | AW |  | XX |  |  |  |  | 120 | 120 | Maint Look Functional Location | Ops Look Functional Location
5013737 | UNKNOWN | LINC NRAWPITSUMP /MOTOR | ILCP-UR-LINC. | P301 | REMV | INAC INST | HUSSAARM | H |  | M53-D | SUMP |  | 9.7 | 0.33 HP AW | [18 empty] | SUBMERSIBLE MOT | VERTICAL | AW |  | XX |  |  |  |  | 120 | 120 | Maint Look Functional Location | Ops Look Functional Location
5013736 | UNKNOWN | MATS W8RAWPITSUMP /MOTOR | ILCP-CP-MATS. | P301 | INSV | INST | HUSSAARM | H |  | M53-D | SUMP |  | 9.7 | 0.33 HP AW | [18 empty] | SUBMERSIBLE MOT | VERTICAL | AW |  | XX |  |  |  |  | 120 | 120 | Maint Look Functional Location | Ops Look Functional Location
5013735 | UNKNOWN | MATS E8RAWPITSUMP /MOTOR | ILCP-CP-MATS. | P301 | INSV | INST | HUSSAARM | H |  | M53-D | SUMP |  | 9.7 | 0.33 HP AW | [18 empty] | SUBMERSIBLE MOT | VERTICAL | AW |  | XX |  |  |  |  | 120 | 120 | Maint Look Functional Location | Ops Look Functional Location
5013734 | UNKNOWN | LINC-FB SUMP /MOTOR | ILCP-UR-LINC.-FB.. | P301 | REMV | INAC INST | HUSSAARM | H |  | M53-D | SUMP |  | 9.7 | 0.33 HP AW | [18 empty] | SUBMERSIBLE MOT | VERTICAL | AW |  | XX |  |  |  |  | 120 | 120 | Maint Look Functional Location | Ops Look Functional Location
5013733 | UNKNOWN | MATS W8SUMP /MOTOR | ILCP-CP-MATS. | P301 | INSV | INST | HUSSAARM | H |  | M53-D | SUMP |  | 9.7 | 0.33 HP AW | [18 empty] | SUBMERSIBLE MOT | VERTICAL | AW |  | XX |  |  |  |  | 120 | 120 | Maint Look Functional Location | Ops Look Functional Location
5013732 | UNKNOWN | MATS E8SUMP /MOTOR | ILCP-CP-MATS. | P301 | INSV | INST | HUSSAARM | H |  | M53-D | SUMP |  | 9.7 | 0.33 HP AW | [18 empty] | SUBMERSIBLE MOT | VERTICAL | AW |  | XX |  |  |  |  | 120 | 120 | Maint Look Functional Location | Ops Look Functional Location
5013731 | UNKNOWN | MATS STORMWATER 2 /MOTOR | ILCP-CP-MATS. | P301 | INSV | INST | HUSSAARM | M |  |  | SUMP |  | 8.2 | 5.00 HP AW | [18 empty] | SUBMERSIBLE MOT | VERTICAL | AW |  | 1800 |  |  |  |  | 460 | 480 | Maint Look Functional Location | Ops Look Functional Location
5013730 | UNKNOWN | MATS STORMWATER 1 /MOTOR | ILCP-CP-MATS. | P301 | INSV | INST | HUSSAARM | M |  |  | SUMP |  | 8.2 | 5.00 HP AW | [18 empty] | SUBMERSIBLE MOT | VERTICAL | AW |  | 1800 |  |  |  |  | 460 | 480 | Maint Look Functional Location | Ops Look Functional Location
5013729 | UNKNOWN | MATS PRKLNDSTORMWTR /MOTOR | ILCP-CP-MATS. | P301 | INSV | INST | HUSSAARM | M |  |  | SUMP |  | 8.2 | 5.00 HP AW | [18 empty] | THREE PHASE VERT | VERTICAL | AW |  | 1800 |  |  |  | 0 °C | 460 | 480 | Maint Look Functional Location | Ops Look Functional Location
5013728 | UNKNOWN | MATS WASHWTRRETURN /MOTOR | ILCP-CP-MATS. | P301 | INSV | INST | HUSSAARM | H |  |  | IN PLANT TRANSFER |  |  | 999.00 HP AW | [18 empty] | THREE PHASE HORIZ | HORIZONTAL | AW |  | XX |  |  |  | 0 °C |  | 480 | Maint Look Functional Location | Ops Look Functional Location
5013727 | UNKNOWN | MATS E8SLUDGEPMPW /MOTOR | ILCP-CP-MATS. | P301 | INSV | INST | HUSSAARM | M |  |  | SLUDGE |  |  | 999.00 HP AW | [18 empty] | THREE PHASE HORIZ | HORIZONTAL | AW |  | XX |  |  |  | 0 °C |  | 480 | Maint Look Functional Location | Ops Look Functional Location
5013726 | UNKNOWN | MATS E8SLUDGEPMPE /MOTOR | ILCP-CP-MATS. | P301 | INSV | INST | HUSSAARM | M |  |  | SLUDGE |  |  | 999.00 HP AW | [18 empty] | THREE PHASE HORIZ | HORIZONTAL | AW |  | XX |  |  |  | 0 °C |  | 480 | Maint Look Functional Location | Ops Look Functional Location
5013725 | UNKNOWN | MATS W8SLUDGEPMPW /MOTOR | ILCP-CP-MATS. | P301 | INSV | INST | HUSSAARM | M |  |  | SLUDGE |  |  | 999.00 HP AW | [18 empty] | THREE PHASE HORIZ | HORIZONTAL | AW |  | XX |  |  |  | 0 °C |  | 480 | Maint Look Functional Location | Ops Look Functional Location
5013724 | UNKNOWN | MATS W8SLUDGEPMPE /MOTOR | ILCP-CP-MATS. | P301 | INSV | INST | HUSSAARM | M |  |  | SLUDGE |  |  | 999.00 HP AW | [18 empty] | THREE PHASE HORIZ | HORIZONTAL | AW |  | XX |  |  |  | 0 °C |  | 480 | Maint Look Functional Location | Ops Look Functional Location
5189911 | BALDOR | TLNO-BTR PUMP 4/ MOTOR | ILCP-TO-TLNO.-BTR. | P301 | INSV | INST | FARRARDR | H | Z1202020867 | EJMM2534T | DISTRIBUTION SYSTEM BOOSTER |  | 66 | 30.00 HP AW | [7 empty] | F |  |  |  | 284 JM |  |  |  |  | B | 1.15 | THREE PHASE HORIZ | HORIZONTAL | AW |  | 3500 |  |  |  | 0 °C | 460 | 480 | Maint Look Functional Location | Ops Look Functional Location
5189910 | BALDOR | TLNO-BTR PUMP 3 / MOTOR | ILCP-TO-TLNO.-BTR. | P301 | INSV | INST | FARRARDR | H | F1206144685 | EJMM3312T | DISTRIBUTION SYSTEM BOOSTER |  | 66 | 10.00 HP AW | [7 empty] | F |  |  |  | 213 JM |  |  |  |  | B | 1.15 | THREE PHASE HORIZ | HORIZONTAL | AW |  | 3500 |  |  |  | 0 °C | 460 | 480 | Maint Look Functional Location | Ops Look Functional Location
5013805 | UNKNOWN | MATS-E8S RAKE(BULLHEAD) /GEARBOX MOTOR | ILCP-CP-MATS.-E8S. | P301 | INSV | INST | HUSSAARM | H |  |  | WATER PROCESSING |  | 1.4 | 0.75 HP AW | [18 empty] | THREE PHASE HORIZ | XX | AW |  | 1800 |  |  |  | 0 °C | 460 | 480 | Maint Look Functional Location | Ops Look Functional Location
5013804 | UNKNOWN | MATS-E8M RAKE(LOWER) /GEARBOX MOTOR | ILCP-CP-MATS.-E8M. | P301 | INSV | INST | HUSSAARM | H |  |  | WATER PROCESSING |  | 4.6 | 3.00 HP AW | [18 empty] | THREE PHASE VERT | XX | AW |  | 1800 |  |  |  | 0 °C | 460 | 480 | Maint Look Functional Location | Ops Look Functional Location
5013803 | UNKNOWN | MATS-E8M TURBINE(UPPER) /GEARBOX MOTOR | ILCP-CP-MATS.-E8M. | P301 | INSV | INST | HUSSAARM | H |  |  | WATER PROCESSING |  | 18 | 15.00 HP AW | [18 empty] | THREE PHASE HORIZ | XX | AW |  | 1800 |  |  |  | 0 °C | 460 | 480 | Maint Look Functional Location | Ops Look Functional Location
5013802 | WESTINGHOUSE | MATS-E8P RAKE(LOWER) /GEARBOX MOTOR | ILCP-CP-MATS.-E8P. | P301 | INSV | INST | HUSSAARM | H |  |  | WATER PROCESSING |  | 5 | 3.00 HP AW | [18 empty] | THREE PHASE HORIZ | XX | AW |  | 1800 |  |  |  | 0 °C | 460 | 480 | Maint Look Functional Location | Ops Look Functional Location
5013801 | WESTINGHOUSE | MATS-E8P TURBINE(UPPER) /GEARBOX MOTOR | ILCP-CP-MATS.-E8P. | P301 | INSV | INST | HUSSAARM | H |  |  | WATER PROCESSING |  | 24.5 | 20.00 HP AW | [18 empty] | THREE PHASE VERT | XX | AW |  | 1800 |  |  |  | 0 °C | 460 | 480 | Maint Look Functional Location | Ops Look Functional Location
5013800 | UNKNOWN | MATS-W8C TURBINE MNGEAR /MOTOR | ILCP-CP-MATS.-W8C. | P301 | INSV | INST | HUSSAARM | H |  |  | WATER PROCESSING |  | 4.3 | 3.00 HP AW | [18 empty] | THREE PHASE HORIZ | XX | AW |  | 1800 |  |  |  | 0 °C | 460 | 480 | Maint Look Functional Location | Ops Look Functional Location
5013799 | UNKNOWN | MATS-W8C RAKE(MAIN GEAR) /GEARBOX MOTOR | ILCP-CP-MATS.-W8C. | P301 | INSV | INST | HUSSAARM | H |  |  | WATER PROCESSING |  | 20 | 15.00 HP AW | [18 empty] | THREE PHASE HORIZ | XX | AW |  | 1800 |  |  |  | 0 °C | 460 | 480 | Maint Look Functional Location | Ops Look Functional Location
5013798 | SEW | MATS-W8P RAKE(LOWER) /GEARBOX MOTOR | ILCP-CP-MATS.-W8P. | P301 | INSV | INST | HUSSAARM | H |  |  | WATER PROCESSING |  | 4.3 | 3.00 HP AW | [18 empty] | THREE PHASE VERT | XX | AW |  | 1800 |  |  |  | 0 °C | 460 | 480 | Maint Look Functional Location | Ops Look Functional Location
5013797 | SEW | MATS-W8P TURBIINE(UPPER) /GEARBOX MOTOR | ILCP-CP-MATS.-W8P. | P301 | INSV | INST | HUSSAARM | H |  |  | WATER PROCESSING |  | 4.3 | 3.00 HP AW | [18 empty] | THREE PHASE HORIZ | XX | AW |  | 1800 |  |  |  | 0 °C | 460 | 480 | Maint Look Functional Location | Ops Look Functional Location
5013796 | RELIANCE | BRAD-WMB WEST MIXER /GEARBOX MOTOR | ILCP-CP-BRAD.-WMB. | P301 | INSV | INST | HUSSAARM | H |  |  | WATER PROCESSING |  | 5 | 3.00 HP AW | [18 empty] | THREE PHASE VERT | XX | AW |  | 1800 |  |  |  | 0 °C | 460 | 480 | Maint Look Functional Location | Ops Look Functional Location
5013795 | RELIANCE | BRAD-WMB EAST MIXER /GEARBOX MOTOR | ILCP-CP-BRAD.-WMB. | P301 | INSV | INST | HUSSAARM | H |  |  | WATER PROCESSING |  | 5 | 3.00 HP AW | [18 empty] | THREE PHASE VERT | XX | AW |  | 1800 |  |  |  | 0 °C | 460 | 480 | Maint Look Functional Location | Ops Look Functional Location
5013794 | RELIANCE | BRAD-WMB RAKE(UPPER) /GEARBOX MOTOR | ILCP-CP-BRAD.-WMB. | P301 | INSV | INST | HUSSAARM | H |  |  | WATER PROCESSING |  | 2.5 | 0.50 HP AW | [18 empty] | THREE PHASE VERT | XX | AW |  | 1800 |  |  |  | 0 °C | 460 | 480 | Maint Look Functional Location | Ops Look Functional Location
5013793 | RELIANCE | BRAD-EMB WEST MIXER /GEARBOX MOTOR | ILCP-CP-BRAD.-EMB. | P301 | INSV | INST | HUSSAARM | H |  |  | WATER PROCESSING |  | 5 | 3.00 HP AW | [18 empty] | THREE PHASE VERT | XX | AW |  | 1800 |  |  |  | 0 °C | 460 | 480 | Maint Look Functional Location | Ops Look Functional Location
5013792 | RELIANCE | BRAD-EMB EAST MIXER /GEARBOX MOTOR | ILCP-CP-BRAD.-EMB. | P301 | INSV | INST | HUSSAARM | H |  |  | WATER PROCESSING |  | 5 | 3.00 HP AW | [18 empty] | THREE PHASE VERT | XX | AW |  | 1800 |  |  |  | 0 °C | 460 | 480 | Maint Look Functional Location | Ops Look Functional Location
5013791 | RELIANCE | BRAD-EMB RAKE(UPPER) /GEARBOX MOTOR | ILCP-CP-BRAD.-EMB. | P301 | INSV | INST | HUSSAARM | H |  |  | WATER PROCESSING |  | 2.5 | 0.50 HP AW | [18 empty] | THREE PHASE VERT | XX | AW |  | 1800 |  |  |  | 0 °C | 460 | 480 | Maint Look Functional Location | Ops Look Functional Location
5013790 | RELIANCE | BRAD-WCB RAKE /GEARBOX MOTOR | ILCP-CP-BRAD.-WCB. | P301 | INSV | INST | HUSSAARM | H |  |  | WATER PROCESSING |  | 3 | 1.50 HP AW | [18 empty] | THREE PHASE VERT | XX | AW |  | 1800 |  |  |  | 0 °C | 460 | 480 | Maint Look Functional Location | Ops Look Functional Location
5013789 | BALDOR | BRAD-WCB TURBINE /GEARBOX MOTOR | ILCP-CP-BRAD.-WCB. | P301 | INSV | INST | HUSSAARM | H |  |  | WATER PROCESSING |  | 7 | 5.00 HP AW | [18 empty] | THREE PHASE HORIZ | XX | AW |  | 1800 |  |  |  | 0 °C | 460 | 480 | Maint Look Functional Location | Ops Look Functional Location
5013788 | RELIANCE | BRAD-ECB RAKE(MAIN GEAR) /GEARBOX MOTOR | ILCP-CP-BRAD.-ECB. | P301 | INSV | INST | HUSSAARM | H |  |  | WATER PROCESSING |  | 3 | 1.50 HP AW | [18 empty] | THREE PHASE VERT | XX | AW |  | 1800 |  |  |  | 0 °C | 460 | 480 | Maint Look Functional Location | Ops Look Functional Location
5013787 | BALDOR | BRAD-ECB TURBINE /GEARBOX MOTOR | ILCP-CP-BRAD.-ECB. | P301 | INSV | INST | HUSSAARM | H |  |  | WATER PROCESSING |  | 7 | 5.00 HP AW | [18 empty] | THREE PHASE HORIZ | XX | AW |  | 1800 |  |  |  | 0 °C | 460 | 480 | Maint Look Functional Location | Ops Look Functional Location
5013786 | STERLING | LINC-WSB RAKE(WRM GEAR) /GEARBOX MOTOR | ILCP-UR-LINC.-WSB. | P301 | REMV | INAC INST | HUSSAARM | H |  |  | WATER PROCESSING |  | 2 | 0.50 HP AW | [18 empty] | THREE PHASE HORIZ | XX | AW |  | 600 |  |  |  | 0 °C | 460 | 480 | Maint Look Functional Location | Ops Look Functional Location
5013785 | STERLING | LINC-ESB RAKE(WRM GEAR) /GEARBOX MOTOR | ILCP-UR-LINC.-ESB. | P301 | REMV | INAC INST | HUSSAARM | H |  |  | WATER PROCESSING |  | 2 | 0.50 HP AW | [18 empty] | THREE PHASE HORIZ | XX | AW |  | 600 |  |  |  | 0 °C | 460 | 480 | Maint Look Functional Location | Ops Look Functional Location
5013784 | GE | LINC-WMB TURBINE /GEARBOX MOTOR | ILCP-UR-LINC.-WMB. | P301 | REMV | INAC INST | HUSSAARM | H |  |  | WATER PROCESSING |  | 4 | 2.00 HP AW | [11 empty] | 254U | [6 empty] | THREE PHASE HORIZ | XX | AW |  | 600 |  |  |  | 0 °C | 460 | 480 | Maint Look Functional Location | Ops Look Functional Location
5013783 | GE | LINC-EMB TURBINE /GEARBOX MOTOR | ILCP-UR-LINC.-EMB. | P301 | REMV | INAC INST | HUSSAARM | H |  |  | WATER PROCESSING |  | 4 | 2.00 HP AW | [11 empty] | 254U | [6 empty] | THREE PHASE HORIZ | XX | AW |  | 600 |  |  |  | 0 °C | 460 | 480 | Maint Look Functional Location | Ops Look Functional Location
5013782 | US MOTORS | LINC-WCB RAKE MAIN /GEARBOX MOTOR | ILCP-UR-LINC.-WCB. | P301 | REMV | INAC INST | HUSSAARM | H |  |  | WATER PROCESSING |  | 24 | 15.00 HP AW | [18 empty] | THREE PHASE HORIZ | XX | AW |  | 1800 |  |  |  | 0 °C | 460 | 480 | Maint Look Functional Location | Ops Look Functional Location
5013781 | SEW | LINC-WCB TURBINE /GEARBOX MOTOR | ILCP-UR-LINC.-WCB. | P301 | REMV | INAC INST | HUSSAARM | H |  |  | WATER PROCESSING |  | 24 | 15.00 HP AW | [18 empty] | THREE PHASE VERT | XX | AW |  | 1800 |  |  |  | 0 °C | 460 | 480 | Maint Look Functional Location | Ops Look Functional Location
5013780 | US MOTORS | LINC-ECB RAKE MAIN /GEARBOX MOTOR | ILCP-UR-LINC.-ECB. | P301 | REMV | INAC INST | HUSSAARM | H |  |  | WATER PROCESSING |  | 24 | 15.00 HP AW | [11 empty] | 254T | [6 empty] | THREE PHASE HORIZ | XX | AW |  | 1800 |  |  |  | 0 °C | 460 | 480 | Maint Look Functional Location | Ops Look Functional Location
5013779 | SEW | LINC-ECB TURBINE /GEARBOX MOTOR | ILCP-UR-LINC.-ECB. | P301 | REMV | INAC INST | HUSSAARM | H |  |  | WATER PROCESSING |  | 24 | 15.00 HP AW | [18 empty] | THREE PHASE VERT | XX | AW |  | 1800 |  |  |  | 0 °C | 460 | 480 | Maint Look Functional Location | Ops Look Functional Location
5013778 | UNKNOWN | BRAD-MNB-HYPORM HYPO 4 /MOTOR | ILCP-CP-BRAD.-MNB.-HYPO | P301 | INSV | INST | HUSSAARM | H |  |  | CHEMICAL |  | 2.3 | 2.00 HP AW | [18 empty] | THREE PHASE VERT | HORIZONTAL | AW |  | 1800 |  |  |  | 0 °C |  | 480 | Maint Look Functional Location | Ops Look Functional Location
5013777 | UNKNOWN | BRAD-MNB-HYPORM HYPO 3 /MOTOR | ILCP-CP-BRAD.-MNB.-HYPO | P301 | INSV | INST | HUSSAARM | H |  |  | CHEMICAL |  | 2.3 | 2.00 HP AW | [18 empty] | THREE PHASE VERT | HORIZONTAL | AW |  | 1800 |  |  |  | 0 °C |  | 480 | Maint Look Functional Location | Ops Look Functional Location
5013776 | UNKNOWN | BRAD-MNB-HYPORM HYPO 2 /MOTOR | ILCP-CP-BRAD.-MNB.-HYPO | P301 | INSV | INST | HUSSAARM | H |  |  | CHEMICAL |  | 2.3 | 2.00 HP AW | [18 empty] | THREE PHASE VERT | HORIZONTAL | AW |  | 1800 |  |  |  | 0 °C |  | 480 | Maint Look Functional Location | Ops Look Functional Location
5013775 | UNKNOWN | BRAD-MNB-HYPORM HYPO 1 /MOTOR | ILCP-CP-BRAD.-MNB.-HYPO | P301 | INSV | INST | HUSSAARM | H |  |  | CHEMICAL |  | 2.3 | 2.00 HP AW | [18 empty] | THREE PHASE HORIZ | HORIZONTAL | AW |  | 1800 |  |  |  | 0 °C |  | 480 | Maint Look Functional Location | Ops Look Functional Location
5013774 | UNKNOWN | BRAD-MNB-PIPEGAL SAMPLETAP /MOTOR | ILCP-CP-BRAD.-MNB.-PIPE | P301 | INSV | INST | HUSSAARM | H |  |  | IN PLANT BOOSTER |  | 2.7 | 0.15 HP AW | [18 empty] | THREE PHASE HORIZ | HORIZONTAL | AW |  | 3600 |  |  |  | 0 °C | 120 | 120 | Maint Look Functional Location | Ops Look Functional Location
5013773 | UNKNOWN | BRAD-MNB-HYPORM TRANSFER 2 /MOTOR | ILCP-CP-BRAD.-MNB.-HYPO | P301 | INSV | INST | HUSSAARM | M |  |  | CHEMICAL |  | 2.7 | 2.00 HP AW | [18 empty] | THREE PHASE HORIZ | HORIZONTAL | AW |  | 3600 |  |  |  | 0 °C | 460 | 480 | Maint Look Functional Location | Ops Look Functional Location
5013772 | UNKNOWN | BRAD-MNB-HYPORM TRANSFER 1 /MOTOR | ILCP-CP-BRAD.-MNB.-HYPO | P301 | INSV | INST | HUSSAARM | M |  |  | CHEMICAL |  | 2.7 | 2.00 HP AW | [18 empty] | THREE PHASE HORIZ | HORIZONTAL | AW |  | 3600 |  |  |  | 0 °C | 460 | 480 | Maint Look Functional Location | Ops Look Functional Location
5013771 | UNKNOWN | BRAD-MNB-FL2ROOM TRANSFER 2 /MOTOR | ILCP-CP-BRAD.-MNB.-FL2R | P301 | INSV | INST | HUSSAARM | H |  |  | CHEMICAL |  | 4.2 | 2.00 HP AW | [18 empty] | THREE PHASE HORIZ | HORIZONTAL | AW |  | 3600 |  |  |  | 0 °C | 460 | 480 | Maint Look Functional Location | Ops Look Functional Location
5013770 | UNKNOWN | BRAD-MNB-FL2ROOM TRANSFER 1 /MOTOR | ILCP-CP-BRAD.-MNB.-FL2R | P301 | INSV | INST | HUSSAARM | H |  |  | CHEMICAL |  | 4.2 | 2.00 HP AW | [18 empty] | THREE PHASE HORIZ | HORIZONTAL | AW |  | 3600 |  |  |  | 0 °C | 460 | 480 | Maint Look Functional Location | Ops Look Functional Location
5013769 | UNKNOWN | BRAD-MNB-FL2ROOM FLOURIDE 2 /MOTOR | ILCP-CP-BRAD.-MNB.-FL2R | P301 | INSV | INST | HUSSAARM | H |  |  | CHEMICAL |  | 0.8 | 0.50 HP AW | [18 empty] | THREE PHASE VERT | XX | AW |  | 1800 |  |  |  | 0 °C |  | 480 | Maint Look Functional Location | Ops Look Functional Location
5013768 | UNKNOWN | BRAD-MNB-FL2ROOM FLOURIDE 1 /MOTOR | ILCP-CP-BRAD.-MNB.-FL2R | P301 | INSV | INST | HUSSAARM | H |  |  | CHEMICAL |  | 0.8 | 0.50 HP AW | [18 empty] | THREE PHASE VERT | XX | AW |  | 1800 |  |  |  | 0 °C |  | 480 | Maint Look Functional Location | Ops Look Functional Location
5013767 | UNKNOWN | BRAD-MNB-PHOSFTRM TRANSFER 2 /MOTOR | ILCP-CP-BRAD.-MNB.-PHOS | P301 | INSV | INST | HUSSAARM | L |  |  | CHEMICAL |  | 4.2 | 2.00 HP AW | [18 empty] | THREE PHASE HORIZ | HORIZONTAL | AW |  | 3600 |  |  |  | 0 °C | 460 | 480 | Maint Look Functional Location | Ops Look Functional Location
5013766 | UNKNOWN | BRAD-MNB-PHOSFTRM TRANSFER 1 /MOTOR | ILCP-CP-BRAD.-MNB.-PHOS | P301 | INSV | INST | HUSSAARM | L |  |  | CHEMICAL |  | 4.2 | 2.00 HP AW | [18 empty] | THREE PHASE HORIZ | HORIZONTAL | AW |  | 3600 |  |  |  | 0 °C | 460 | 480 | Maint Look Functional Location | Ops Look Functional Location
5013723 | SIEMENS | MATS-CEM-NRTHCEMRM W8TRANSFER /MOTOR | ILCP-CP-MATS.-CEM.-NRTH | P301 | INSV | INST | HUSSAARM | H |  |  | CHEMICAL |  | 6.5 | 5.00 HP AW | [11 empty] | 184T | [6 empty] | THREE PHASE VERT | HORIZONTAL | AW |  | 1800 |  |  |  | 0 °C |  | 480 | Maint Look Functional Location | Ops Look Functional Location
5013680 | US MOTORS | MKTST-BTR PUMP 1 /MOTOR | ILCP-CP-MKTST-BTR. | P301 | INSV | INST | HUSSAARM | H |  |  | DISTRIBUTION SYSTEM BOOSTER |  | 11.6 | 7.50 HP AW | [11 empty] | 254JM |  |  |  |  | B |  | THREE PHASE HORIZ | HORIZONTAL | AW |  | 1200 |  |  |  | 0 °C | 460 | 480 | Maint Look Functional Location | Ops Look Functional Location
5013679 | BALDOR | STDP-BTR PUMP 4 /MOTOR | ILCP-CP-STDP.-BTR. | P301 | INSV | INST | HUSSAARM | H | 9808 | JMM2539T | DISTRIBUTION SYSTEM BOOSTER |  | 49 | 40.00 HP AW | [7 empty] | F |  |  |  | 324JM |  |  |  |  | B | 1.15 | THREE PHASE HORIZ | HORIZONTAL | AW |  | 1800 |  |  |  | 40 °C | 460 | 480 | Maint Look Functional Location | Ops Look Functional Location
5013678 | BALDOR | STDP-BTR PUMP 3 /MOTOR | ILCP-CP-STDP.-BTR. | P301 | INSV | INST | HUSSAARM | H |  | JMM2515T | DISTRIBUTION SYSTEM BOOSTER |  | 24 | 20.00 HP AW | [7 empty] | H |  |  |  | 256JM |  |  |  |  | B |  | THREE PHASE HORIZ | HORIZONTAL | AW |  | 1800 |  |  |  | 0 °C | 460 | 480 | Maint Look Functional Location | Ops Look Functional Location
5013677 | BALDOR | STDP-BTR PUMP 2 /MOTOR | ILCP-CP-STDP.-BTR. | P301 | INSV | INST | HUSSAARM | H |  | JMM2515T | DISTRIBUTION SYSTEM BOOSTER |  | 24 | 20.00 HP AW | [7 empty] | H |  |  |  | 256JM |  |  |  |  | B |  | THREE PHASE HORIZ | HORIZONTAL | AW |  | 1800 |  |  |  | 0 °C | 460 | 480 | Maint Look Functional Location | Ops Look Functional Location
5013676 | LEESON | STDP-BTR PUMP 1 /MOTOR | ILCP-CP-STDP.-BTR. | P301 | INSV | INST | HUSSAARM | H | 70004 | 151362.6 | DISTRIBUTION SYSTEM BOOSTER |  | 24 | 20.00 HP AW | [7 empty] | H |  |  |  | 256JM |  |  |  |  | B |  | THREE PHASE HORIZ | HORIZONTAL | AW |  | 1800 |  |  |  | 0 °C | 460 | 480 | Maint Look Functional Location | Ops Look Functional Location
5013675 | BALDOR | URBNA-BTR PUMP 3 /MOTOR | ILCP-UR-URBNA-BTR. | P301 | INSV | INST | HUSSAARM | H | 09808DP | JMM2539T | DISTRIBUTION SYSTEM BOOSTER |  | 49 | 40.00 HP AW | B | [6 empty] | F |  |  |  | 324JM |  |  |  |  | B | 1.15 | THREE PHASE HORIZ | HORIZONTAL | AW |  | 1800 |  |  |  | 0 °C | 460 | 480 | Maint Look Functional Location | Ops Look Functional Location
5013674 | LEESON | URBNA-BTR PUMP 2 /MOTOR | ILCP-UR-URBNA-BTR. | P301 | INSV | INST | HUSSAARM | H |  |  | DISTRIBUTION SYSTEM BOOSTER |  | 53 | 40.00 HP AW | [7 empty] | F |  |  |  | 324 |  |  |  |  | B | 1.15 | THREE PHASE HORIZ | HORIZONTAL | AW |  | 1800 |  |  |  | 40 °C | 460 | 480 | Maint Look Functional Location | Ops Look Functional Location
5013673 | LEESON | URBNA-BTR PUMP 1 /MOTOR | ILCP-UR-URBNA-BTR. | P301 | INSV | INST | HUSSAARM | H |  |  | DISTRIBUTION SYSTEM BOOSTER |  | 53 | 40.00 HP AW | [7 empty] | F |  |  |  | 324 |  |  |  |  | B | 1.15 | THREE PHASE HORIZ | HORIZONTAL | AW |  | 1800 |  |  |  | 40 °C | 460 | 480 | Maint Look Functional Location | Ops Look Functional Location
5013672 | BALDOR | STJO-BTR PUMP 3 /MOTOR | ILCP-SJ-STJO.-BTR. | P301 | INSV | INST | HUSSAARM | H |  |  | DISTRIBUTION SYSTEM BOOSTER |  | 12 | 7.50 HP AW | [11 empty] | 213JM | N | N |  |  |  | 1.15 | THREE PHASE VERT | HORIZONTAL | AW |  | 1800 |  |  |  | 40 °C | 460 | 480 | Maint Look Functional Location | Ops Look Functional Location
5013671 | BALDOR | STJO-BTR PUMP 2 /MOTOR | ILCP-SJ-STJO.-BTR. | P301 | INSV | INST | HUSSAARM | H |  |  | DISTRIBUTION SYSTEM BOOSTER |  | 12 | 7.50 HP AW | [11 empty] | 213JM | [5 empty] | 1.15 | THREE PHASE VERT | HORIZONTAL | AW |  | 1800 |  |  |  | 40 °C | 460 | 480 | Maint Look Functional Location | Ops Look Functional Location
5013670 | BALDOR | STJO-BTR STJOEPUMP 1 /MOTOR | ILCP-SJ-STJO.-BTR. | P301 | INSV | INST | HUSSAARM | H |  |  | DISTRIBUTION SYSTEM BOOSTER |  | 12 | 7.50 HP AW | [11 empty] | 213JM | [5 empty] | 1.15 | THREE PHASE VERT | HORIZONTAL | AW |  | 1800 |  |  |  | 40 °C | 460 | 480 | Maint Look Functional Location | Ops Look Functional Location
5013669 | WEG | NEIL-BTR PUMP 3 /MOTOR | ILCP-CP-NEIL.-BTR. | P301 | INSV | INST | HUSSAARM | H |  | 75180T3E365JP | DISTRIBUTION SYSTEM BOOSTER |  | 85.5 | 75.00 HP AW | [11 empty] | 364/5JP | [6 empty] | THREE PHASE HORIZ | HORIZONTAL | AW |  | 1800 |  |  |  | 0 °C |  | 480 | Maint Look Functional Location | Ops Look Functional Location
5013668 | WEG | NEIL-BTR PUMP 2 /MOTOR | ILCP-CP-NEIL.-BTR. | P301 | INSV | INST | HUSSAARM | H |  | 75180T3E365JP | DISTRIBUTION SYSTEM BOOSTER |  | 85.5 | 75.00 HP AW | [11 empty] | 364/5JP | [6 empty] | THREE PHASE HORIZ | HORIZONTAL | AW |  | 1800 |  |  |  | 0 °C |  | 480 | Maint Look Functional Location | Ops Look Functional Location
5013667 | WEG | NEIL-BTR PUMP 1 /MOTOR | ILCP-CP-NEIL.-BTR. | P301 | INSV | INST | HUSSAARM | H |  | 75180T3E365JP | DISTRIBUTION SYSTEM BOOSTER |  | 85.5 | 75.00 HP AW | [11 empty] | 364/5JP | [6 empty] | THREE PHASE HORIZ | HORIZONTAL | AW |  | 1800 |  |  |  | 0 °C |  | 480 | Maint Look Functional Location | Ops Look Functional Location
5013666 | US MOTORS | WL73 WELL73 /MOTOR | ILCP-CP-WL73. | P301 | INSV | INST | HUSSAARM | H |  | H0125V25LG-C | RAW WATER (GROUND) |  | 142 | 125.00 HP AW | [11 empty] | 405TP | [5 empty] | 1.15 | THREE PHASE VERT | HORIZONTAL | AW |  | XX |  |  |  | 40 °C | 460 | 480 | Maint Look Functional Location | Ops Look Functional Location
5013665 | US MOTORS | WL72 WELL72 /MOTOR | ILCP-CP-WL72. | P301 | INSV | INST | HUSSAARM | H |  | H0125V25LG-C | RAW WATER (GROUND) |  | 142 | 125.00 HP AW | [11 empty] | 405TP | [5 empty] | 1.15 | THREE PHASE VERT | HORIZONTAL | AW |  | XX |  |  |  | 40 °C | 460 | 480 | Maint Look Functional Location | Ops Look Functional Location
5013664 | US MOTORS | WL71 WELL71 /MOTOR | ILCP-CP-WL71. | P301 | INSV | INST | HUSSAARM | H |  | H0125V25LG-C | RAW WATER (GROUND) |  | 142 | 125.00 HP AW | [11 empty] | 405TP | [5 empty] | 1.15 | THREE PHASE VERT | HORIZONTAL | AW |  | 1800 |  |  |  | 40 °C | 460 | 480 | Maint Look Functional Location | Ops Look Functional Location
5013663 | US MOTORS | WL70 WELL70 /MOTOR | ILCP-CP-WL70. | P301 | INSV | INST | HUSSAARM | H |  | H0125V25LG-C | RAW WATER (GROUND) |  | 142 | 125.00 HP AW | [11 empty] | 405TP | [5 empty] | 1.15 | THREE PHASE VERT | HORIZONTAL | AW |  | 1800 |  |  |  | 40 °C | 460 | 480 | Maint Look Functional Location | Ops Look Functional Location
5013662 | US MOTORS | WL69 WELL69 /MOTOR | ILCP-CP-WL69. | P301 | INSV | INST | HUSSAARM | H |  | H0125V25LG-C | RAW WATER (GROUND) |  | 142 | 125.00 HP AW | [11 empty] | 405TP | [5 empty] | 1.15 | THREE PHASE VERT | HORIZONTAL | AW |  | 1800 |  |  |  | 40 °C | 460 | 480 | Maint Look Functional Location | Ops Look Functional Location
5013661 | US MOTORS | WL68 WELL68 /MOTOR | ILCP-CP-WL68. | P301 | INSV | INST | HUSSAARM | H |  | H0125V25LG-C | RAW WATER (GROUND) |  | 142 | 125.00 HP AW | [11 empty] | 405TP | [5 empty] | 1.15 | THREE PHASE VERT | HORIZONTAL | AW |  | 1800 |  |  |  | 40 °C | 460 | 480 | Maint Look Functional Location | Ops Look Functional Location
5013660 | US MOTORS | BRAD-W67 WELL67 /MOTOR | ILCP-CP-BRAD.-W67. | P301 | INSV | INST | HUSSAARM | H |  | H0125V25LG-C | RAW WATER (GROUND) |  | 142 | 125.00 HP AW | [11 empty] | 405TP | [5 empty] | 1.15 | THREE PHASE VERT | HORIZONTAL | AW |  | 1800 |  |  |  | 40 °C | 460 | 480 | Maint Look Functional Location | Ops Look Functional Location
5013659 | US ELECTRIC | WL66 WELL66 /MOTOR | ILCP-CP-WL66. | P301 | INSV | INST | HUSSAARM | H |  |  | RAW WATER (GROUND) |  | 230 | 200.00 HP AW | [11 empty] | H445TPA | [5 empty] | 1.15 | THREE PHASE VERT | HORIZONTAL | AW |  | 1800 |  |  |  | 40 °C | 460 | 480 | Maint Look Functional Location | Ops Look Functional Location
5013658 | US ELECTRIC | WL65 WELL65 /MOTOR | ILCP-CP-WL65. | P301 | INSV | INST | HUSSAARM | H |  |  | RAW WATER (GROUND) |  | 226 | 200.00 HP AW | [7 empty] | G |  |  |  | 5006PH |  | N |  |  | B |  | THREE PHASE VERT | HORIZONTAL | AW |  | 1800 |  |  |  | 40 °C | 460 | 480 | Maint Look Functional Location | Ops Look Functional Location
5013657 | US MOTORS | WL64 WELL64 /MOTOR | ILCP-CP-WL64. | P301 | INSV | INST | HUSSAARM | H |  | G85478 | RAW WATER (GROUND) |  | 132 | 125.00 HP AW | [7 empty] | G |  |  |  | 405TP |  |  |  |  | B |  | THREE PHASE VERT | HORIZONTAL | AW |  | 1800 |  |  |  | 40 °C | 460 | 480 | Maint Look Functional Location | Ops Look Functional Location
5013656 | US MOTORS | WL63 WELL63 /MOTOR | ILCP-CP-WL63. | P301 | INSV | INST | HUSSAARM | H |  |  | RAW WATER (GROUND) |  | 230 | 200.00 HP AW | [7 empty] | F |  |  |  | 445TP |  |  |  |  | B | 1.15 | THREE PHASE VERT | HORIZONTAL | AW |  | 1800 |  |  |  | 40 °C | 460 | 480 | Maint Look Functional Location | Ops Look Functional Location
5013655 | US ELECTRIC | WL62 WELL62 /MOTOR | ILCP-CP-WL62. | P301 | INSV | INST | HUSSAARM | H |  |  | RAW WATER (GROUND) |  | 283 | 250.00 HP AW | [7 empty] | G |  |  |  | 445TPA |  | N |  |  | B | 1.15 | THREE PHASE VERT | HORIZONTAL | AW |  | 1800 |  |  |  | 40 °C | 460 | 480 | Maint Look Functional Location | Ops Look Functional Location
5013654 | US ELECTRIC | WL61 WELL61 /MOTOR | ILCP-CP-WL61. | P301 | INSV | INST | HUSSAARM | H |  |  | RAW WATER (GROUND) |  | 234 | 200.00 HP AW | [7 empty] | G |  |  |  | 445TPH |  | N |  |  | B | 1.15 | THREE PHASE VERT | HORIZONTAL | AW |  | 1800 |  |  |  | 40 °C | 460 | 480 | Maint Look Functional Location | Ops Look Functional Location
5013653 | US ELECTRIC | WL60 WELL60 /MOTOR | ILCP-CP-WL60. | P301 | INSV | INST | HUSSAARM | H |  |  | RAW WATER (GROUND) |  | 234 | 200.00 HP AW | [7 empty] | G |  |  |  | 445TPH |  | N |  |  | B |  | THREE PHASE VERT | HORIZONTAL | AW |  | 1800 |  |  |  | 40 °C | 460 | 480 | Maint Look Functional Location | Ops Look Functional Location
5013652 | EMERSON | WL59 WELL59 /MOTOR | ILCP-CP-WL59. | P301 | INSV | INST | HUSSAARM | H |  | BF80A | RAW WATER (GROUND) |  | 228 | 200.00 HP AW | [7 empty] | G |  | OTHER |  | H445TPA |  | Y |  |  | B | 1.15 | THREE PHASE VERT | HORIZONTAL | AW |  | 1800 |  |  |  | 40 °C | 460 | 480 | Maint Look Functional Location | Ops Look Functional Location
5013651 | US ELECTRIC | WL58 WELL58 /MOTOR | ILCP-CP-WL58. | P301 | INSV | INST | HUSSAARM | H |  |  | RAW WATER (GROUND) |  | 283 | 250.00 HP AW | [7 empty] | G | [8 empty] | B |  | THREE PHASE VERT | HORIZONTAL | AW |  | 1800 |  |  |  | 40 °C | 460 | 480 | Maint Look Functional Location | Ops Look Functional Location
5013650 | US MOTORS | WL57 WELL57 /MOTOR | ILCP-CP-WL57. | P301 | INSV | INST | HUSSAARM | H |  |  | RAW WATER (GROUND) |  | 219.8 | 200.00 HP AW | [7 empty] | F |  |  |  | 1504PH |  |  |  |  | B | 1.15 | THREE PHASE VERT | HORIZONTAL | AW |  | 1800 |  |  |  | 40 °C | 460 | 480 | Maint Look Functional Location | Ops Look Functional Location
5013649 | US MOTORS | WL56 WELL56 /MOTOR | ILCP-CP-WL56. | P301 | INSV | INST | HUSSAARM | H |  |  | RAW WATER (GROUND) |  | 151 | 125.00 HP AW | [7 empty] | G |  |  |  | 445UP |  |  |  |  | B |  | THREE PHASE VERT | HORIZONTAL | AW |  | 1800 |  |  |  | 40 °C | 460 | 480 | Maint Look Functional Location | Ops Look Functional Location
5013648 | US MOTORS | WL55 WELL55 /MOTOR | ILCP-CP-WL55. | P301 | INSV | INST | HUSSAARM | H |  | 9983A | RAW WATER (GROUND) |  | 120.5 | 100.00 HP AW | B | [6 empty] | F |  | OTHER |  | 404TP |  |  |  |  | B | 1.15 | THREE PHASE VERT | HORIZONTAL | AW |  | 1800 |  |  |  | 0 °C | 460 | 480 | Maint Look Functional Location | Ops Look Functional Location
5013647 | GE | WL54 WELL54 /MOTOR | ILCP-CP-WL54. | P301 | INSV | INST | HUSSAARM | H |  | 5K6552XA17A | RAW WATER (GROUND) |  | 295 | 250.00 HP AW | [7 empty] | F |  |  |  | 6552 | [6 empty] | THREE PHASE VERT | HORIZONTAL | AW |  | 1800 |  |  |  | 0 °C | 460 | 480 | Maint Look Functional Location | Ops Look Functional Location
5013646 | US MOTORS | WL53 WELL53 /MOTOR | ILCP-CP-WL53. | P301 | INSV | INST | HUSSAARM | H |  |  | RAW WATER (GROUND) |  | 151 | 125.00 HP AW | [7 empty] | G |  |  |  | 445UP |  |  |  |  | B |  | THREE PHASE VERT | HORIZONTAL | AW |  | 1800 |  |  |  | 40 °C | 460 | 480 | Maint Look Functional Location | Ops Look Functional Location
5013645 | US MOTORS | NTWL-W47 WELL47 /MOTOR | ILCP-UR-NTWL.-W47. | P301 | INSV | INST | HUSSAARM | H |  | BF39B | RAW WATER (GROUND) |  | 36 | 30.00 HP AW | [7 empty] | G |  | OTHER |  | 286TPA |  | Y |  |  | B |  | THREE PHASE VERT | HORIZONTAL | AW |  | 1800 |  |  |  | 40 °C | 460 | 480 | Maint Look Functional Location | Ops Look Functional Location
5013644 | US MOTORS | NTWL-W46 WELL46 /MOTOR | ILCP-UR-NTWL.-W46. | P301 | INSV | INST | HUSSAARM | H |  | BF38 | RAW WATER (GROUND) |  | 32 | 25.00 HP AW |  | N | [5 empty] | G |  | OTHER |  | 284TPH |  | N |  |  | B |  | THREE PHASE VERT | HORIZONTAL | AW |  | 1800 |  |  |  | 40 °C | 460 | 480 | Maint Look Functional Location | Ops Look Functional Location
5013643 | US ELECTRIC | NTWL-W45 WELL45 /MOTOR | ILCP-UR-NTWL.-W45. | P301 | INSV | INST | HUSSAARM | H |  |  | RAW WATER (GROUND) |  | 32 | 25.00 HP AW | [7 empty] | F |  |  |  | A324UP |  |  |  |  | B |  | THREE PHASE VERT | HORIZONTAL | AW |  | 1800 |  |  |  | 40 °C | 460 | 480 | Maint Look Functional Location | Ops Look Functional Location
5013642 | US ELECTRIC | NTWL-W42 WELL42 /MOTOR | ILCP-UR-NTWL.-W42. | P301 | INSV | INST | HUSSAARM | H |  |  | RAW WATER (GROUND) |  | 64 | 50.00 HP AW | B | [6 empty] | G |  | OTHER |  | 326TP |  |  |  |  | B |  | THREE PHASE VERT | HORIZONTAL | AW |  | 1800 |  |  |  | 40 °C | 460 | 480 | Maint Look Functional Location | Ops Look Functional Location
5013641 | US ELECTRIC | NTWL-W41 WELL41 /MOTOR | ILCP-UR-NTWL.-W41. | P301 | INSV | INST | HUSSAARM | H |  |  | RAW WATER (GROUND) |  | 64 | 50.00 HP AW | B | [6 empty] | G |  | OTHER |  | 326TP |  |  |  |  | B |  | THREE PHASE VERT | HORIZONTAL | AW |  | 1800 |  |  |  | 40 °C | 460 | 480 | Maint Look Functional Location | Ops Look Functional Location
5013640 | US MOTORS | NTWL-W40 WELL40 /MOTOR | ILCP-UR-NTWL.-W40. | P301 | INSV | INST | HUSSAARM | H |  |  | RAW WATER (GROUND) |  | 23.9 | 20.00 HP AW | [7 empty] | F |  |  |  | A286UP |  |  |  |  | B |  | THREE PHASE VERT | HORIZONTAL | AW |  | 1800 | CW (FROM MOTOR FAN END) |  |  | 40 °C | 460 | 480 | Maint Look Functional Location | Ops Look Functional Location
5013639 | US ELECTRIC | NTWL-W35 WELL35 /MOTOR | ILCP-UR-NTWL.-W35. | P301 | INSV | INST | HUSSAARM | H |  |  | RAW WATER (GROUND) |  | 49 | 40.00 HP AW | [7 empty] | F |  | OTHER |  | 324TPH |  |  |  |  | B | 1.15 | THREE PHASE VERT | HORIZONTAL | AW |  | 1800 |  |  |  | 40 °C | 460 | 480 | Maint Look Functional Location | Ops Look Functional Location
5013722 | SIEMENS | MATS-CEM-NRTHCEMRM E8TRANSFER /MOTOR | ILCP-CP-MATS.-CEM.-NRTH | P301 | INSV | INST | HUSSAARM | H |  |  | CHEMICAL |  | 6.5 | 5.00 HP AW | [11 empty] | 184T | [6 empty] | THREE PHASE VERT | HORIZONTAL | AW |  | 1800 |  |  |  | 0 °C |  | 480 | Maint Look Functional Location | Ops Look Functional Location
5013721 | MARATHON | MATS-CEM-NRTHCEMRM W8SLURRY /MOTOR | ILCP-CP-MATS.-CEM.-NRTH | P301 | INSV | INST | HUSSAARM | H |  |  | CHEMICAL |  | 6.5 | 5.00 HP AW | [11 empty] | 184T | [6 empty] | THREE PHASE HORIZ | HORIZONTAL | AW |  | 1800 |  |  |  | 0 °C |  | 480 | Maint Look Functional Location | Ops Look Functional Location
5013720 | MARATHON | MATS-CEM-NRTHCEMRM E8SLURRY /MOTOR | ILCP-CP-MATS.-CEM.-NRTH | P301 | INSV | INST | HUSSAARM | H |  |  | CHEMICAL |  | 6.5 | 5.00 HP AW | [11 empty] | 184T | [6 empty] | THREE PHASE HORIZ | HORIZONTAL | AW |  | 1800 |  |  |  | 0 °C |  | 480 | Maint Look Functional Location | Ops Look Functional Location
5013719 | GE | MATS-CEM-NRTHCEMRM W8FLOURIDE /MOTOR | ILCP-CP-MATS.-CEM.-NRTH | P301 | INSV | INST | HUSSAARM | H |  |  | CHEMICAL |  | 0.7 | 0.25 HP AW | [11 empty] | 48 | [6 empty] | THREE PHASE VERT | HORIZONTAL | AW |  | 1800 |  |  |  | 0 °C |  | 480 | Maint Look Functional Location | Ops Look Functional Location
5013718 | GE | MATS-CEM-NRTHCEMRM E8FLOURIDE /MOTOR | ILCP-CP-MATS.-CEM.-NRTH | P301 | INSV | INST | HUSSAARM | H |  |  | CHEMICAL |  | 0.7 | 0.25 HP AW | [11 empty] | 48 | [6 empty] | THREE PHASE VERT | HORIZONTAL | AW |  | 1800 |  |  |  | 0 °C |  | 480 | Maint Look Functional Location | Ops Look Functional Location
5013717 | GE | MATS-CEM-NRTHCEMRM W8SILICA /MOTOR | ILCP-CP-MATS.-CEM.-NRTH | P301 | INSV | INST | HUSSAARM | M |  |  | CHEMICAL |  | 0.7 | 0.25 HP AW | [11 empty] | 48 | [6 empty] | THREE PHASE VERT | HORIZONTAL | AW |  | 1800 |  |  |  | 0 °C |  | 480 | Maint Look Functional Location | Ops Look Functional Location
5013716 | GE | MATS-CEM-NRTHCEMRM E8SILICA /MOTOR | ILCP-CP-MATS.-CEM.-NRTH | P301 | INSV | INST | HUSSAARM | M |  |  | CHEMICAL |  | 0.7 | 0.25 HP AW | [11 empty] | 48 | [6 empty] | THREE PHASE VERT | HORIZONTAL | AW |  | 1800 |  |  |  | 0 °C |  | 480 | Maint Look Functional Location | Ops Look Functional Location
5013715 | MARATHON | LINC-PDB WSLURRYPMP /MOTOR | ILCP-UR-LINC.-PDB. | P301 | REMV | INAC INST | HUSSAARM | M |  | V184TTFB4026A | CHEMICAL |  | 6.5 | 5.00 HP AW | [18 empty] | THREE PHASE HORIZ | HORIZONTAL | AW |  | 1800 |  |  |  | 0 °C |  | 480 | Maint Look Functional Location | Ops Look Functional Location
5013714 | MARATHON | LINC-PDB ESLURRYPMP /MOTOR | ILCP-UR-LINC.-PDB. | P301 | REMV | INAC INST | HUSSAARM | M |  |  | CHEMICAL |  | 6.5 | 5.00 HP AW | [18 empty] | THREE PHASE HORIZ | HORIZONTAL | AW |  | 1800 |  |  |  | 0 °C |  | 480 | Maint Look Functional Location | Ops Look Functional Location
5013713 | UNKNOWN | MATS-CEM-STHCEMRM BOOSTER /MOTOR | ILCP-CP-MATS.-CEM.-STHC | P301 | INSV | INST | HUSSAARM | H |  |  | IN PLANT TRANSFER |  | 17 | 15.00 HP AW | [18 empty] | THREE PHASE HORIZ | VERTICAL | AW |  | 1800 |  |  |  | 0 °C | 460 | 480 | Maint Look Functional Location | Ops Look Functional Location
5013712 | US MOTORS | MATS-FBW HS 15 /MOTOR | ILCP-CP-MATS.-FBW. | P301 | INSV | INST | HUSSAARM | H |  | BF66 | PLANT TO DISTRIBUTION PUMP |  | 114 | 100.00 HP AW | [11 empty] | 404TP | [6 empty] | THREE PHASE VERT | VERTICAL | AW |  | 1800 |  |  |  | 0 °C | 460 | 480 | Maint Look Functional Location | Ops Look Functional Location
5013711 | US MOTORS | MATS-FBW HS 14 /MOTOR | ILCP-CP-MATS.-FBW. | P301 | INSV | INST | HUSSAARM | H |  | BF66 | PLANT TO DISTRIBUTION PUMP |  | 114 | 100.00 HP AW | [11 empty] | 404TP | [6 empty] | THREE PHASE VERT | VERTICAL | AW |  | 1800 |  |  |  | 0 °C | 460 | 480 | Maint Look Functional Location | Ops Look Functional Location
5013710 | US MOTORS | MATS-FBW HS 13 /MOTOR | ILCP-CP-MATS.-FBW. | P301 | INSV | INST | HUSSAARM | H |  | BF66 | PLANT TO DISTRIBUTION PUMP |  | 114 | 100.00 HP AW | [11 empty] | 404TP | [6 empty] | THREE PHASE VERT | VERTICAL | AW |  | 1800 |  |  |  | 0 °C | 460 | 480 | Maint Look Functional Location | Ops Look Functional Location
5013709 | US MOTORS | MATS-FBW HS 12 /MOTOR | ILCP-CP-MATS.-FBW. | P301 | INSV | INST | HUSSAARM | H |  | BF66 | PLANT TO DISTRIBUTION PUMP |  | 114 | 100.00 HP AW | [11 empty] | 404TP | [6 empty] | THREE PHASE VERT | VERTICAL | AW |  | 1800 |  |  |  | 0 °C | 460 | 480 | Maint Look Functional Location | Ops Look Functional Location
5013708 | US MOTORS | MATS-FBW HS 11 /MOTOR | ILCP-CP-MATS.-FBW. | P301 | INSV | INST | HUSSAARM | H |  | BF66 | PLANT TO DISTRIBUTION PUMP |  | 114 | 100.00 HP AW | [11 empty] | 404TP | [6 empty] | THREE PHASE VERT | VERTICAL | AW |  | 1800 |  |  |  | 0 °C | 460 | 480 | Maint Look Functional Location | Ops Look Functional Location
5013707 | US MOTORS | MATS-FBE HS 10 /MOTOR | ILCP-CP-MATS.-FBE. | P301 | INSV | INST | HUSSAARM | H |  |  | PLANT TO DISTRIBUTION PUMP |  | 234 | 200.00 HP AW | [9 empty] | TEFC |  | 445TPH |  |  |  |  | B |  | THREE PHASE VERT | VERTICAL | AW |  | 1800 |  |  |  | 0 °C | 460 | 480 | Maint Look Functional Location | Ops Look Functional Location
5013706 | US MOTORS | MATS-FBE HS 8 /MOTOR | ILCP-CP-MATS.-FBE. | P301 | INSV | INST | HUSSAARM | H |  |  | PLANT TO DISTRIBUTION PUMP |  | 180 | 150.00 HP AW | [11 empty] | 444TPH |  |  |  |  | B |  | THREE PHASE VERT | VERTICAL | AW |  | 1800 |  |  |  | 0 °C | 460 | 480 | Maint Look Functional Location | Ops Look Functional Location
5013705 | US MOTORS | MATS-FBE HS 7 /MOTOR | ILCP-CP-MATS.-FBE. | P301 | INSV | INST | HUSSAARM | H | H0100V28LG | BF66 | PLANT TO DISTRIBUTION PUMP |  | 114 | 100.00 HP AW | [9 empty] | OTHER |  | 404TP |  |  |  |  | B |  | THREE PHASE VERT | VERTICAL | AW |  | 1800 |  |  |  | 0 °C | 460 | 480 | Maint Look Functional Location | Ops Look Functional Location
5013704 | US MOTORS | MATS-FBE HS 6 /MOTOR | ILCP-CP-MATS.-FBE. | P301 | INSV | INST | HUSSAARM | H | H050S2BLG | BF54A | PLANT TO DISTRIBUTION PUMP |  | 61 | 50.00 HP AW | [9 empty] | OTHER |  | 326TP |  |  |  |  | B |  | THREE PHASE VERT | VERTICAL | AW |  | 1800 |  |  |  | 0 °C | 460 | 480 | Maint Look Functional Location | Ops Look Functional Location
5013703 | MARATHON | LINC-FB SURFWSH /MOTOR | ILCP-UR-LINC.-FB.. | P301 | REMV | INAC INST | HUSSAARM | H |  |  | IN PLANT TRANSFER |  | 50 | 40.00 HP AW | [7 empty] | F |  |  |  | 286TS |  |  |  |  | B |  | THREE PHASE HORIZ | HORIZONTAL | AW |  | 3600 |  |  |  | 0 °C | 460 | 480 | Maint Look Functional Location | Ops Look Functional Location
5013702 | BALDOR | LINC-PDB-CHEMROOM SILICA /MOTOR | ILCP-UR-LINC.-PDB.-CHEM | P301 | REMV | INAC INST | HUSSAARM | L |  |  | CHEMICAL |  | 2.5 | 0.25 HP AW | [18 empty] | SINGLE PHASE | HORIZONTAL | AW |  | 1800 |  |  |  | 0 °C |  | XX | Maint Look Functional Location | Ops Look Functional Location
5013701 | BALDOR | LINC-PDB-CHEMROOM FERRIC /MOTOR | ILCP-UR-LINC.-PDB.-CHEM | P301 | REMV | INAC INST | HUSSAARM | H |  |  | CHEMICAL |  | 2.5 | 0.25 HP AW | [18 empty] | SINGLE PHASE | HORIZONTAL | AW |  | 1800 |  |  |  | 0 °C |  | XX | Maint Look Functional Location | Ops Look Functional Location
5013700 | BALDOR | LINC-PDB-CHEMROOM FLOURIDE /MOTOR | ILCP-UR-LINC.-PDB.-CHEM | P301 | REMV | INAC INST | HUSSAARM | H |  |  | CHEMICAL |  | 2.5 | 0.25 HP AW | [18 empty] | SINGLE PHASE | HORIZONTAL | AW |  | 1800 |  |  |  | 0 °C |  | XX | Maint Look Functional Location | Ops Look Functional Location
5013699 | FLYGT | LINC-ECB SLUGPUMP2 /MOTOR | ILCP-UR-LINC.-ECB. | P301 | REMV | INAC INST | HUSSAARM | H | 3127.181-0620855 | 3127.181-0651 | SLUDGE |  | 15 | 10.00 HP AW | [18 empty] | SUBMERSIBLE MOT | HORIZONTAL | AW |  | 1800 |  |  |  |  | 460 | 480 | Maint Look Functional Location | Ops Look Functional Location
5013698 | FLYGT | LINC-ECB SLUGPUMP1 /MOTOR | ILCP-UR-LINC.-ECB. | P301 | REMV | INAC INST | HUSSAARM | H | 3127.181-0620855 | 3127.181-0651 | SLUDGE |  | 15 | 10.00 HP AW | [18 empty] | SUBMERSIBLE MOT | HORIZONTAL | AW |  | 1800 |  |  |  |  | 460 | 480 | Maint Look Functional Location | Ops Look Functional Location
5013697 | MARATHON | LINC-BWB BWP 2 /MOTOR | ILCP-UR-LINC.-BWB. | P301 | REMV | INAC INST | HUSSAARM | H |  |  | IN PLANT TRANSFER |  | 52 | 40.00 HP AW |  |  | 314 | 312 |  |  |  | F |  | OTHER |  | 364TC |  |  |  |  | B |  | THREE PHASE HORIZ | HORIZONTAL | AW |  | 1200 |  |  |  | 40 °C | 460 | 480 | Maint Look Functional Location | Ops Look Functional Location
5013696 | MARATHON | LINC-BWB BWP 1 /MOTOR | ILCP-UR-LINC.-BWB. | P301 | REMV | INAC INST | HUSSAARM | H |  |  | IN PLANT TRANSFER |  | 52 | 40.00 HP AW |  |  | 314 | 312 |  |  |  | F |  | OTHER |  | 364TC |  |  |  |  | B |  | THREE PHASE HORIZ | HORIZONTAL | AW |  | 1200 |  |  |  | 40 °C | 460 | 480 | Maint Look Functional Location | Ops Look Functional Location
5013695 | US MOTORS | LINC-PDB-HSROOM HS 6 /MOTOR | ILCP-UR-LINC.-PDB.-HSRO | P301 | REMV | INAC INST | HUSSAARM | H |  |  | PLANT TO DISTRIBUTION PUMP |  | 86 | 60.00 HP AW | [11 empty] | 364T | [6 empty] | THREE PHASE HORIZ | HORIZONTAL | AW |  | 1800 |  |  |  | 0 °C | 460 | 480 | Maint Look Functional Location | Ops Look Functional Location
5013694 | US MOTORS | LINC-PDB-HSROOM HS 5 /MOTOR | ILCP-UR-LINC.-PDB.-HSRO | P301 | REMV | INAC INST | HUSSAARM | H |  |  | PLANT TO DISTRIBUTION PUMP |  | 120 | 100.00 HP AW | [18 empty] | THREE PHASE HORIZ | HORIZONTAL | AW |  | 1800 |  |  |  | 0 °C | 460 | 480 | Maint Look Functional Location | Ops Look Functional Location
5013693 | GE | LINC-PDB-HSROOM HS 4 /MOTOR | ILCP-UR-LINC.-PDB.-HSRO | P301 | REMV | INAC INST | HUSSAARM | H | NSCO34030 | 5KS447SS208D11 | PLANT TO DISTRIBUTION PUMP |  | 227 | 200.00 HP AW | [11 empty] | 447T |  |  |  |  | B |  | THREE PHASE HORIZ | HORIZONTAL | AW |  | 1800 |  |  |  | 0 °C | 460 | 480 | Maint Look Functional Location | Ops Look Functional Location
5013692 | SIEMENS | LINC-PDB-HSROOM HS 3 /MOTOR | ILCP-UR-LINC.-PDB.-HSRO | P301 | REMV | INAC INST | HUSSAARM | H | D07T1433NP4 | RGZEESD | PLANT TO DISTRIBUTION PUMP |  | 227 | 200.00 HP AW | [11 empty] | B447T |  |  |  |  | B |  | THREE PHASE HORIZ | HORIZONTAL | AW |  | 1800 |  |  |  | 0 °C | 460 | 480 | Maint Look Functional Location | Ops Look Functional Location
5013691 | GE | LINC-PDB-HSROOM HS 2 /MOTOR | ILCP-UR-LINC.-PDB.-HSRO | P301 | REMV | INAC INST | HUSSAARM | H | UF6812771 | 5K6326EMH | PLANT TO DISTRIBUTION PUMP |  | 290 | 250.00 HP AW | [18 empty] | THREE PHASE HORIZ | HORIZONTAL | AW |  | 1800 |  |  |  | 0 °C | 460 | 480 | Maint Look Functional Location | Ops Look Functional Location
5013690 | GE | LINC-PDB-HSROOM HS 1 /MOTOR | ILCP-UR-LINC.-PDB.-HSRO | P301 | REMV | INAC INST | HUSSAARM | H | UF6812772 | 5K6326EMH | PLANT TO DISTRIBUTION PUMP |  | 290 | 250.00 HP AW | [11 empty] | 6326S | [6 empty] | THREE PHASE HORIZ | HORIZONTAL | AW |  | 1800 |  |  |  | 0 °C | 460 | 480 | Maint Look Functional Location | Ops Look Functional Location
5013689 | WEG | PHLO PUMP 1 /MOTOR | ILCP-UR-PHLO. | P301 | INSV | INST | HUSSAARM | M |  | 736OS3E184JM | DISTRIBUTION SYSTEM BOOSTER |  | 9.05 | 7.50 HP AW | [7 empty] | H |  |  |  | 184JM |  |  |  |  | B |  | THREE PHASE VERT | HORIZONTAL | AW |  | 3600 |  |  |  | 40 °C | 460 | 480 | Maint Look Functional Location | Ops Look Functional Location
5013688 | UNKNOWN | R150 PUMP 2 /MOTOR | ILCP-CP-R150. | P301 | INSV | INST | HUSSAARM | H |  |  | DISTRIBUTION SYSTEM BOOSTER |  | 9.5 | 7.50 HP AW | [18 empty] | THREE PHASE VERT | VERTICAL | AW |  | 3600 |  |  |  | 0 °C | 460 | 480 | Maint Look Functional Location | Ops Look Functional Location
5013687 | UNKNOWN | R150 PUMP 1 /MOTOR | ILCP-CP-R150. | P301 | INSV | INST | HUSSAARM | H |  |  | DISTRIBUTION SYSTEM BOOSTER |  | 9.5 | 7.50 HP AW | [18 empty] | THREE PHASE VERT | VERTICAL | AW |  | 3600 |  |  |  | 0 °C | 460 | 480 | Maint Look Functional Location | Ops Look Functional Location
5013686 | BALDOR | AR-TU PUMP 3 /MOTOR | ILCP-AT-ARTUS | P301 | INSV | INST | HUSSAARM | H |  | A15049D-55 | DISTRIBUTION SYSTEM BOOSTER |  | 111 | 100.00 HP AW | [11 empty] | 365TCZ |  |  |  |  | B |  | THREE PHASE HORIZ | HORIZONTAL | AW |  | 1800 |  |  |  | 40 °C | 460 | 480 | Maint Look Functional Location | Ops Look Functional Location
5013685 | BALDOR | AR-TU PUMP 2 /MOTOR | ILCP-AT-ARTUS | P301 | INSV | INST | HUSSAARM | H |  | A15049D-55 | DISTRIBUTION SYSTEM BOOSTER |  | 111 | 100.00 HP AW | [11 empty] | 365TCZ |  |  |  |  | B |  | THREE PHASE HORIZ | HORIZONTAL | AW |  | 1800 |  |  |  | 40 °C | 460 | 480 | Maint Look Functional Location | Ops Look Functional Location
5013684 | BALDOR | AR-TU PUMP 1 /MOTOR | ILCP-AT-ARTUS | P301 | INSV | INST | HUSSAARM | H |  | A15049D-55 | DISTRIBUTION SYSTEM BOOSTER |  | 111 | 100.00 HP AW | [11 empty] | 365TCZ |  |  |  |  | B |  | THREE PHASE HORIZ | HORIZONTAL | AW |  | 1800 |  |  |  | 40 °C | 460 | 480 | Maint Look Functional Location | Ops Look Functional Location
5013683 | BALDOR | TLNO-BTR PUMP 2 /MOTOR | ILCP-TO-TLNO.-BTR. | P301 | INSV | INST | HUSSAARM | H | F1206144650 | EJMM3312T | DISTRIBUTION SYSTEM BOOSTER |  | 66 | 10.00 HP AW | [7 empty] | F |  |  |  | 213 JM |  |  |  |  | B | 1.15 | THREE PHASE HORIZ | HORIZONTAL | AW |  | 3500 |  |  |  | 0 °C | 460 | 480 | Maint Look Functional Location | Ops Look Functional Location
5013682 | BALDOR | TLNO-BTR PUMP 1 /MOTOR | ILCP-TO-TLNO.-BTR. | P301 | INSV | INST | HUSSAARM | H | F1205143975 | EJMM3312T | DISTRIBUTION SYSTEM BOOSTER |  | 11.4 | 10.00 HP AW | F | [6 empty] | F |  |  |  | 213 JM |  |  |  |  | B | 1.15 | THREE PHASE HORIZ | HORIZONTAL | AW |  | 3500 |  |  |  | 40 °C | 460 | 480 | Maint Look Functional Location | Ops Look Functional Location
5013681 | US MOTORS | MKTST-BTR PUMP 2 /MOTOR | ILCP-CP-MKTST-BTR. | P301 | INSV | INST | HUSSAARM | H |  |  | DISTRIBUTION SYSTEM BOOSTER |  | 11.6 | 7.50 HP AW | F | [10 empty] | 254JM |  |  |  |  | B | 1.15 | THREE PHASE HORIZ | HORIZONTAL | AW |  | 1200 |  |  |  | 40 °C | 460 | 480 | Maint Look Functional Location | Ops Look Functional Location

## CLASS-MOTSTR
Equipment | Manufacturer | Description | Functional Loc. | Planning plant | User status | System status | Created by | ABC indic. | ManufSerialNo. | Model number | Amp Rating | Fuse Size | HP Rating | Motor Starter Type | Owned By | Special Mtn Note | Special Mtn Note Det | Str-NEMA Size | Str-Overload Type | Str-Type | Volt Rating | NARUC Maintenance Ac | NARUC Operations Acc | Special Mtn Note | Special Mtn Note Det
5248202 | EATON/CUTLER HAMMER | PLNT2 MCC1 AIR WASH BLWR /MOTSTR | MOPV-Z1-PLNT2-PROC-ELEC-MCC1 | P355 | INSV | INST | BULLJE | M |  | FVNR STARTER F206 | 52.00 A | 1 | 40.00 HP AW | MOTSTR* | AW | [6 empty] | Maint Look Functional Location | Ops Look Functional Location
5248201 | EATON/CUTLER HAMMER | PLNT2 MCC1 AERATOR BLWR 5 /MOTSTR | MOPV-Z1-PLNT2-PROC-ELEC-MCC1 | P355 | INSV | INST | BULLJE | M |  | FVNR STARTER F206 | 3.00 A | 1 | 1.50 HP AW | MOTSTR* | AW | [6 empty] | Maint Look Functional Location | Ops Look Functional Location
5248200 | EATON/CUTLER HAMMER | PLNT2 MCC1 SLUDGE 1 /MOTSTR | MOPV-Z1-PLNT2-PROC-ELEC-MCC1 | P355 | INSV | INST | BULLJE | M |  | FVNR STARTER F206 | 34.00 A | 2 | 25.00 HP AW | MOTSTR* | AW | [6 empty] | Maint Look Functional Location | Ops Look Functional Location
5248102 | EATON/CUTLER HAMMER | PLNT2 MCC1 AER BLC-113 /MOTSTR | MOPV-Z1-PLNT2-PROC-ELEC-MCC1 | P355 | INSV | INST | BULLJE | M |  | FVNR STARTER F206 | 3.00 A | 1 | 1.50 HP AW | MOTSTR* | AW | [6 empty] | Maint Look Functional Location | Ops Look Functional Location
5248101 | EATON/CUTLER HAMMER | PLNT2 MCC1 AER BLC-111 /MOTSTR | MOPV-Z1-PLNT2-PROC-ELEC-MCC1 | P355 | INSV | INST | BULLJE | M |  | FVNR STARTER F206 | 3.00 A | 1 | 1.50 HP AW | MOTSTR* | AW | [6 empty] | Maint Look Functional Location | Ops Look Functional Location
5247827 | EATON/CUTLER HAMMER | PLNT2 MCC2 SLUDGE 2 /MOTSTR | MOPV-Z1-PLNT2-PROC-ELEC-MCC2 | P355 | INSV | INST | BULLJE | L |  | HMCP | 34.00 A | 2 | 25.00 HP AW | MOTSTR* | AW | [6 empty] | Maint Look Functional Location | Ops Look Functional Location
5247825 | EATON/CUTLER HAMMER | PLNT2 MCC2 AERATOR BLWR 4 /MOTSTR | MOPV-Z1-PLNT2-PROC-ELEC-MCC2 | P355 | INSV | INST | BULLJE | L |  | HMCPS | 3.00 A | 1 | 1.50 HP AW | MOTSTR* | AW | [6 empty] | Maint Look Functional Location | Ops Look Functional Location
5247824 | EATON/CUTLER HAMMER | PLNT2 MCC2 AER BLC-112 /MOTSTR | MOPV-Z1-PLNT2-PROC-ELEC-MCC2 | P355 | INSV | INST | BULLJE | L |  | HMCPS | 3.00 A | 1 | 1.50 HP AW | MOTSTR* | AW | [6 empty] | Maint Look Functional Location | Ops Look Functional Location
5247823 | EATON/CUTLER HAMMER | PLNT2 MCC2 FUT AIR WASH BLOWER /MOTSTR | MOPV-Z1-PLNT2-PROC-ELEC-MCC2 | P355 | INSV | INST | BULLJE | L |  | FVNR STARTER F206 | 52.00 A | 1 | 40.00 HP AW | MOTSTR* | AW | [6 empty] | Maint Look Functional Location | Ops Look Functional Location
5247821 | EATON/CUTLER HAMMER | PLNT2 MCC2 AERATOR BLWR 6 /MOTSTR | MOPV-Z1-PLNT2-PROC-ELEC-MCC2 | P355 | INSV | INST | BULLJE | L |  | HMCPS | 3.00 A | 1 | 1.50 HP AW | MOTSTR* | AW | [6 empty] | Maint Look Functional Location | Ops Look Functional Location
5247114 | SQUARE D | PLNT2 SANITARY WASTE GRINDER 2 /MOTSTR | MOPV-Z1-PLNT2-PSLS | P355 | INSV | INST | BULLJE | M |  | 8536 |  |  | 6.00 HP AW | MOTSTR* | AW |  |  | 0 |  |  | 120 | Maint Look Functional Location | Ops Look Functional Location
5247113 | SQUARE D | PLNT2 SANITARY WASTE GRINDER 1 /MOTSTR | MOPV-Z1-PLNT2-PSLS | P355 | INSV | INST | BULLJE | M |  | 8536 |  |  | 6.00 HP AW | MOTSTR* | AW |  |  | 0 |  |  | 120 | Maint Look Functional Location | Ops Look Functional Location
5245854 | UNKNOWN | CLF2 RAKE DRIVE /MOTSTR | MOPV-Z1-PLNT2-CLF2 | P355 | INSV | INST | BULLJE | L |  |  | 10.00 A | 10 | 1.00 HP AW | MOTSTR* | AW | [6 empty] | Maint Look Functional Location | Ops Look Functional Location
5245853 | UNKNOWN | CLF1 RAKE DRIVE /MOTSTR | MOPV-Z1-PLNT2-CLF1 | P355 | INSV | INST | BULLJE | L |  |  | 10.00 A | 10 | 1.00 HP AW | MOTSTR* | AW | [6 empty] | Maint Look Functional Location | Ops Look Functional Location
5055334 | GE | RISS BSTPMP MOTSTR2 /MS | MOPV-Z1-RISS. | P355 | INSV | INST | HUSSAARM | M |  |  | 90.00 A |  | 50.00 HP AW | MOTSTR* | AW |  |  | 3 | HEATERS | FULL VOLTAGE | 480 | Maint Look Functional Location | Ops Look Functional Location
5055332 | GE | RISS BSTPMP MOTSTR1 /MS | MOPV-Z1-RISS. | P355 | INSV | INST | HUSSAARM | M |  |  | 90.00 A |  | 50.00 HP AW | MOTSTR* | AW |  |  | 3 | HEATERS | FULL VOLTAGE | 480 | Maint Look Functional Location | Ops Look Functional Location
5055330 | UNKNOWN | BLUFF BSTPMP MOTSTR2 /MS | MOPV-Z1-BLUFF | P355 | INSV | INST | HUSSAARM | M |  |  | 45.00 A |  | 7.50 HP AW | MOTSTR* | AW |  |  | 2 | HEATERS | FULL VOLTAGE | 240 | Maint Look Functional Location | Ops Look Functional Location
5055329 | UNKNOWN | BLUFF BSTPMP MOTSTR1 /MS | MOPV-Z1-BLUFF | P355 | INSV | INST | HUSSAARM | M |  |  | 45.00 A |  | 7.50 HP AW | MOTSTR* | AW |  |  | 2 | HEATERS | FULL VOLTAGE | 240 | Maint Look Functional Location | Ops Look Functional Location
5055314 | ALLEN BRADLEY | WELL3 WELL 3 /MOTSTR | MOPV-Z1-WELL3 | P355 | INSV | INST | HUSSAARM | L |  | A45 | 45.00 A |  | 10.00 HP AW | MOTSTR* | AW |  |  | 1 | BI-METALLIC | FULL VOLTAGE | 480 | Maint Look Functional Location | Ops Look Functional Location
5055312 | SQUARE D | WELL4 WELL 4 /MOTSTR | MOPV-Z1-WELL4 | P355 | INSV | INST | HUSSAARM | L |  |  |  |  | 999.00 HP AW | MOTSTR* | AW |  |  |  |  | FULL VOLTAGE | 480 | Maint Look Functional Location | Ops Look Functional Location
5055311 | ALLEN BRADLEY | WELL6 WELL 6 /MOTSTR | MOPV-Z1-WELL6 | P355 | INSV | INST | HUSSAARM | L |  | B110 | 110.00 A |  | 100.00 HP AW | MOTSTR* | AW |  |  |  | HEATERS | FULL VOLTAGE | 480 | Maint Look Functional Location | Ops Look Functional Location
5055304 | GE | BELL BSTPMP2 /MS | MOPV-Z1-BELL. | P355 | INSV | INST | HUSSAARM | L |  |  | 135.00 A |  | 100.00 HP AW | MOTSTR* | AW |  |  | 4 | HEATERS | FULL VOLTAGE | 480 | Maint Look Functional Location | Ops Look Functional Location
5055303 | GE | BELL BSTPMP1 /MS | MOPV-Z1-BELL. | P355 | INSV | INST | HUSSAARM | L |  |  | 135.00 A |  | 100.00 HP AW | MOTSTR* | AW |  |  | 4 | HEATERS | FULL VOLTAGE | 480 | Maint Look Functional Location | Ops Look Functional Location
5055296 | ALLEN BRADLEY | (RET)PLANT-MCC TRANSFER PUMP 1 /MOTSTR | MOPV-Z1-PLANT-PLT.-MCC. | P355 | REMV | INAC INST | HUSSAARM | H |  |  | 30.00 A |  | 10.00 HP AW | MOTSTR* | AW |  |  | 1 | HEATERS | FULL VOLTAGE | 480 | Maint Look Functional Location | Ops Look Functional Location
5055295 | ALLEN BRADLEY | (RET)PLANT-MCC TRANSFER PUMP 2 /MOTSTR | MOPV-Z1-PLANT-PLT.-MCC. | P355 | REMV | INAC INST | HUSSAARM | H |  |  | 30.00 A |  | 10.00 HP AW | MOTSTR* | AW |  |  | 1 | HEATERS | FULL VOLTAGE | 480 | Maint Look Functional Location | Ops Look Functional Location
5055293 | ALLEN BRADLEY | (RET)PLANT-PLT-MCC CLARIFIER MIX /MOTSTR | MOPV-Z1-PLANT-PLT.-MCC. | P355 | REMV | INAC INST | HUSSAARM | H |  |  | 30.00 A |  | 10.00 HP AW | MOTSTR* | AW |  |  | 1 | HEATERS | FULL VOLTAGE | 480 | Maint Look Functional Location | Ops Look Functional Location
5055292 | ALLEN BRADLEY | (RET)PLANT-PLT-MCC LIME BLOWER /MOTSTR | MOPV-Z1-PLANT-PLT.-MCC. | P355 | REMV | INAC INST | HUSSAARM | H |  |  | 50.00 A |  | 25.00 HP AW | MOTSTR* | AW |  |  | 2 | HEATERS | FULL VOLTAGE | 480 | Maint Look Functional Location | Ops Look Functional Location
5055282 | ALLEN BRADLEY | (RET)PLANT-MCC CLARIFIER SCRAPER /MOTSTR | MOPV-Z1-PLANT-PLT.-MCC. | P355 | REMV | INAC INST | HUSSAARM | H |  |  | 30.00 A |  | 10.00 HP AW | MOTSTR* | AW |  |  | 1 | HEATERS | FULL VOLTAGE | 480 | Maint Look Functional Location | Ops Look Functional Location
5055280 | ALLEN BRADLEY | (RET)PLANT-MCC HIGH SERVICE 3 /MOTSTR | MOPV-Z1-PLANT-PLT.-MCC. | P355 | REMV | INAC INST | HUSSAARM | H |  |  | 250.00 A |  | 200.00 HP AW | MOTSTR* | AW |  |  | 5 | HEATERS | FULL VOLTAGE | 480 | Maint Look Functional Location | Ops Look Functional Location
5055276 | ALLEN BRADLEY | (RET)PLANT-PLT-MCC BACKWASH PUMP /MOTSTR | MOPV-Z1-PLANT-PLT.-MCC. | P355 | REMV | INAC INST | HUSSAARM | H |  |  | 150.00 A |  | 100.00 HP AW | MOTSTR* | AW |  |  | 4 | BI-METALLIC | FULL VOLTAGE | 480 | Maint Look Functional Location | Ops Look Functional Location
5055271 | ALLEN BRADLEY | (RET)PLANT-MCC HIGH SERVICE 2 /MOTSTR | MOPV-Z1-PLANT-PLT.-MCC. | P355 | REMV | INAC INST | HUSSAARM | H |  |  | 150.00 A |  | 100.00 HP AW | MOTSTR* | AW |  |  | 4 | HEATERS | FULL VOLTAGE | 480 | Maint Look Functional Location | Ops Look Functional Location
5055270 | ALLEN BRADLEY | (RET)PLANT-MCC HIGH SERVICE 1 /MOTSTR | MOPV-Z1-PLANT-PLT.-MCC. | P355 | REMV | INAC INST | HUSSAARM | M |  |  | 250.00 A |  | 200.00 HP AW | MOTSTR* | AW |  |  | 5 | HEATERS | FULL VOLTAGE | 480 | Maint Look Functional Location | Ops Look Functional Location
5055267 | CUTLER HAMMER | COLLEGE BSTPMP3 RVSS BYP PC /MS | MOPV-Z1-COLLE-MCC. | P355 | INSV | INST | HUSSAARM | M |  |  | 270.00 A |  | 200.00 HP AW | MOTSTR* | AW |  |  | 5 | BI-METALLIC | FULL VOLTAGE | 480 | Maint Look Functional Location | Ops Look Functional Location

## CLASS-OIT
Equipment | Manufacturer | Description | Functional Loc. | Planning plant | User status | System status | Created by | ABC indic. | ManufSerialNo. | Model number | Application | HMI Software | Network Scheme | OIT Type | Operating System | Owned By | RAID | RAM Memory | Software License# | Special Mtn Note | Special Mtn Note Det | Standby Power Type | NARUC Maintenance Ac | NARUC Operations Acc | Special Mtn Note | Special Mtn Note Det
5012832 | UNKNOWN | SWTPS Scada router /OIT | ILPT-SN-SWTPS | P304 | INSV | INST | HUSSAARM | H |  | Cisco 800 |  |  | SCADA DOMAIN | OIT* |  | AW | [5 empty] | UPS | Maint Look Functional Location | Ops Look Functional Location
5012833 | UNKNOWN | SWTPS Network switch /OIT | ILPT-SN-SWTPS | P304 | INSV | INST | HUSSAARM | H |  | DS2-RPC |  |  | SCADA DOMAIN | OIT* |  | AW | [5 empty] | UPS | Maint Look Functional Location | Ops Look Functional Location
5012834 | UNKNOWN | SWTPS Internet router /OIT | ILPT-SN-SWTPS | P304 | INSV | INST | HUSSAARM | H | [5 empty] | OIT* |  | AW | [6 empty] | Maint Look Functional Location | Ops Look Functional Location
5035004 | DELL | PLANT-ADMN VIEW CLIENT1 /OIT | ILAL-Z1-PLANT-ADMN | P308 | INSV | INST | HUSSAARM | M | [5 empty] | OIT* |  | AW | [5 empty] | UPS | Maint Look Functional Location | Ops Look Functional Location
5035005 | DELL | PLANT-ADMN VIEW CLIENT2 /OIT | ILAL-Z1-PLANT-ADMN | P308 | INSV | INST | HUSSAARM | M | [5 empty] | OIT* |  | AW | [5 empty] | UPS | Maint Look Functional Location | Ops Look Functional Location
5035006 | DELL | PLANT-ADMN VIEW CLIENT3 /OIT | ILAL-Z1-PLANT-ADMN | P308 | INSV | INST | HUSSAARM | M | [5 empty] | OIT* |  | AW |  | 0.00 GB |  |  |  | UPS | Maint Look Functional Location | Ops Look Functional Location
5035007 | DELL | PLANT-ADMN VIEW CLIENT4/LAB /OIT | ILAL-Z1-PLANT-ADMN | P308 | INSV | INST | HUSSAARM | M | [5 empty] | OIT* |  | AW | [5 empty] | UPS | Maint Look Functional Location | Ops Look Functional Location
5035008 | DELL | PLANT-TRMT VIEW CLIENT5/FLTR HALL /OIT | ILAL-Z1-PLANT-TRMT | P308 | INSV | INST | HUSSAARM | M | [5 empty] | OIT* |  | AW | [5 empty] | NONE | Maint Look Functional Location | Ops Look Functional Location

## CLASS-PC
Equipment | Manufacturer | Description | Functional Loc. | Planning plant | User status | System status | Created by | ABC indic. | ManufSerialNo. | Model number | Application | HMI Software | Network Scheme | Operating System | Owned By | PC Type | RAID | RAM Memory | Software License# | Special Mtn Note | Special Mtn Note Det | Standby Power Type | NARUC Maintenance Ac | NARUC Operations Acc | Special Mtn Note | Special Mtn Note Det
5055388 | DELL | PLANT-OFF SCADA VIEW NODE /PC | MOPV-Z1-PLANT-OFF. | P355 | OOS | INST | HUSSAARM | M | GBJ0WN1 | Optiplex 780 | HMI |  | STANDALONE | WINDOWS 7 | AW | PC* |  | 2.00 GB |  |  |  | UPS | Maint Look Functional Location | Ops Look Functional Location
5055389 | DELL | (RET)PLANT-PLT SCADA PC2 /PC | MOPV-Z1-PLANT-PLT. | P355 | REMV | INAC INST | HUSSAARM | H | B905KN1 | Precision T5500 | HMI AND STORAGE | ICONICS GENESIS | SCADA DOMAIN | WINDOWS XP | AW | PC* | 2 | 2.00 GB |  |  |  | UPS | Maint Look Functional Location | Ops Look Functional Location
5055390 | DELL | (RET)PLANT-PLT SCADA PC1 /PC | MOPV-Z1-PLANT-PLT. | P355 | REMV | INAC INST | HUSSAARM | H | B906KN1 | Precision T5500 | HMI AND STORAGE | ICONICS GENESIS | SCADA DOMAIN | WINDOWS XP | AW | PC* | 2 | 2.00 GB |  |  |  | UPS | Maint Look Functional Location | Ops Look Functional Location
5205620 | DELL | PLNT SCADA MO-PARKVIL-OW02/PC |  | P355 | OOS | AVLB | PARSONTA | H | SERVICE TAG 2YCJD42 | PRECISION TOWER 7810 | HMI AND STORAGE | ICONICS GENESIS | SCADA DOMAIN | WINDOWS 7 | AW | PC* | 1 | 16.00 GB |  |  |  | UPS | Maint Look Functional Location | Ops Look Functional Location
5205621 | DELL | PLNT SCADA MO-PARKVIL-OW01/PC |  | P355 | OOS | AVLB | PARSONTA | H | SERVICE TAG 2YBJD42 | PRECISION TOWER 7810 | HMI AND STORAGE | ICONICS GENESIS | SCADA DOMAIN | WINDOWS 7 | AW | PC* | 1 | 16.00 GB |  |  |  | UPS | Maint Look Functional Location | Ops Look Functional Location
5211100 | DELL | PLNT SCADA MO-PARKVIL-WS01/PC | MOPV-Z1-PLANT-OFF. | P355 | INSV | INST | PARSONTA | L | SERVICE TAG B31VR52 | OPTIPLEX 9020 | HMI AND STORAGE | ICONICS GENESIS | SCADA DOMAIN | WINDOWS 7 | AW | PC* | 1 | 16.00 GB |  |  |  | UPS | Maint Look Functional Location | Ops Look Functional Location
5247812 | DELL | MO-PARKVIL-WS01 SCADA/PC | MOPV-Z1-PLNT2 | P355 | INSV | INST | LYONSE | H | FTCXHH2 | Precision T3620 | HMI | ICONICS GENESIS | SCADA DOMAIN | OTHER | AW | PC* | NONE | 8.00 GB |  |  |  | UPS | Maint Look Functional Location | Ops Look Functional Location
5247813 | DELL | MO-PARKVIL-WS02 SCADA/PC | MOPV-Z1-PLNT2 | P355 | INSV | INST | LYONSE | H | FTD2JH2 | Precision T3620 | HMI | ICONICS GENESIS | SCADA DOMAIN | OTHER | AW | PC* | NONE | 8.00 GB |  |  |  | UPS | Maint Look Functional Location | Ops Look Functional Location

## CLASS-PDMTOOL
Equipment | Manufacturer | Description | Functional Loc. | Planning plant | User status | System status | Created by | ABC indic. | ManufSerialNo. | Model number | Owned By | PDM Tool Type | Retest Required | Special Mtn Note | Special Mtn Note Det | NARUC Maintenance Ac | NARUC Operations Acc | Special Mtn Note | Special Mtn Note Det
5003726 | UNKNOWN | STRT MEGGER /PDMTOOL | MOSL-C4-STRT. | P359 | INSV | INST | HUSSAARM | M |  |  | AW | INSULATION TESTING EQ | Y |  |  | Maint Look Functional Location | Ops Look Functional Location
5140278 | UNKNOWN | HWMTP CAMERA /PDMTOOL | VAHW-BO-HWMTP | P752 | INSV | INST | HUSSAARM | M |  |  | AW | IR EQ | Y |  |  | Maint Look Functional Location | Ops Look Functional Location
5140279 | UNKNOWN | HWMTP DATA COLLECTOR /PDMTOOL | VAHW-BO-HWMTP | P752 | INSV | INST | HUSSAARM | M |  |  | AW | VIB EQ | Y |  |  | Maint Look Functional Location | Ops Look Functional Location
5140280 | BAKER | HWMTP MWA /PDMTOOL | VAHW-BO-HWMTP | P752 | INSV | INST | HUSSAARM | M |  |  | AW | INSULATION TESTING EQ | Y |  |  | Maint Look Functional Location | Ops Look Functional Location

## CLASS-PHASECON
Equipment | Manufacturer | Description | Functional Loc. | Planning plant | User status | System status | Created by | ABC indic. | ManufSerialNo. | Model number | Phase Converter Type | Owned By | Special Mtn Note | Special Mtn Note Det | NARUC Maintenance Ac | NARUC Operations Acc | Special Mtn Note | Special Mtn Note Det
5013579 | UNKNOWN | BRAD-MNB-HYPORM HYPO 4 /PHASECON | ILCP-CP-BRAD.-MNB.-HYPO | P301 | INSV | INST | HUSSAARM | H | M1086075 | 301256-SA10 | DIGITAL PHASE CONVERTER | AW |  |  | Maint Look Functional Location | Ops Look Functional Location
5013578 | UNKNOWN | BRAD-MNB-HYPORM HYPO 3 /PHASECON | ILCP-CP-BRAD.-MNB.-HYPO | P301 | INSV | INST | HUSSAARM | H | M1086074 | 301256-SA10 | ROTARY PHASE CONVERTER | AW |  |  | Maint Look Functional Location | Ops Look Functional Location
5013577 | UNKNOWN | BRAD-MNB-HYPORM HYPO 2 /PHASECON | ILCP-CP-BRAD.-MNB.-HYPO | P301 | INSV | INST | HUSSAARM | H | M2086073 | 301256-SA11 | STATIC PHASE CONVERTER | AW |  |  | Maint Look Functional Location | Ops Look Functional Location
5013576 | UNKNOWN | BRAD-MNB-HYPORM HYPO 1 /PHASECON | ILCP-CP-BRAD.-MNB.-HYPO | P301 | INSV | INST | HUSSAARM | H | M2086072 | 301256-SA11 |  | AW |  |  | Maint Look Functional Location | Ops Look Functional Location

## CLASS-PMP-CENT
Equipment | Manufacturer | Description | Functional Loc. | Planning plant | User status | System status | Created by | ABC indic. | ManufSerialNo. | Model number | Application | BHP Rating | Centrifugal Pump Typ | Flow Maximum | Flow Rating | Flow UOM | Lube Type 1 | Lube Type 2 | Orientation | Owned By | Pmp-Bearing#(lower/o | Pmp-Bearing#(upper/i | Pmp-BearingTP-lower/ | Pmp-BearingTP-upper/ | Pmp-Discharge Size | Pmp-Efficiency (fact | Pmp-Impeller Mat'l | Pmp-Impeller Size | Pmp-Inlet Size | Pmp-Material | Pmp-NPSH Rating | Pmp-Seal Type | Pmp-Shut-off Head | Pmp-Stages | Pmp-TDH Rating | RPM Rating | Rotation Direction | Special Mtn Note | Special Mtn Note Det | NARUC Maintenance Ac | NARUC Operations Acc | Special Mtn Note | Special Mtn Note Det
5055168 | LAYNE-BOWLER | RISS BOOSTER 2 /PUMP | MOPV-Z1-RISS. | P355 | INSV | INST | HUSSAARM | L |  |  | DISTRIBUTION SYSTEM BOOSTER | 0.00 HP AW | NON-SUBMERGED TURBINE | 0.000 GPM | 750.00 UN | GPM |  |  | VERTICAL | AW |  |  |  |  | 8 | 0.00 % |  | 0.0000 " |  |  |  | PACKING |  |  |  | 3600 |  |  |  | Maint Look Functional Location | Ops Look Functional Location
5055170 | UNKNOWN | (RET)PLANT Scrubber /PUMP | MOPV-Z1-PLANT | P355 | REMV | INAC INST | HUSSAARM | H |  | SMVC50 | CHEMICAL | 0.00 HP AW | END SUCTION | 0.000 GPM | 100.00 UN | GPM |  |  | VERTICAL | AW |  |  |  |  | XX | 0.00 % |  | 0.0000 " | [7 empty] | XX |  |  |  | Maint Look Functional Location | Ops Look Functional Location
5240309 | GOULDS | PLNT2 CO2 /PUMP | MOPV-Z1-PLNT2-OPS.-CHEM-CO2. | P355 | INSV | INST | BULLJE | M |  | 3SV13FF4F60 | CHEMICAL |  | XX | 22.000 GPM | 16.00 UN | GPM |  |  | VERTICAL | AW |  |  |  |  | XX | 60.00 % | STAINLESS |  | LESS THAN 1 | STAINLESS |  |  |  | 13 | 120 | 3500 | CW (FROM MOTOR FAN END) |  |  | Maint Look Functional Location | Ops Look Functional Location
5243805 | FLYGT | PLNT2 SLUDGE 1 /PUMP | MOPV-Z1-PLNT2-EQBS | P355 | INSV | INST | BULLJE | M |  | NP3153.185 | SLUDGE |  | SUBMERSIBLE | 1,240.000 GPM | 1,200.00 UN | GPM |  |  | VERTICAL | AW |  |  | ANTI FRICTION | ANTI FRICTION | 6 | 88.50 % | CAST IRON | 7.6250 " | 6 | CAST IRON | 22.4 | MECHANICAL |  | 1 | 21 | 1725 |  |  |  | Maint Look Functional Location | Ops Look Functional Location
5243806 | FLYGT | PLNT2 SLUDGE 2 /PUMP | MOPV-Z1-PLNT2-EQBS | P355 | INSV | INST | BULLJE | M |  | NP3153.185 | SLUDGE |  | SUBMERSIBLE | 1,240.000 GPM | 1,200.00 UN | GPM |  |  | VERTICAL | AW |  |  | ANTI FRICTION | ANTI FRICTION | 6 | 88.50 % | CAST IRON | 7.6250 " | 6 | CAST IRON | 22.4 | MECHANICAL |  | 1 | 21 | 1725 |  |  |  | Maint Look Functional Location | Ops Look Functional Location
5244011 | CHRISTENSEN | BACKWASH PUMP 1 /PUMP | MOPV-Z1-PLNT2-PROC-PUMP | P355 | INSV | INST | BULLJE | L | 4388319-2 | VIT-FFFM 20GLXC | PROCESS EQUIPMENT |  | NON-SUBMERGED TURBINE | 5,567.000 GPM | 6,500.00 UN | GPM |  |  | VERTICAL | AW |  |  |  |  | 20 | 86.20 % | BRONZE | 13.0625 " | 20 | CAST IRON | 20.8 | MECHANICAL | 5925 | 1 | 56.3 | 1200 | CCW (FROM MOTOR FAN END) |  |  | Maint Look Functional Location | Ops Look Functional Location
5244014 | CHRISTENSEN | BACKWASH PUMP 2 /PUMP | MOPV-Z1-PLNT2-PROC-PUMP | P355 | INSV | INST | BULLJE | L | 4388319-1 | VIT-FFFM 20GLXC | PROCESS EQUIPMENT |  | NON-SUBMERGED TURBINE | 5,567.000 GPM | 6,500.00 UN | GPM |  |  | VERTICAL | AW |  |  |  |  | 20 | 86.20 % | BRONZE | 13.0625 " | 20 | CAST IRON | 20.8 | MECHANICAL | 5925 | 1 | 56.3 | 1200 | CCW (FROM MOTOR FAN END) |  |  | Maint Look Functional Location | Ops Look Functional Location
5244115 | CHRISTENSEN | HIGH SERVICE PUMP 1 /PUMP | MOPV-Z1-PLNT2-PROC-PUMP | P355 | INSV | INST | BULLJE | L | 4388320-1 | VIT-FFFM 14RJMC | PLANT TO DISTRIBUTION PUMP |  | NON-SUBMERGED TURBINE | 2,092.000 GPM | 1,750.00 UN | GPM |  |  | VERTICAL | AW |  |  | ANTI FRICTION | ANTI FRICTION | 12 | 84.20 % | BRONZE | 9.6250 " | 12 | CAST IRON | 53.99 | MECHANICAL | 481 | 4 | 328 | 1800 | CCW (FROM MOTOR FAN END) |  |  | Maint Look Functional Location | Ops Look Functional Location
5244118 | CHRISTENSEN | HIGH SERVICE PUMP 2 /PUMP | MOPV-Z1-PLNT2-PROC-PUMP | P355 | INSV | INST | BULLJE | L | 4388320-2 | VIT-FFFM 14RJLC | PLANT TO DISTRIBUTION PUMP |  | NON-SUBMERGED TURBINE | 2,092.000 GPM | 1,750.00 UN | GPM |  |  | VERTICAL | AW |  |  | ANTI FRICTION | ANTI FRICTION | 12 | 84.20 % | BRONZE | 9.6250 " | 12 | CAST IRON | 53.99 | MECHANICAL | 481 | 4 | 328 | 1800 | CCW (FROM MOTOR FAN END) |  |  | Maint Look Functional Location | Ops Look Functional Location
5244121 | CHRISTENSEN | HIGH SERVICE PUMP 3 /PUMP | MOPV-Z1-PLNT2-PROC-PUMP | P355 | INSV | INST | BULLJE | L | 4388320-3 | VIT-FFFM 14RJLC | PLANT TO DISTRIBUTION PUMP |  | NON-SUBMERGED TURBINE | 2,092.000 GPM | 1,750.00 UN | GPM |  |  | VERTICAL | AW |  |  | ANTI FRICTION | ANTI FRICTION | 12 | 84.20 % | BRONZE | 9.6250 " | 12 | CAST IRON | 53.99 | MECHANICAL | 481 | 4 | 328 | 1800 | CCW (FROM MOTOR FAN END) |  |  | Maint Look Functional Location | Ops Look Functional Location
5244916 | LITTLE GIANT | INFLUENT FLOWMETER VAULT SUMP /PUMP | MOPV-Z1-PLNT2-EQBS | P355 | INSV | INST | BULLJE | L |  | 10EC-CIM | SUMP | 0.50 HP AW | SUBMERSIBLE | [5 empty] | XX | AW |  |  |  |  | XX | [10 empty] | XX |  |  |  | Maint Look Functional Location | Ops Look Functional Location
5244917 | LITTLE GIANT | PLNT2 BLOW DOWN VAULT SUMP /PUMP | MOPV-Z1-PLNT2-EQBS | P355 | INSV | INST | BULLJE | L |  | 10EC-CIM | SUMP | 0.50 HP AW | SUBMERSIBLE | [5 empty] | XX | AW |  |  |  |  | XX | [10 empty] | XX |  |  |  | Maint Look Functional Location | Ops Look Functional Location
5244918 | LITTLE GIANT | PLNT2 EQBASIN DISCHRGE VAULT SUMP /PUMP | MOPV-Z1-PLNT2-EQBS | P355 | INSV | INST | BULLJE | L |  | 10EC-CIM | SUMP | 0.50 HP AW | SUBMERSIBLE | [5 empty] | XX | AW |  |  |  |  | XX | [10 empty] | XX |  |  |  | Maint Look Functional Location | Ops Look Functional Location
5245044 | WEIR POWER AND INDUSTRIA | LIME SLURRY LOOP PUMP 1 /PUMP | MOPV-Z1-PLNT2-OPS.-CHEM-LIME | P355 | INSV | INST | BULLJE | M |  | GALIGHER 1000 | CHEMICAL |  | END SUCTION |  |  | GPM |  |  | HORIZONTAL | AW |  |  |  |  | 1.5 |  |  |  | 2 | CAST IRON |  | MECHANICAL |  |  | 75 | 1800 |  |  |  | Maint Look Functional Location | Ops Look Functional Location
5245045 | WEIR POWER AND INDUSTRIA | LIME SLURRY LOOP PUMP 2 /PUMP | MOPV-Z1-PLNT2-OPS.-CHEM-LIME | P355 | INSV | INST | BULLJE | M |  | GALIGHER 1000 | CHEMICAL |  | END SUCTION |  |  | GPM |  |  | HORIZONTAL | AW |  |  |  |  | 1.5 |  |  |  | 2 | CAST IRON |  | MECHANICAL |  |  | 75 | 1800 |  |  |  | Maint Look Functional Location | Ops Look Functional Location
5245755 | IWAKI | SODIUM HYPOCHLORITE TRANSFER 1 /PUMP | MOPV-Z1-PLNT2-OPS.-CHEM-HYPO | P355 | INSV | INST | BULLJE | M |  | MXM-2211FFVH | CHEMICAL | 1.00 HP AW | END SUCTION | 54.900 GPM | 15.00 UN | GPM |  |  | HORIZONTAL | AW |  |  |  |  | 1 |  |  |  | 1 | DUCTILE IRON |  | MECHANICAL | 54.9 | 1 | 55 | 3500 | CW (FROM MOTOR FAN END) |  |  | Maint Look Functional Location | Ops Look Functional Location
5245756 | IWAKI | SODIUM HYPOCHLORITE TRANSFER 2 /PUMP | MOPV-Z1-PLNT2-OPS.-CHEM-HYPO | P355 | INSV | INST | BULLJE | M |  | MXM-2211FFVH | CHEMICAL | 1.00 HP AW | END SUCTION | 54.900 GPM | 15.00 UN | GPM |  |  | HORIZONTAL | AW |  |  |  |  | 1 |  |  |  | 1 | DUCTILE IRON |  | MECHANICAL | 54.9 | 1 | 55 | 3500 | CW (FROM MOTOR FAN END) |  |  | Maint Look Functional Location | Ops Look Functional Location
5245773 | IWAKI | AMMONIUM SULFATE TRANSFER 1 /PUMP | MOPV-Z1-PLNT2-OPS.-CHEM-SULF | P355 | INSV | INST | BULLJE | L |  | MXM-2211FFVH | CHEMICAL | 1.00 HP AW | END SUCTION | 54.900 GPM | 15.00 UN | GPM |  |  | HORIZONTAL | AW |  |  |  |  | 1 |  |  |  | 1 | DUCTILE IRON |  | MECHANICAL | 54.9 | 1 | 55 | 3500 | CW (FROM MOTOR FAN END) |  |  | Maint Look Functional Location | Ops Look Functional Location
5245774 | IWAKI | AMMONIUM SULFATE TRANSFER 2 /PUMP | MOPV-Z1-PLNT2-OPS.-CHEM-SULF | P355 | INSV | INST | BULLJE | L |  | MXM-2211FFVH | CHEMICAL | 1.00 HP AW | END SUCTION | 54.900 GPM | 15.00 UN | GPM |  |  | HORIZONTAL | AW |  |  |  |  | 1 |  |  |  | 1 | DUCTILE IRON |  | MECHANICAL | 54.9 | 1 | 55 | 3500 | CW (FROM MOTOR FAN END) |  |  | Maint Look Functional Location | Ops Look Functional Location
5245788 | LUTZ | PHOSPHATE DRUM 1 /PUMP | MOPV-Z1-PLNT2-OPS.-CHEM-PHOS | P355 | INSV | INST | BULLJE | L |  | B 55-T-5 | CHEMICAL | 0.93 HP AW | DRUM | 25.000 GPM |  | GPM |  |  | XX | AW |  |  |  |  | XX | [10 empty] | XX |  |  |  | Maint Look Functional Location | Ops Look Functional Location
5245789 | LUTZ | PHOSPHATE DRUM 2 /PUMP | MOPV-Z1-PLNT2-OPS.-CHEM-PHOS | P355 | INSV | INST | BULLJE | L |  | B 55-T-5 | CHEMICAL | 0.93 HP AW | DRUM | 25.000 GPM |  | GPM |  |  | XX | AW |  |  |  |  | XX | [10 empty] | XX |  |  |  | Maint Look Functional Location | Ops Look Functional Location
5248475 | GOULDS | WELL7 /PUMP | MOPV-Z1-WELL7 | P355 | INSV | INST | BULLJE | M | MA-245937-17 | 14RHMC | RAW WATER (GROUND) | 150.00 HP AW | NON-SUBMERGED TURBINE | 0.000 GPM | 2,000.00 UN | GPM | OIL | OIL | VERTICAL | AW |  |  |  |  | 10 | 0.00 % | STAINLESS | 0.0000 " | 12 | STEEL |  | MECHANICAL |  | 4 | 244 | 1800 |  |  |  | Maint Look Functional Location | Ops Look Functional Location
5055167 | LAYNE-BOWLER | RISS BOOSTER 1 /PUMP | MOPV-Z1-RISS. | P355 | INSV | INST | HUSSAARM | L |  |  | DISTRIBUTION SYSTEM BOOSTER | 0.00 HP AW | NON-SUBMERGED TURBINE | 0.000 GPM | 750.00 UN | GPM |  |  | VERTICAL | AW |  |  |  |  | 8 | 0.00 % |  | 0.0000 " |  | STEEL |  | PACKING |  |  |  | 3600 |  |  |  | Maint Look Functional Location | Ops Look Functional Location
5055145 | GOULDS | COLLEGE-PMP BOOSTER 1 /PUMP | MOPV-Z1-COLLE-PMP. | P355 | INSV | INST | HUSSAARM | M | 240C6211 | 3410 | DISTRIBUTION SYSTEM BOOSTER | 0.00 HP AW | SPLITCASE | 0.000 GPM | 750.00 UN | GPM |  |  | HORIZONTAL | AW |  |  |  |  | 6 | 0.00 % |  | 0.0000 " | 6 | STEEL |  | PACKING |  | 1 | 235 | 1800 | CW (FROM MOTOR FAN END) |  |  | Maint Look Functional Location | Ops Look Functional Location
5055146 | GOULDS | COLLEGE-PMP BOOSTER 2 /PUMP | MOPV-Z1-COLLE-PMP. | P355 | INSV | INST | HUSSAARM | M | 240C6212 | 3410 | DISTRIBUTION SYSTEM BOOSTER | 0.00 HP AW | SPLITCASE | 0.000 GPM | 750.00 UN | GPM |  |  | HORIZONTAL | AW |  |  |  |  | 6 | 0.00 % |  | 0.0000 " | 6 | STEEL |  | PACKING |  | 1 | 235 | 1800 | CW (FROM MOTOR FAN END) |  |  | Maint Look Functional Location | Ops Look Functional Location
5055147 | GOULDS | COLLEGE-PMP BOOSTER 3 /PUMP | MOPV-Z1-COLLE-PMP. | P355 | INSV | INST | HUSSAARM | M |  | 3410 | DISTRIBUTION SYSTEM BOOSTER | 0.00 HP AW | SPLITCASE | 0.000 GPM | 1,500.00 UN | GPM |  |  | HORIZONTAL | AW |  |  |  |  | 8 | 0.00 % |  | 0.0000 " | 8 | STEEL |  | PACKING |  | 1 | 280 | 1800 | CCW (FROM MOTOR FAN END) |  |  | Maint Look Functional Location | Ops Look Functional Location
5055148 | LAYNE-BOWLER | WELL3 WELL 3 /PUMP | MOPV-Z1-WELL3 | P355 | INSV | INST | HUSSAARM | M |  |  | RAW WATER (GROUND) | 0.00 HP AW | NON-SUBMERGED TURBINE | 0.000 GPM | 1.00 UN | MGD |  |  | VERTICAL | AW |  |  |  |  | 6 | 0.00 % |  | 0.0000 " | [7 empty] | XX |  |  |  | Maint Look Functional Location | Ops Look Functional Location
5055149 | LAYNE-BOWLER | WELL4 WELL 4 /PUMP | MOPV-Z1-WELL4 | P355 | INSV | INST | HUSSAARM | M |  |  | RAW WATER (GROUND) | 0.00 HP AW | NON-SUBMERGED TURBINE | 0.000 GPM | 1.50 UN | MGD |  |  | VERTICAL | AW |  |  |  |  | XX | 0.00 % |  | 0.0000 " |  |  |  | MECHANICAL |  |  |  | 1800 |  |  |  | Maint Look Functional Location | Ops Look Functional Location
5055150 | LAYNE-BOWLER | (RETIRED)WELL5 WELL 5 /PUMP | MOPV-Z1-WELL5 | P355 | REMV | INAC INST | HUSSAARM | M |  |  | RAW WATER (GROUND) | 0.00 HP AW | NON-SUBMERGED TURBINE | 0.000 GPM | 2.00 UN | MGD |  |  | VERTICAL | AW |  |  |  |  | XX | 0.00 % |  | 0.0000 " |  | STEEL |  | MECHANICAL |  |  |  | 1800 |  |  |  | Maint Look Functional Location | Ops Look Functional Location
5055151 | LAYNE-BOWLER | WELL6 WELL 6 /PUMP | MOPV-Z1-WELL6 | P355 | INSV | INST | HUSSAARM | M | 115010 |  | RAW WATER (GROUND) | 0.00 HP AW | NON-SUBMERGED TURBINE | 0.000 GPM | 2.50 UN | MGD |  |  | VERTICAL | AW |  |  |  |  | XX | 0.00 % |  | 0.0000 " |  | STEEL |  | MECHANICAL |  |  |  | 1800 |  |  |  | Maint Look Functional Location | Ops Look Functional Location
5055152 | LAYNE-BOWLER | (RET)PLANT-PLT TRANSFER 1 /PUMP | MOPV-Z1-PLANT-PLT. | P355 | REMV | INAC INST | HUSSAARM | L | 59844 |  | IN PLANT TRANSFER | 0.00 HP AW | NON-SUBMERGED TURBINE | 0.000 GPM | 200.00 UN | GPM |  |  | VERTICAL | AW |  |  |  |  | 6 | 0.00 % |  | 0.0000 " |  |  |  | PACKING |  |  |  | 1800 |  |  |  | Maint Look Functional Location | Ops Look Functional Location
5055153 | LAYNE-BOWLER | (RET)PLANT-PLT TRANSFER 2 /PUMP | MOPV-Z1-PLANT-PLT. | P355 | REMV | INAC INST | HUSSAARM | L | 12881 |  | IN PLANT TRANSFER | 0.00 HP AW | NON-SUBMERGED TURBINE | 0.000 GPM | 200.00 UN | GPM |  |  | VERTICAL | AW |  |  |  |  | 6 | 0.00 % |  | 0.0000 " |  |  |  | PACKING |  |  |  | 1800 |  |  |  | Maint Look Functional Location | Ops Look Functional Location
5055154 | LAYNE-BOWLER | (RET)PLANT-PLT HIGH SERVICE 1 /PUMP | MOPV-Z1-PLANT-PLT. | P355 | REMV | INAC INST | HUSSAARM | M |  |  | PLANT TO DISTRIBUTION PUMP | 0.00 HP AW | NON-SUBMERGED TURBINE | 0.000 GPM | 1.50 UN | MGD |  |  | VERTICAL | AW |  |  |  |  | 12 | 0.00 % |  | 0.0000 " |  | STEEL |  | PACKING |  |  |  | XX |  |  |  | Maint Look Functional Location | Ops Look Functional Location
5055155 | LAYNE-BOWLER | (RET)PLANT-PLT HIGH SERVICE 2 /PUMP | MOPV-Z1-PLANT-PLT. | P355 | REMV | INAC INST | HUSSAARM | M |  |  | PLANT TO DISTRIBUTION PUMP | 0.00 HP AW | NON-SUBMERGED TURBINE | 0.000 GPM | 1.50 UN | MGD |  |  | VERTICAL | AW |  |  |  |  | 12 | 0.00 % |  | 0.0000 " |  | STEEL |  | PACKING |  |  |  | XX |  |  |  | Maint Look Functional Location | Ops Look Functional Location
5055156 | LAYNE-BOWLER | (RET)PLANT-PLT HIGH SERVICE 3 /PUMP | MOPV-Z1-PLANT-PLT. | P355 | REMV | INAC INST | HUSSAARM | M |  |  | PLANT TO DISTRIBUTION PUMP | 0.00 HP AW | NON-SUBMERGED TURBINE | 0.000 GPM | 1.50 UN | MGD |  |  | VERTICAL | AW |  |  |  |  | 12 | 0.00 % |  | 0.0000 " |  | STEEL |  | PACKING |  |  |  | XX |  |  |  | Maint Look Functional Location | Ops Look Functional Location
5055157 | GOULDS | (RET)PLANT-PLT BACKWASH /PUMP | MOPV-Z1-PLANT-PLT. | P355 | REMV | INAC INST | HUSSAARM | H |  | 20239008 | DISTRIBUTION SYSTEM BOOSTER | 0.00 HP AW | NON-SUBMERGED TURBINE | 2,700.000 GPM | 2,700.00 UN | GPM |  |  | VERTICAL | AW |  |  |  |  | 12 | 0.00 % |  | 0.0000 " |  | STAINLESS |  | PACKING |  | 1 | 58 | 1200 | CCW (FROM MOTOR FAN END) |  |  | Maint Look Functional Location | Ops Look Functional Location
5055158 | CORNELL | THOUS-PMP BOOSTER 1 /PUMP | MOPV-Z1-THOUS-PMP. | P355 | INSV | INST | HUSSAARM | L | 1452611500 | 5HH1254 | DISTRIBUTION SYSTEM BOOSTER | 0.00 HP AW | END SUCTION | 0.000 GPM | 1,440.00 UN | GPM |  |  | HORIZONTAL | AW |  |  |  |  | 12 | 0.00 % | BRONZE | 0.0000 " | 12 | STEEL |  | MECHANICAL |  | 1 | 225 | 1800 | CW (FROM MOTOR FAN END) |  |  | Maint Look Functional Location | Ops Look Functional Location
5055159 | CORNELL | THOUS-PMP BOOSTER 2 /PUMP | MOPV-Z1-THOUS-PMP. | P355 | INSV | INST | HUSSAARM | L | 1452611500 | 5HH1254 | DISTRIBUTION SYSTEM BOOSTER | 0.00 HP AW | END SUCTION | 0.000 GPM | 1,440.00 UN | GPM |  |  | HORIZONTAL | AW |  |  |  |  | 12 | 0.00 % | BRONZE | 0.0000 " | 12 | STEEL |  | MECHANICAL |  | 1 | 225 | 1800 | CW (FROM MOTOR FAN END) |  |  | Maint Look Functional Location | Ops Look Functional Location
5055160 | CORNELL | THOUS-PMP BOOSTER 3 /PUMP | MOPV-Z1-THOUS-PMP. | P355 | INSV | INST | HUSSAARM | L | 1452621500 | 5HH1254 | DISTRIBUTION SYSTEM BOOSTER | 0.00 HP AW | END SUCTION | 0.000 GPM | 1,440.00 UN | GPM |  |  | HORIZONTAL | AW |  |  |  |  | 12 | 0.00 % | BRONZE | 0.0000 " | 12 | STEEL |  | MECHANICAL |  | 1 | 225 | 1800 | CW (FROM MOTOR FAN END) |  |  | Maint Look Functional Location | Ops Look Functional Location
5055161 | PEERLESS | BLUFF BOOSTER 1 /PUMP | MOPV-Z1-BLUFF | P355 | INSV | INST | HUSSAARM | M | 161411A | C615JMBF | DISTRIBUTION SYSTEM BOOSTER | 0.00 HP AW | END SUCTION | 0.000 GPM | 30.00 UN | GPM |  |  | HORIZONTAL | AW |  |  |  |  | 1 | 0.00 % |  | 0.0000 " |  | STEEL |  | PACKING |  | 1 |  | XX | CCW (FROM MOTOR FAN END) |  |  | Maint Look Functional Location | Ops Look Functional Location
5055162 | PEERLESS | BLUFF BOOSTER 2 /PUMP | MOPV-Z1-BLUFF | P355 | INSV | INST | HUSSAARM | M | 161411B | C615JMBF | DISTRIBUTION SYSTEM BOOSTER | 0.00 HP AW | END SUCTION | 0.000 GPM | 30.00 UN | GPM |  |  | HORIZONTAL | AW |  |  |  |  | 1 | 0.00 % |  | 0.0000 " |  |  |  | PACKING |  | 1 |  | XX | CW (FROM MOTOR FAN END) |  |  | Maint Look Functional Location | Ops Look Functional Location
5055163 | GOULDS | CONGRESS-PMP BOOSTER 1 /PUMP | MOPV-Z1-CONGR-PMP. | P355 | INSV | INST | HUSSAARM | M | 533942 | C1040A | DISTRIBUTION SYSTEM BOOSTER | 0.00 HP AW | END SUCTION | 0.000 GPM | 75.00 UN | GPM |  |  | HORIZONTAL | AW |  |  |  |  | XX | 0.00 % |  | 0.0000 " |  |  |  | PACKING |  |  |  | 1800 |  |  |  | Maint Look Functional Location | Ops Look Functional Location
5055164 | GOULDS | CONGRESS-PMP BOOSTER 2 /PUMP | MOPV-Z1-CONGR-PMP. | P355 | INSV | INST | HUSSAARM | M | 533937 | C1250A | DISTRIBUTION SYSTEM BOOSTER | 0.00 HP AW | END SUCTION | 0.000 GPM | 125.00 UN | GPM |  |  | HORIZONTAL | AW |  |  |  |  | XX | 0.00 % |  | 0.0000 " |  |  |  | PACKING |  |  |  | 1800 |  |  |  | Maint Look Functional Location | Ops Look Functional Location
5055165 | GOULDS | BELL BOOSTER 1 /PUMP | MOPV-Z1-BELL. | P355 | INSV | INST | HUSSAARM | L | C0332141 | 100 | DISTRIBUTION SYSTEM BOOSTER | 0.00 HP AW | SPLITCASE | 0.000 GPM | 1,000.00 UN | GPM | GREASE | GREASE | HORIZONTAL | AW | 5206 | 5206 | ANTI FRICTION | ANTI FRICTION | 8 | 0.00 % |  | 13.3000 " | 8 | STEEL |  | PACKING |  | 1 | 180 | 1800 |  |  |  | Maint Look Functional Location | Ops Look Functional Location
5055166 | GOULDS | BELL BOOSTER 2 /PUMP | MOPV-Z1-BELL. | P355 | INSV | INST | HUSSAARM | L | C03321402 | 100 | DISTRIBUTION SYSTEM BOOSTER | 0.00 HP AW | SPLITCASE | 0.000 GPM | 1,000.00 UN | GPM | GREASE | GREASE | HORIZONTAL | AW | 5206 | 5206 | ANTI FRICTION | ANTI FRICTION | 8 | 0.00 % |  | 13.3000 " | 8 | STEEL |  | PACKING |  | 1 | 180 | 1800 | CW (FROM MOTOR FAN END) |  |  | Maint Look Functional Location | Ops Look Functional Location

## CLASS-PMP-GRND
Equipment | Manufacturer | Description | Functional Loc. | Planning plant | User status | System status | Created by | ABC indic. | ManufSerialNo. | Model number | Application | BHP Rating | Flow Maximum | Flow Rating | Flow UOM | Grinder Pump Type | Lube Type 1 | Lube Type 2 | Orientation | Owned By | Pmp-Bearing#(lower/o | Pmp-Bearing#(upper/i | Pmp-BearingTP-lower/ | Pmp-BearingTP-upper/ | Pmp-Discharge Size | Pmp-Efficiency (fact | Pmp-Impeller Mat'l | Pmp-Impeller Size | Pmp-Inlet Size | Pmp-Material | Pmp-NPSH Rating | Pmp-Seal Type | Pmp-Shut-off Head | Pmp-Stages | Pmp-TDH Rating | RPM Rating | Rotation Direction | Special Mtn Note | Special Mtn Note Det | NARUC Maintenance Ac | NARUC Operations Acc | Special Mtn Note | Special Mtn Note Det
5071033 | UNKNOWN | HAPPY-TRMT GRINDER 1 /PUMP | INWL-WL-HAPPY-TRMT | P558 | INSV | INST | HUSSAARM | M |  |  |  | 0.00 HP AW | 0.000 GPM | 0.00 UN |  | GRINDER END SUCTION |  |  | XX | AW |  |  |  |  | XX | 0.00 % |  | 0.0000 " | [7 empty] | XX |  |  |  | Maint Water Treatment Equip | Ops Water Treatment
5071034 | UNKNOWN | HAPPY-TRMT GRINDER 2 /PUMP | INWL-WL-HAPPY-TRMT | P558 | INSV | INST | HUSSAARM | M |  |  |  | 0.00 HP AW | 0.000 GPM | 0.00 UN |  | GRINDER END SUCTION |  |  | XX | AW |  |  |  |  | XX | 0.00 % |  | 0.0000 " | [7 empty] | XX |  |  |  | Maint Water Treatment Equip | Ops Water Treatment
5071035 | UNKNOWN | DAVIS-TRMT GRINDER 1 /PUMP | INWL-WL-DAVIS-TRMT | P558 | INSV | INST | HUSSAARM | M |  |  |  | 0.00 HP AW | 0.000 GPM | 0.00 UN |  | GRINDER END SUCTION |  |  | XX | AW |  |  |  |  | XX | 0.00 % |  | 0.0000 " | [7 empty] | XX |  |  |  | Maint Water Treatment Equip | Ops Water Treatment
5071036 | UNKNOWN | DAVIS-TRMT GRINDER 2 /PUMP | INWL-WL-DAVIS-TRMT | P558 | INSV | INST | HUSSAARM | M |  |  |  | 0.00 HP AW | 0.000 GPM | 0.00 UN |  | GRINDER END SUCTION |  |  | XX | AW |  |  |  |  | XX | 0.00 % |  | 0.0000 " | [7 empty] | XX |  |  |  | Maint Water Treatment Equip | Ops Water Treatment
5063448 | MYERS | STRTF-HISB SANITARY LIFT STATION#1 /PUMP | ILST-Z1-STRTF-HISB | P302 | INSV | INST | HUSSAARM | M |  | AR50M4-43 | SEWER LIFT |  | 400.000 GPM | 100.00 UN | GPM | GRINDER SUBMERSIBLE |  |  | VERTICAL | AW |  |  |  |  | 4 |  |  | 6.5000 " | 4 | CAST IRON |  | MECHANICAL | 41 | 1 | 34 | 1800 |  |  |  | Maint Water Treatment Equip | Ops Water Treatment
5063449 | MYERS | STRTF-HISB SANITARY LIFT STATION#2 /PUMP | ILST-Z1-STRTF-HISB | P302 | INSV | INST | HUSSAARM | M |  | AR50M4-43 | SEWER LIFT |  | 400.000 GPM | 100.00 UN | GPM | GRINDER SUBMERSIBLE |  |  | VERTICAL | AW |  |  |  |  | 4 |  |  | 6.5000 " | 4 | CAST IRON |  | MECHANICAL | 41 | 1 | 34 | 1800 |  |  |  | Maint Water Treatment Equip | Ops Water Treatment
5063495 | UNKNOWN | STRTF-HHBD HEAD HS SANITARY GRINDER/PUMP | ILST-Z1-STRTF-HHBD | P302 | INSV | INST | HUSSAARM | L |  |  | GRINDER |  |  |  |  | GRINDER SUBMERSIBLE |  |  | XX | AW |  |  |  |  | XX | [10 empty] | XX |  |  |  | Maint Water Treatment Equip | Ops Water Treatment

## CLASS-PMP-PD
Equipment | Manufacturer | Description | Functional Loc. | Planning plant | User status | System status | Created by | ABC indic. | ManufSerialNo. | Model number | Application | BHP Rating | Flow Maximum | Flow Rating | Flow UOM | Lube Type 1 | Lube Type 2 | Orientation | Owned By | Pmp-Bearing#(lower/o | Pmp-Bearing#(upper/i | Pmp-BearingTP-lower/ | Pmp-BearingTP-upper/ | Pmp-Discharge Size | Pmp-Efficiency (fact | Pmp-Impeller Mat'l | Pmp-Impeller Size | Pmp-Inlet Size | Pmp-Material | Pmp-NPSH Rating | Pmp-Seal Type | Pmp-Shut-off Head | Pmp-Stages | Pmp-TDH Rating | Positive Displacemen | RPM Rating | Rotation Direction | Special Mtn Note | Special Mtn Note Det | NARUC Maintenance Ac | NARUC Operations Acc | Special Mtn Note | Special Mtn Note Det
5013579 | UNKNOWN | BRAD-MNB-HYPORM HYPO 4 /PUMP | ILCP-CP-BRAD.-MNB.-HYPO | P301 | INSV | INST | HUSSAARM | H | M1086075 | 301256-SA10 | CHEMICAL | 0.00 HP AW | 0.000 GPM | 350.00 UN | GPH |  |  | HORIZONTAL | AW |  |  |  |  | XX | 0.00 % |  | 0.0000 " | [7 empty] | PERISTALTIC | XX |  |  |  | Maint Look Functional Location | Ops Look Functional Location
5013578 | UNKNOWN | BRAD-MNB-HYPORM HYPO 3 /PUMP | ILCP-CP-BRAD.-MNB.-HYPO | P301 | INSV | INST | HUSSAARM | H | M1086074 | 301256-SA10 | CHEMICAL | 0.00 HP AW | 0.000 GPM | 350.00 UN | GPH |  |  | HORIZONTAL | AW |  |  |  |  | XX | 0.00 % |  | 0.0000 " | [7 empty] | PERISTALTIC | XX |  |  |  | Maint Look Functional Location | Ops Look Functional Location
5013577 | UNKNOWN | BRAD-MNB-HYPORM HYPO 2 /PUMP | ILCP-CP-BRAD.-MNB.-HYPO | P301 | INSV | INST | HUSSAARM | H | M2086073 | 301256-SA11 | CHEMICAL | 0.00 HP AW | 0.000 GPM | 800.00 UN | GPH |  |  | HORIZONTAL | AW |  |  |  |  | XX | 0.00 % |  | 0.0000 " | [7 empty] | PERISTALTIC | XX |  |  |  | Maint Look Functional Location | Ops Look Functional Location
5013576 | UNKNOWN | BRAD-MNB-HYPORM HYPO 1 /PUMP | ILCP-CP-BRAD.-MNB.-HYPO | P301 | INSV | INST | HUSSAARM | H | M2086072 | 301256-SA11 | CHEMICAL | 0.00 HP AW | 0.000 GPM | 800.00 UN | GPH |  |  | HORIZONTAL | AW |  |  |  |  | XX | 0.00 % |  | 0.0000 " | [7 empty] | PERISTALTIC | XX |  |  |  | Maint Look Functional Location | Ops Look Functional Location
5013570 | UNKNOWN | BRAD-MNB-FL2ROOM FLOURIDE 2 /PUMP | ILCP-CP-BRAD.-MNB.-FL2R | P301 | INSV | INST | HUSSAARM | H |  |  | CHEMICAL | 0.00 HP AW | 0.000 GPM | 317.00 UN | GPH |  |  | XX | AW |  |  |  |  | XX | 0.00 % |  | 0.0000 " | [7 empty] | DIAPHRAGM | XX |  |  |  | Maint Look Functional Location | Ops Look Functional Location
5013569 | UNKNOWN | BRAD-MNB-FL2ROOM FLOURIDE 1 /PUMP | ILCP-CP-BRAD.-MNB.-FL2R | P301 | INSV | INST | HUSSAARM | H |  |  | CHEMICAL | 0.00 HP AW | 0.000 GPM | 317.00 UN | GPH |  |  | XX | AW |  |  |  |  | XX | 0.00 % |  | 0.0000 " | [7 empty] | DIAPHRAGM | XX |  |  |  | Maint Look Functional Location | Ops Look Functional Location
5013566 | UNKNOWN | BRAD-MNB-PHOSFTRM PHOSPHATE 2 /PUMP | ILCP-CP-BRAD.-MNB.-PHOS | P301 | INSV | INST | HUSSAARM | L |  |  | CHEMICAL | 0.00 HP AW | 0.000 GPM | 317.00 UN | GPH |  |  | XX | AW |  |  |  |  | XX | 0.00 % |  | 0.0000 " | [7 empty] | DIAPHRAGM | XX |  |  |  | Maint Look Functional Location | Ops Look Functional Location
5013565 | UNKNOWN | BRAD-MNB-PHOSFTRM PHOSPHATE 1 /PUMP | ILCP-CP-BRAD.-MNB.-PHOS | P301 | INSV | INST | HUSSAARM | L |  |  | CHEMICAL | 0.00 HP AW | 0.000 GPM | 317.00 UN | GPH |  |  | XX | AW |  |  |  |  | XX | 0.00 % |  | 0.0000 " | [7 empty] | DIAPHRAGM | XX |  |  |  | Maint Look Functional Location | Ops Look Functional Location
5013564 | UNKNOWN | BRAD-MNB-HYPORM BRINE 3 /PUMP | ILCP-CP-BRAD.-MNB.-HYPO | P301 | INSV | INST | HUSSAARM | H | 238811-3 | E7C02XECA01 | CHEMICAL | 0.00 HP AW | 0.000 GPM | 0.80 UN | GPM |  |  | HORIZONTAL | AW |  |  |  |  | XX | 0.00 % |  | 0.0000 " | [7 empty] | DIAPHRAGM | 1800 |  |  |  | Maint Look Functional Location | Ops Look Functional Location
5013563 | UNKNOWN | BRAD-MNB-HYPORM BRINE 2 /PUMP | ILCP-CP-BRAD.-MNB.-HYPO | P301 | INSV | INST | HUSSAARM | H | 238811-2 | E7C02XECA01 | CHEMICAL | 0.00 HP AW | 0.000 GPM | 0.80 UN | GPM |  |  | HORIZONTAL | AW |  |  |  |  | XX | 0.00 % |  | 0.0000 " | [7 empty] | DIAPHRAGM | 1800 |  |  |  | Maint Look Functional Location | Ops Look Functional Location
5013562 | UNKNOWN | BRAD-MNB-HYPORM BRINE 1 /PUMP | ILCP-CP-BRAD.-MNB.-HYPO | P301 | INSV | INST | HUSSAARM | H | 238811-1 | E7C02XECA01 | CHEMICAL | 0.00 HP AW | 0.000 GPM | 0.80 UN | GPM |  |  | HORIZONTAL | AW |  |  |  |  | XX | 0.00 % |  | 0.0000 " | [7 empty] | DIAPHRAGM | 1800 |  |  |  | Maint Look Functional Location | Ops Look Functional Location
5013561 | UNKNOWN | BRAD-WCM-FERRICRM FERRIC 3 /PUMP | ILCP-CP-BRAD.-WCM.-FERR | P301 | INSV | INST | HUSSAARM | M |  |  | CHEMICAL | 0.00 HP AW | 0.000 GPM | 317.00 UN | GPH |  |  | XX | AW |  |  |  |  | XX | 0.00 % |  | 0.0000 " | [7 empty] | DIAPHRAGM | XX |  |  |  | Maint Look Functional Location | Ops Look Functional Location
5013560 | UNKNOWN | BRAD-WCM-FERRICRM FERRIC 2 /PUMP | ILCP-CP-BRAD.-WCM.-FERR | P301 | INSV | INST | HUSSAARM | M |  |  | CHEMICAL | 0.00 HP AW | 0.000 GPM | 317.00 UN | GPH |  |  | XX | AW |  |  |  |  | XX | 0.00 % |  | 0.0000 " | [7 empty] | DIAPHRAGM | XX |  |  |  | Maint Look Functional Location | Ops Look Functional Location
5013559 | UNKNOWN | BRAD-WCM-FERRICRM FERRIC 1 /PUMP | ILCP-CP-BRAD.-WCM.-FERR | P301 | INSV | INST | HUSSAARM | M |  |  | CHEMICAL | 0.00 HP AW | 0.000 GPM | 317.00 UN | GPH |  |  | XX | AW |  |  |  |  | XX | 0.00 % |  | 0.0000 " | [7 empty] | DIAPHRAGM | XX |  |  |  | Maint Look Functional Location | Ops Look Functional Location
5013516 | GOULDS | MATS-CEM-NRTHCEMRM W8SLURRY /PUMP | ILCP-CP-MATS.-CEM.-NRTH | P301 | INSV | INST | HUSSAARM | H |  | SRLFO2x2-10 | CHEMICAL | 0.00 HP AW | 0.000 GPM | 900.00 UN | LB/HR |  |  | HORIZONTAL | AW |  |  |  |  | XX | 0.00 % |  | 0.0000 " |  |  |  | PACKING |  |  |  | DIAPHRAGM | XX |  |  |  | Maint Look Functional Location | Ops Look Functional Location
5013515 | GOULDS | MATS-CEM-NRTHCEMRM E8SLURRY /PUMP | ILCP-CP-MATS.-CEM.-NRTH | P301 | INSV | INST | HUSSAARM | H |  | SRLFO2x2-10 | CHEMICAL | 0.00 HP AW | 0.000 GPM | 900.00 UN | LB/HR |  |  | HORIZONTAL | AW |  |  |  |  | XX | 0.00 % |  | 0.0000 " |  |  |  | PACKING |  |  |  | DIAPHRAGM | XX |  |  |  | Maint Look Functional Location | Ops Look Functional Location
5013514 | UNKNOWN | MATS-CEM-NRTHCEMRM W8FLOURIDE /PUMP | ILCP-CP-MATS.-CEM.-NRTH | P301 | INSV | INST | HUSSAARM | H |  |  | CHEMICAL | 0.00 HP AW | 0.000 GPM | 50.00 UN | GPD |  |  | HORIZONTAL | AW |  |  |  |  | XX | 0.00 % |  | 0.0000 " | [7 empty] | DIAPHRAGM | XX |  |  |  | Maint Look Functional Location | Ops Look Functional Location
5013513 | UNKNOWN | MATS-CEM-NRTHCEMRM E8FLOURIDE /PUMP | ILCP-CP-MATS.-CEM.-NRTH | P301 | INSV | INST | HUSSAARM | H |  |  | CHEMICAL | 0.00 HP AW | 0.000 GPM | 50.00 UN | GPD |  |  | HORIZONTAL | AW |  |  |  |  | XX | 0.00 % |  | 0.0000 " | [7 empty] | DIAPHRAGM | XX |  |  |  | Maint Look Functional Location | Ops Look Functional Location
5013512 | LMI | MATS-CEM-NRTHCEMRM W8FERRIC /PUMP | ILCP-CP-MATS.-CEM.-NRTH | P301 | INSV | INST | HUSSAARM | H | 08092659973-2 | C721-460BI | CHEMICAL | 0.00 HP AW | 0.000 GPM | 4.00 UN | GPH |  |  | HORIZONTAL | AW |  |  |  |  | XX | 0.00 % |  | 0.0000 " | [7 empty] | DIAPHRAGM | XX |  |  |  | Maint Look Functional Location | Ops Look Functional Location
5013511 | LMI | MATS-CEM-NRTHCEMRM E8FERRIC /PUMP | ILCP-CP-MATS.-CEM.-NRTH | P301 | INSV | INST | HUSSAARM | H | 07022322068-1 | C721-460BI | CHEMICAL | 0.00 HP AW | 0.000 GPM | 4.00 UN | GPH |  |  | HORIZONTAL | AW |  |  |  |  | XX | 0.00 % |  | 0.0000 " | [7 empty] | DIAPHRAGM | XX |  |  |  | Maint Look Functional Location | Ops Look Functional Location
5013510 | UNKNOWN | MATS-CEM-NRTHCEMRM W8SILICA /PUMP | ILCP-CP-MATS.-CEM.-NRTH | P301 | INSV | INST | HUSSAARM | M |  |  | CHEMICAL | 0.00 HP AW | 0.000 GPM | 50.00 UN | GPD |  |  | HORIZONTAL | AW |  |  |  |  | XX | 0.00 % |  | 0.0000 " | [7 empty] | DIAPHRAGM | XX |  |  |  | Maint Look Functional Location | Ops Look Functional Location
5013509 | UNKNOWN | MATS-CEM-NRTHCEMRM E8SILICA /PUMP | ILCP-CP-MATS.-CEM.-NRTH | P301 | INSV | INST | HUSSAARM | M |  |  | CHEMICAL | 0.00 HP AW | 0.000 GPM | 50.00 UN | GPD |  |  | HORIZONTAL | AW |  |  |  |  | XX | 0.00 % |  | 0.0000 " | [7 empty] | DIAPHRAGM | XX |  |  |  | Maint Look Functional Location | Ops Look Functional Location
5010479 | PULSAFEEDER | LINC-PDB-CHEMROOM SILICA /PUMP | ILCP-UR-LINC.-PDB.-CHEM | P301 | REMV | INAC INST | HUSSAARM | L |  |  | CHEMICAL |  |  | 2.70 UN | GPH |  |  | HORIZONTAL | AW |  |  |  |  | XX | [10 empty] | DIAPHRAGM | XX |  |  |  | Maint Look Functional Location | Ops Look Functional Location
5010478 | PULSAFEEDER | LINC-PDB-CHEMROOM FERRIC /PUMP | ILCP-UR-LINC.-PDB.-CHEM | P301 | REMV | INAC INST | HUSSAARM | H |  |  | CHEMICAL | 0.00 HP AW | 0.000 GPM | 2.70 UN | GPH |  |  | HORIZONTAL | AW |  |  |  |  | XX | 0.00 % |  | 0.0000 " | [7 empty] | DIAPHRAGM | XX |  |  |  | Maint Look Functional Location | Ops Look Functional Location
5010477 | PULSAFEEDER | LINC-PDB-CHEMROOM FLOURIDE /PUMP | ILCP-UR-LINC.-PDB.-CHEM | P301 | REMV | INAC INST | HUSSAARM | H | D289718-1 | MF073 | CHEMICAL |  |  | 2.70 UN | GPH |  |  | HORIZONTAL | AW |  |  |  |  | XX | [10 empty] | DIAPHRAGM | XX |  |  |  | Maint Look Functional Location | Ops Look Functional Location

## CLASS-PPE-ARC
Equipment | Manufacturer | Description | Functional Loc. | Planning plant | User status | System status | Created by | ABC indic. | ManufSerialNo. | Model number | Arc Flash Gear Type | Owned By | PPE Rating | Retest Required | Special Mtn Note | Special Mtn Note Det | NARUC Maintenance Ac | NARUC Operations Acc | Special Mtn Note | Special Mtn Note Det
5010685 | UNKNOWN | WELDON WELDON /PPE-ARC | MOSC-SW-WELDO | P356 | INSV | INST | HUSSAARM | H |  |  | PPE-ARC* | AW |  | Y |  |  | Maint Look Functional Location | Ops Look Functional Location
5010686 | UNKNOWN | MOTHERHEAD-OFF MOTHERHEAD-OFF /PPE-ARC | MOSC-SW-MOTHE-OFF. | P356 | INSV | INST | HUSSAARM | H |  |  | PPE-ARC* | AW |  | Y |  |  | Maint Look Functional Location | Ops Look Functional Location

## CLASS-PPE-FALL
Equipment | Manufacturer | Description | Functional Loc. | Planning plant | User status | System status | Created by | ABC indic. | ManufSerialNo. | Model number | Fall Protection Type | Owned By | PPE Rating | Retest Required | Special Mtn Note | Special Mtn Note Det | NARUC Maintenance Ac | NARUC Operations Acc | Special Mtn Note | Special Mtn Note Det
5019716 | UNKNOWN | LINC-PDB-PRODGARAGE HARNESS 1 /PPE-FALL | ILCP-UR-LINC.-PDB.-PROD | P301 | REMV | INAC INST | HUSSAARM | H |  |  | PPE-FALL* | AW |  | Y |  |  | Maint Look Functional Location | Ops Look Functional Location
5019717 | UNKNOWN | LINC-PDB-PRODGARAGE HARNESS 2 /PPE-FALL | ILCP-UR-LINC.-PDB.-PROD | P301 | REMV | INAC INST | HUSSAARM | H |  |  | PPE-FALL* | AW |  | Y |  |  | Maint Look Functional Location | Ops Look Functional Location
5019718 | UNKNOWN | LINC-PDB-PRODGARAGE HARNESS 3 /PPE-FALL | ILCP-UR-LINC.-PDB.-PROD | P301 | REMV | INAC INST | HUSSAARM | H |  |  | PPE-FALL* | AW |  | Y |  |  | Maint Look Functional Location | Ops Look Functional Location

## CLASS-PPE-FLOT
Equipment | Manufacturer | Description | Functional Loc. | Planning plant | User status | System status | Created by | ABC indic. | ManufSerialNo. | Model number | Backup Power | Flotation Type | Owned By | PPE Rating | Retest Required | Special Mtn Note | Special Mtn Note Det | NARUC Maintenance Ac | NARUC Operations Acc | Special Mtn Note | Special Mtn Note Det
5051408 | UNKNOWN | PLNT-EFB FLOC BASINS /PPE-FLOT | MOMX-MZ-PLNT.-EFB. | P354 | INSV | INST | HUSSAARM | H |  |  |  | PPE-FLOT* | AW |  | Y |  |  | Maint Look Functional Location | Ops Look Functional Location
5051409 | UNKNOWN | PLNT-NSB NORTH SETTLING BASIN /PPE-FLOT | MOMX-MZ-PLNT.-NSB. | P354 | INSV | INST | HUSSAARM | H |  |  |  | PPE-FLOT* | AW |  | Y |  |  | Maint Look Functional Location | Ops Look Functional Location
5051410 | UNKNOWN | PLNT-SSB SOUTH SETTLING BASIN /PPE-FLOT | MOMX-MZ-PLNT.-SSB. | P354 | INSV | INST | HUSSAARM | H |  |  |  | PPE-FLOT* | AW |  | Y |  |  | Maint Look Functional Location | Ops Look Functional Location

## CLASS-PPE-RESP
Equipment | Manufacturer | Description | Functional Loc. | Planning plant | User status | System status | Created by | ABC indic. | ManufSerialNo. | Model number | Gas (Detected/Mitiga | Owned By | Respirator Rating | Respiratory Protecti | Special Mtn Note | Special Mtn Note Det | NARUC Maintenance Ac | NARUC Operations Acc | Special Mtn Note | Special Mtn Note Det
5030764 | MSA | PLNT SCBA RESPIRATOR 1 /PPE-RESP | MOSJ-Z1-PLNT. | P357 | INSV | INST | HUSSAARM | H |  | MC31 | OXYGEN | AW |  | SCBA |  |  | Maint Look Functional Location | Ops Look Functional Location
5030766 | MSA | PLNT SCBA RESPIRATOR 2 /PPE-RESP | MOSJ-Z1-PLNT. | P357 | INSV | INST | HUSSAARM | H |  | MC31 | OXYGEN | AW |  | SCBA |  |  | Maint Look Functional Location | Ops Look Functional Location
5030768 | MSA | PLNT SCBA RESPIRATOR 3 /PPE-RESP | MOSJ-Z1-PLNT. | P357 | INSV | INST | HUSSAARM | H |  | MC31 | OXYGEN | AW |  | SCBA |  |  | Maint Look Functional Location | Ops Look Functional Location
5030770 | MSA | PLNT SCBA RESPIRATOR 4 /PPE-RESP | MOSJ-Z1-PLNT. | P357 | INSV | INST | HUSSAARM | H |  | MC31 | OXYGEN | AW |  | SCBA |  |  | Maint Look Functional Location | Ops Look Functional Location
5030772 | MSA | PLNT SCBA RESPIRATOR 5 /PPE-RESP | MOSJ-Z1-PLNT. | P357 | INSV | INST | HUSSAARM | H |  | MC31 | OXYGEN | AW |  | SCBA |  |  | Maint Look Functional Location | Ops Look Functional Location
5030773 | MSA | PLNT SCBA RESPIRATOR 6 /PPE-RESP | MOSJ-Z1-PLNT. | P357 | INSV | INST | HUSSAARM | H |  | MC31 | OXYGEN | AW |  | SCBA |  |  | Maint Look Functional Location | Ops Look Functional Location
5030775 | SURVIVAIR | PLNT RESPIRATOR 1 /PPE-RESP | MOSJ-Z1-PLNT. | P357 | INSV | INST | HUSSAARM | H |  | 410010 | CHLORINE | AW |  | CARTRIDGE MASK |  |  | Maint Look Functional Location | Ops Look Functional Location
5030777 | SURVIVAIR | PLNT RESPIRATOR 2 /PPE-RESP | MOSJ-Z1-PLNT. | P357 | INSV | INST | HUSSAARM | H |  | 410010 | CHLORINE | AW |  | CARTRIDGE MASK |  |  | Maint Look Functional Location | Ops Look Functional Location
5030779 | SURVIVAIR | PLNT RESPIRATOR 3 /PPE-RESP | MOSJ-Z1-PLNT. | P357 | INSV | INST | HUSSAARM | H |  | 410010 | CHLORINE | AW |  | CARTRIDGE MASK |  |  | Maint Look Functional Location | Ops Look Functional Location
5030781 | MSA | PLNT SCBA REGULATOR 1 /PPE-RESP | MOSJ-Z1-PLNT. | P357 | INSV | INST | HUSSAARM | H | NTO47199NY062034 | 804490 | OXYGEN | AW |  | SCBA |  |  | Maint Look Functional Location | Ops Look Functional Location
5030782 | MSA | PLNT SCBA REGULATOR 2 /PPE-RESP | MOSJ-Z1-PLNT. | P357 | INSV | INST | HUSSAARM | H | NTO47199NY062034 | 804490 | OXYGEN | AW |  | SCBA |  |  | Maint Look Functional Location | Ops Look Functional Location
5030783 | MSA | PLNT AUX ESC REG1 /PPE-RESP | MOSJ-Z1-PLNT. | P357 | INSV | INST | HUSSAARM | H | TCL3F266 | TYPE C | OXYGEN | AW |  | SCBA |  |  | Maint Look Functional Location | Ops Look Functional Location
5030785 | MSA | PLNT AUX ESC REG2 /PPE-RESP | MOSJ-Z1-PLNT. | P357 | INSV | INST | HUSSAARM | H | TCL3F266 | TYPE C | OXYGEN | AW |  | SCBA |  |  | Maint Look Functional Location | Ops Look Functional Location
5030787 | MSA | PLNT SCBA TANK 1 /PPE-RESP | MOSJ-Z1-PLNT. | P357 | INSV | INST | HUSSAARM | H | TC3HWM153 | 54481 | OXYGEN | AW |  | SCBA |  |  | Maint Look Functional Location | Ops Look Functional Location
5030789 | MSA | PLNT SCBA TANK 2 /PPE-RESP | MOSJ-Z1-PLNT. | P357 | INSV | INST | HUSSAARM | H | TC3HWM153 | 59781 | OXYGEN | AW |  | SCBA |  |  | Maint Look Functional Location | Ops Look Functional Location
5030791 | MSA | PLNT SCBA TANK 3 /PPE-RESP | MOSJ-Z1-PLNT. | P357 | INSV | INST | HUSSAARM | H | TC3ALM153 | 59781 | OXYGEN | AW |  | SCBA |  |  | Maint Look Functional Location | Ops Look Functional Location
5030792 | MSA | PLNT SCBA TANK 4 /PPE-RESP | MOSJ-Z1-PLNT. | P357 | INSV | INST | HUSSAARM | H | TC3AAM155 | 74481 | OXYGEN | AW |  | SCBA |  |  | Maint Look Functional Location | Ops Look Functional Location
5030794 | MSA | PLNT SCBA TANK 5 /PPE-RESP | MOSJ-Z1-PLNT. | P357 | INSV | INST | HUSSAARM | H | TC3HWM153 | 54481 | OXYGEN | AW |  | SCBA |  |  | Maint Look Functional Location | Ops Look Functional Location
5030796 | MSA | PLNT AUXILIARY SCBA TANK A /PPE-RESP | MOSJ-Z1-PLNT. | P357 | INSV | INST | HUSSAARM | H | TC3ALM153 | 818159 | OXYGEN | AW |  | SCBA |  |  | Maint Look Functional Location | Ops Look Functional Location
5030798 | MSA | PLNT AUXILIARY SCBA TANK B /PPE-RESP | MOSJ-Z1-PLNT. | P357 | INSV | INST | HUSSAARM | H | TC3ALM153 | 818159 | OXYGEN | AW |  | SCBA |  |  | Maint Look Functional Location | Ops Look Functional Location

## CLASS-PRESDMP
Equipment | Manufacturer | Description | Functional Loc. | Planning plant | User status | System status | Created by | ABC indic. | ManufSerialNo. | Model number | Owned By | Pressure Damper Type | Special Mtn Note | Special Mtn Note Det | NARUC Maintenance Ac | NARUC Operations Acc | Special Mtn Note | Special Mtn Note Det
5042111 | UNKNOWN | WTERS-RWPS PUMP1 DISCH /PRESSURE DAMPER | IAQC-Z1-WTERS-RWPS | P502 | INSV | INST | HUSSAARM | L |  |  | AW | *PRESDMP |  |  | Maint Look Functional Location | Ops Look Functional Location
5042112 | UNKNOWN | WTERS-RWPS PUMP2 DISCH /PRESSURE DAMPER | IAQC-Z1-WTERS-RWPS | P502 | INSV | INST | HUSSAARM | L |  |  | AW | *PRESDMP |  |  | Maint Look Functional Location | Ops Look Functional Location
5042113 | UNKNOWN | WTERS-RWPS PUMP3 DISCH /PRESSURE DAMPER | IAQC-Z1-WTERS-RWPS | P502 | INSV | INST | HUSSAARM | L |  |  | AW | *PRESDMP |  |  | Maint Look Functional Location | Ops Look Functional Location
5042114 | UNKNOWN | WTERS-RWPS PUMP4 DISCH /PRESSURE DAMPER | IAQC-Z1-WTERS-RWPS | P502 | INSV | INST | HUSSAARM | L |  |  | AW | *PRESDMP |  |  | Maint Look Functional Location | Ops Look Functional Location

## CLASS-PRNTR
Equipment | Manufacturer | Description | Functional Loc. | Planning plant | User status | System status | Created by | ABC indic. | ManufSerialNo. | Model number | Application | Network Scheme | Operating System | Owned By | Printer Type | RAID | RAM Memory | Software License# | Special Mtn Note | Special Mtn Note Det | Standby Power Type | NARUC Maintenance Ac | NARUC Operations Acc | Special Mtn Note | Special Mtn Note Det
5005006 | HP | PLNT-CAP-CONTROL Control Lab /PRNTR | MOJP-Z1-PLNT.-CAP.-CNTL | P353 | INSV | INST | HUSSAARM | M |  | Laser Jet 4350tn |  |  |  | AW | PRNTR* | [5 empty] | NONE | Maint Look Functional Location | Ops Look Functional Location
5005007 | UNKNOWN | PLNT-CAP-CONTROL Control Lab /PRNTR | MOJP-Z1-PLNT.-CAP.-CNTL | P353 | INSV | INST | HUSSAARM | M |  | HL-4070 CDW |  |  |  | AW | PRNTR* | [5 empty] | NONE | Maint Look Functional Location | Ops Look Functional Location
5005008 | CANON | PLNT-CAP-ADMIN ADMIN OFFICE /PRNTR | MOJP-Z1-PLNT.-CAP.-CNTL | P353 | INSV | INST | HUSSAARM | M | DBF03174 | Image Runner C30801 |  |  |  | AW | PRNTR* | [5 empty] | NONE | Maint Look Functional Location | Ops Look Functional Location
5005009 | HP | PLNT-HSB Maintenance Office /PRNTR | MOJP-Z1-PLNT.-HSB. | P353 | INSV | INST | HUSSAARM | M |  | COLOR LASER JET 4600 |  |  |  | AW | PRNTR* | [5 empty] | NONE | Maint Look Functional Location | Ops Look Functional Location
5016289 | UNKNOWN | WELL # 1 /PRNTR | MOWH-Z1-WELL1 | P365 | INSV | INST | HUSSAARM | M | INTELLIFAX 2820 | U61325G1N926364 |  |  |  | AW | PRNTR* | [5 empty] | NONE | Maint Look Functional Location | Ops Look Functional Location

## CLASS-PVLV
Equipment | Manufacturer | Description | Functional Loc. | Planning plant | User status | System status | Created by | ABC indic. | ManufSerialNo. | Model number | Actuator Manufacture | Actuator Type | Application | Automated/Actuated | Bypass Valve? | Fail Position | Gear Type | Joint Type | Material of Construc | Normal Position | Normal Sys Pressure | Number of Turns | Open Direction | Open/Close Switches? | Owned By | Plant Valve Type | Pressure Class | Special Mtn Note | Special Mtn Note Det | Vlv-Valve Size | Vlv-Valve Type | NARUC Maintenance Ac | NARUC Operations Acc | Special Mtn Note | Special Mtn Note Det
10299203 | CAPITAL CONTROLS | PLNT AUTO SWITCH OVER 4 /Valve | MOSJ-Z1-PLNT. | P357 | INSV | INST | HUSSAARM | H |  | PR00017 |  |  |  | Y | XX |  |  | XX |  | XX |  | 999.00 TN | XX |  | AW | ELECTRIC MOTOR PVLV | XX |  |  | XX | BALL | Maint Look Functional Location | Ops Look Functional Location
10299197 | CAPITAL CONTROLS | PLNT AUTO SWITCH OVER 3 /Valve | MOSJ-Z1-PLNT. | P357 | INSV | INST | HUSSAARM | H |  | PR00017 |  |  |  | Y | XX |  |  | XX |  | XX |  | 999.00 TN | XX |  | AW | ELECTRIC MOTOR PVLV | XX |  |  | XX | BALL | Maint Look Functional Location | Ops Look Functional Location
10299194 | CAPITAL CONTROLS | PLNT AUTO SWITCH OVER 2 /Valve | MOSJ-Z1-PLNT. | P357 | INSV | INST | HUSSAARM | H |  | PR00017 |  |  |  | Y | XX |  |  | XX |  | XX |  | 999.00 TN | XX |  | AW | ELECTRIC MOTOR PVLV | XX |  |  | XX | BALL | Maint Look Functional Location | Ops Look Functional Location
10299190 | CAPITAL CONTROLS | PLNT AUTO SWITCH OVER 1 /Valve | MOSJ-Z1-PLNT. | P357 | INSV | INST | HUSSAARM | H |  | PR00017 |  |  |  | Y | XX |  |  | XX |  | XX |  | 999.00 TN | XX |  | AW | ELECTRIC MOTOR PVLV | XX |  |  | XX | BALL | Maint Look Functional Location | Ops Look Functional Location
10227672 | WILKINS-ZURN | YARD HYD BF PREV /VALVE | MOSJ-Z1-FCOS. | P357 | INSV | INST | HUSSAARM | H | 3504116 | 975X7 |  |  | BACKFLOW PREVENTION | Y | XX |  |  | XX |  | XX |  | 999.00 TN | XX |  | AW | BACKFLOW W-TEST PORTS PVLV | XX |  |  | 2 | RPZ | Maint Look Functional Location | Ops Look Functional Location
10227669 | WILKINS-ZURN | YARD HYD BF PREV /VALVE | MOSJ-Z1-FCOS. | P357 | INSV | INST | HUSSAARM | H | 3375819 | 975X7 |  |  | BACKFLOW PREVENTION | Y | XX |  |  | XX |  | XX |  | 999.00 TN | XX |  | AW | BACKFLOW W-TEST PORTS PVLV | XX |  |  | 2 | RPZ | Maint Look Functional Location | Ops Look Functional Location
10227664 | WILKINS-ZURN | YARD HYD BF PREV /VALVE | MOSJ-Z1-FCOS. | P357 | INSV | INST | HUSSAARM | H | 2328080 | 975X7 |  |  | BACKFLOW PREVENTION | Y | XX |  |  | XX |  | XX |  | 999.00 TN | XX |  | AW | BACKFLOW W-TEST PORTS PVLV | XX |  |  | 2 | RPZ | Maint Look Functional Location | Ops Look Functional Location
10227661 | WILKINS-ZURN | YARD HYD BF PREV /VALVE | MOSJ-Z1-FCOS. | P357 | INSV | INST | HUSSAARM | H | 3344112 | 975X7 |  |  | BACKFLOW PREVENTION | Y | XX |  |  | XX |  | XX |  | 999.00 TN | XX |  | AW | BACKFLOW W-TEST PORTS PVLV | XX |  |  | 2 | RPZ | Maint Look Functional Location | Ops Look Functional Location
10227659 | WILKINS-ZURN | YARD HYD BF PREV /VALVE | MOSJ-Z1-FCOS. | P357 | INSV | INST | HUSSAARM | H | 2320226 | 975X7 |  |  | BACKFLOW PREVENTION | Y | XX |  |  | XX |  | XX |  | 999.00 TN | XX |  | AW | BACKFLOW W-TEST PORTS PVLV | XX |  |  | 2 | RPZ | Maint Look Functional Location | Ops Look Functional Location
10227656 | WILKINS-ZURN | YARD HYD BF PREV /VALVE | MOSJ-Z1-FCOS. | P357 | INSV | INST | HUSSAARM | H | 3384822 | 975X7 |  |  | BACKFLOW PREVENTION | Y | XX |  |  | XX |  | XX |  | 999.00 TN | XX |  | AW | BACKFLOW W-TEST PORTS PVLV | XX |  |  | 2 | RPZ | Maint Look Functional Location | Ops Look Functional Location
10227654 | WILKINS-ZURN | YARD HYD BF PREV /VALVE | MOSJ-Z1-FCOS. | P357 | INSV | INST | HUSSAARM | H | 3375809 | 975X7 |  |  | BACKFLOW PREVENTION | Y | XX |  |  | XX |  | XX |  | 999.00 TN | XX |  | AW | BACKFLOW W-TEST PORTS PVLV | XX |  |  | 2 | RPZ | Maint Look Functional Location | Ops Look Functional Location
10097815 | PRATT | PLNT WASHWATER BYPASS /Valve | MOSJ-Z1-PLNT. | P357 | INSV | INST | HUSSAARM | L | S03062724 | 2F2 |  | MANUAL | BYPASS | N | N |  |  | FLANGED | STEEL | CLOSED |  | 999.00 TN | XX | N | AW | MANUAL PVLV | 150 |  |  | 20 | BUTTERFLY | Maint Look Functional Location | Ops Look Functional Location
10097813 | PRATT | PLNT WASHWATER ISOLATION 2 /Valve | MOSJ-Z1-PLNT. | P357 | INSV | INST | HUSSAARM | L |  | 2F2 |  | MANUAL | ISOLATION | N | Y |  |  | FLANGED | STEEL | OPEN |  | 999.00 TN | XX | N | AW | MANUAL PVLV | 150 |  |  | 18 | BUTTERFLY | Maint Look Functional Location | Ops Look Functional Location
10097812 | PRATT | PLNT WASHWATER ISOLATION 1 /Valve | MOSJ-Z1-PLNT. | P357 | INSV | INST | HUSSAARM | L | SC3062735 | 2F2 |  | MANUAL | ISOLATION | N | Y |  |  | FLANGED |  | OPEN |  | 999.00 TN | XX | N | AW | MANUAL PVLV | 150 |  |  | 18 | BUTTERFLY | Maint Look Functional Location | Ops Look Functional Location
10097810 | PRATT | PLNT PLANT EFFLUENT ISOLATION /Valve | MOSJ-Z1-PLNT. | P357 | INSV | INST | HUSSAARM | L |  |  |  | MANUAL | ISOLATION | N | N |  |  | FLANGED | STEEL | XX |  | 999.00 TN | XX | N | AW | MANUAL PVLV | 150 |  |  | 42 | BUTTERFLY | Maint Look Functional Location | Ops Look Functional Location
10097808 | PRATT | PLNT FILTER WASH 6 /Valve | MOSJ-Z1-PLNT. | P357 | INSV | INST | HUSSAARM | M |  | XR70 |  | PNEUMATIC | IN PLANT | N | N | CLOSED |  | FLANGED | STEEL | CLOSED | 25 PSI | 999.00 TN | XX | Y | AW | PNEUMATIC PVLV | 150 |  |  | 24 | BUTTERFLY | Maint Look Functional Location | Ops Look Functional Location
10097806 | PRATT | PLNT FILTER WASH 5 /Valve | MOSJ-Z1-PLNT. | P357 | INSV | INST | HUSSAARM | M |  | XR70 |  | PNEUMATIC | IN PLANT | N | N | CLOSED |  | FLANGED | STEEL | CLOSED | 25 PSI | 999.00 TN | XX | Y | AW | PNEUMATIC PVLV | 150 |  |  | 24 | BUTTERFLY | Maint Look Functional Location | Ops Look Functional Location
10097805 | PRATT | PLNT FILTER WASH 4 /Valve | MOSJ-Z1-PLNT. | P357 | INSV | INST | HUSSAARM | M |  | XR70 |  | PNEUMATIC | IN PLANT | N | N | CLOSED |  | FLANGED | STEEL | CLOSED | 25 PSI | 999.00 TN | XX | Y | AW | PNEUMATIC PVLV | 150 |  |  | 24 | BUTTERFLY | Maint Look Functional Location | Ops Look Functional Location
10097803 | PRATT | PLNT FILTER WASH 3 /Valve | MOSJ-Z1-PLNT. | P357 | INSV | INST | HUSSAARM | M |  | XR70 |  | PNEUMATIC | IN PLANT | N | N | CLOSED |  | FLANGED | STEEL | CLOSED | 25 PSI | 999.00 TN | XX | Y | AW | PNEUMATIC PVLV | 150 |  |  | 24 | BUTTERFLY | Maint Look Functional Location | Ops Look Functional Location
10097801 | PRATT | PLNT FILTER WASH 2 /Valve | MOSJ-Z1-PLNT. | P357 | INSV | INST | HUSSAARM | M |  | XR70 |  | PNEUMATIC | IN PLANT | N | N | CLOSED |  | FLANGED | STEEL | CLOSED | 25 PSI | 999.00 TN | XX | Y | AW | PNEUMATIC PVLV | 150 |  |  | 24 | BUTTERFLY | Maint Look Functional Location | Ops Look Functional Location
10097799 | PRATT | PLNT FILTER WASH 1 /Valve | MOSJ-Z1-PLNT. | P357 | INSV | INST | HUSSAARM | M |  | XR70 |  | PNEUMATIC | IN PLANT | N | N | CLOSED |  | FLANGED | STEEL | CLOSED | 25 PSI | 999.00 TN | XX | Y | AW | PNEUMATIC PVLV | 150 |  |  | 24 | BUTTERFLY | Maint Look Functional Location | Ops Look Functional Location
10097798 | PRATT | PLNT FILTER DRAIN 6 /Valve | MOSJ-Z1-PLNT. | P357 | INSV | INST | HUSSAARM | M |  | XR70 |  | PNEUMATIC | IN PLANT | N | N | CLOSED |  | FLANGED | STEEL | CLOSED | 25 PSI | 999.00 TN | XX | Y | AW | PNEUMATIC PVLV | 150 |  |  | 24 | BUTTERFLY | Maint Look Functional Location | Ops Look Functional Location
10097796 | PRATT | PLNT FILTER DRAIN 5 /Valve | MOSJ-Z1-PLNT. | P357 | INSV | INST | HUSSAARM | M |  | XR70 |  | PNEUMATIC | IN PLANT | N | N | CLOSED |  | FLANGED | STEEL | CLOSED | 25 PSI | 999.00 TN | XX | Y | AW | PNEUMATIC PVLV | 150 |  |  | 24 | BUTTERFLY | Maint Look Functional Location | Ops Look Functional Location
10097793 | PRATT | PLNT FILTER DRAIN 4 /Valve | MOSJ-Z1-PLNT. | P357 | INSV | INST | HUSSAARM | M |  | XR70 |  | PNEUMATIC | IN PLANT | N | N | CLOSED |  | FLANGED | STEEL | CLOSED | 25 PSI | 999.00 TN | XX | Y | AW | PNEUMATIC PVLV | 150 |  |  | 24 | BUTTERFLY | Maint Look Functional Location | Ops Look Functional Location
10097791 | PRATT | PLNT FILTER DRAIN 3 /Valve | MOSJ-Z1-PLNT. | P357 | INSV | INST | HUSSAARM | M |  | XR70 |  | PNEUMATIC | IN PLANT | N | N | CLOSED |  | FLANGED | STEEL | CLOSED | 25 PSI | 999.00 TN | XX | Y | AW | PNEUMATIC PVLV | 150 |  |  | 24 | BUTTERFLY | Maint Look Functional Location | Ops Look Functional Location
10097790 | PRATT | PLNT FILTER DRAIN 2 /Valve | MOSJ-Z1-PLNT. | P357 | INSV | INST | HUSSAARM | M |  | XR70 |  | PNEUMATIC | IN PLANT | N | N | CLOSED |  | FLANGED | STEEL | CLOSED | 25 PSI | 999.00 TN | XX | Y | AW | PNEUMATIC PVLV | 150 |  |  | 24 | BUTTERFLY | Maint Look Functional Location | Ops Look Functional Location
10097788 | PRATT | PLNT FILTER DRAIN 1 /Valve | MOSJ-Z1-PLNT. | P357 | INSV | INST | HUSSAARM | M |  | XR70 |  | PNEUMATIC | IN PLANT | N | N | CLOSED |  | FLANGED | STEEL | CLOSED | 25 PSI | 999.00 TN | XX | Y | AW | PNEUMATIC PVLV | 150 |  |  | 24 | BUTTERFLY | Maint Look Functional Location | Ops Look Functional Location
10097786 | PRATT | PLNT FILTER RINSE 6 /Valve | MOSJ-Z1-PLNT. | P357 | INSV | INST | HUSSAARM | M |  | 2FII |  | PNEUMATIC | IN PLANT | N | N | LAST |  | FLANGED | STEEL | THROTTLING | 25 PSI | 999.00 TN | XX | Y | AW | PNEUMATIC PVLV | 150 |  |  | 14 | BUTTERFLY | Maint Look Functional Location | Ops Look Functional Location
10097784 | PRATT | PLNT FILTER RINSE 5 /Valve | MOSJ-Z1-PLNT. | P357 | INSV | INST | HUSSAARM | M |  | 2FII |  | PNEUMATIC | IN PLANT | N | N | LAST |  | FLANGED | STEEL | THROTTLING | 25 PSI | 999.00 TN | XX | Y | AW | PNEUMATIC PVLV | 150 |  |  | 14 | BUTTERFLY | Maint Look Functional Location | Ops Look Functional Location
10097782 | PRATT | PLNT FILTER RINSE 4 /Valve | MOSJ-Z1-PLNT. | P357 | INSV | INST | HUSSAARM | M |  | 2FII |  | PNEUMATIC | IN PLANT | N | N | LAST |  | FLANGED | STEEL | THROTTLING | 25 PSI | 999.00 TN | XX | Y | AW | PNEUMATIC PVLV | 150 |  |  | 14 | BUTTERFLY | Maint Look Functional Location | Ops Look Functional Location
10097781 | PRATT | PLNT FILTER RINSE 3 /Valve | MOSJ-Z1-PLNT. | P357 | INSV | INST | HUSSAARM | M |  | 2FII |  | PNEUMATIC | IN PLANT | N | N | LAST |  | FLANGED | STEEL | THROTTLING | 25 PSI | 999.00 TN | XX | Y | AW | PNEUMATIC PVLV | 150 |  |  | 14 | BUTTERFLY | Maint Look Functional Location | Ops Look Functional Location
10097779 | PRATT | PLNT FILTER RINSE 2 /Valve | MOSJ-Z1-PLNT. | P357 | INSV | INST | HUSSAARM | M |  | 2FII |  | PNEUMATIC | IN PLANT | N | N | LAST |  | FLANGED | STEEL | THROTTLING | 25 PSI | 999.00 TN | XX | Y | AW | PNEUMATIC PVLV | 150 |  |  | 14 | BUTTERFLY | Maint Look Functional Location | Ops Look Functional Location
10097777 | PRATT | PLNT FILTER RINSE 1 /Valve | MOSJ-Z1-PLNT. | P357 | INSV | INST | HUSSAARM | M |  | 2FII |  | PNEUMATIC | IN PLANT | N | N | LAST |  | FLANGED | STEEL | THROTTLING | 25 PSI | 999.00 TN | XX | Y | AW | PNEUMATIC PVLV | 150 |  |  | 14 | BUTTERFLY | Maint Look Functional Location | Ops Look Functional Location
10937009 | VAL-MATIC | RHBS PUMP 4 CHK /VALVE | MOSJ-Z1-RHBS. | P357 | INSV | INST | BULLJE | M |  | 1862BN.19 |  | MANUAL | BACKFLOW PREVENTION | N | XX |  |  | RESTRAINED | CAST IRON | OPEN |  | 999.00 TN | XX |  | AW | HYDRAULIC ONLY PVLV | XX |  |  | 12 | CHECK | Maint Look Functional Location | Ops Look Functional Location
10937008 | VAL-MATIC | RHBS AIR/VAC /VALVE | MOSJ-Z1-RHBS. | P357 | INSV | INST | BULLJE | H |  | 203C.15 |  | HYDRAULIC | AIR RELEASE |  | XX |  |  | XX | CAST IRON | XX |  | 999.00 TN | XX |  | AW | HYDRAULIC ONLY PVLV | XX |  |  | 3 | AIR/VAC RELIEF | Maint Look Functional Location | Ops Look Functional Location
10935413 | PRATT | RHBS METER DISCHARGE /VALVE | MOSJ-Z1-RHBS. | P357 | INSV | INST | BULLJE | M |  | HP250 |  | MANUAL | PUMP DISCHARGE | N | XX |  |  | RESTRAINED | DUCTILE IRON | OPEN |  | 999.00 TN | XX |  | AW | MANUAL PVLV | XX |  |  | 20 | BUTTERFLY | Maint Look Functional Location | Ops Look Functional Location
10935407 | HAMMOND | RHBS AIR RELEASE /VALVE | MOSJ-Z1-RHBS. | P357 | INSV | INST | BULLJE | M |  | UP8901 |  | MANUAL | AIR RELEASE | N | N |  |  | BALL & SOCKET |  | CLOSED |  | 999.00 TN | XX |  | AW | GAS REGULATOR PVLV | XX |  |  | 1 | BALL | Maint Look Functional Location | Ops Look Functional Location
10935305 | PRATT | RHBS CONTROL OUTLET /VALVE | MOSJ-Z1-RHBS. | P357 | INSV | INST | BULLJE | M |  | 2FII 150 B | PRATT | MANUAL | BYPASS | Y | Y | LAST |  | MJ | CAST IRON | OPEN |  | 999.00 TN | LEFT |  | AW | MANUAL PVLV | XX |  |  | 10 | BUTTERFLY | Maint Look Functional Location | Ops Look Functional Location
10935304 | PRATT | RHBS CONTROL INLET /VALVE | MOSJ-Z1-RHBS. | P357 | INSV | INST | BULLJE | M |  | HP250 | PRATT | MANUAL | BYPASS | Y | Y | LAST |  | MJ | DUCTILE IRON | OPEN |  | 999.00 TN | XX |  | AW | MANUAL PVLV | XX |  |  | 10 | BUTTERFLY | Maint Look Functional Location | Ops Look Functional Location
10933633 | CLA-VAL | RHBS CONTROL /VALVE | MOSJ-Z1-RHBS. | P357 | INSV | INST | BULLJE | M |  | 58G 77BCVKCOL |  |  | PRESSURE REGULATION | Y | XX | LAST |  | FLANGED | DUCTILE IRON | OPEN |  | 999.00 TN | XX | Y | AW | ELECTRIC MOTOR PVLV | XX |  |  | 10 | PRES REGULATOR | Maint Look Functional Location | Ops Look Functional Location
10933630 | PRATT | RHBS PUMP 4 DISCHARGE /VALVE | MOSJ-Z1-RHBS. | P357 | INSV | INST | BULLJE | M |  | HP250 |  | MANUAL | PUMP DISCHARGE | N | XX |  |  | RESTRAINED | DUCTILE IRON | OPEN |  | 999.00 TN | XX |  | AW | MANUAL PVLV | XX |  |  | 12 | BUTTERFLY | Maint Look Functional Location | Ops Look Functional Location
10933629 | PRATT | RHBS PUMP 3 DISCHARGE /VALVE | MOSJ-Z1-RHBS. | P357 | INSV | INST | BULLJE | M |  | HP250 |  | MANUAL | PUMP DISCHARGE | N | XX |  |  | RESTRAINED | DUCTILE IRON | OPEN |  | 999.00 TN | XX |  | AW | MANUAL PVLV | XX |  |  | 12 | BUTTERFLY | Maint Look Functional Location | Ops Look Functional Location
10933628 | PRATT | RHBS PUMP 2 DISCHARGE /VALVE | MOSJ-Z1-RHBS. | P357 | INSV | INST | BULLJE | M |  | HP250 |  | MANUAL | PUMP DISCHARGE | N | XX |  |  | RESTRAINED | DUCTILE IRON | OPEN |  | 999.00 TN | XX |  | AW | MANUAL PVLV | XX |  |  | 12 | BUTTERFLY | Maint Look Functional Location | Ops Look Functional Location
10933627 | PRATT | RHBS PUMP 1 DISCHARGE /VALVE | MOSJ-Z1-RHBS. | P357 | INSV | INST | BULLJE | M |  | HP250 |  | MANUAL | PUMP DISCHARGE | N | XX |  |  | RESTRAINED | DUCTILE IRON | OPEN |  | 999.00 TN | XX |  | AW | MANUAL PVLV | XX |  |  | 12 | BUTTERFLY | Maint Look Functional Location | Ops Look Functional Location
10933626 | PRATT | RHBS PUMP 4 SUCTION /VALVE | MOSJ-Z1-RHBS. | P357 | INSV | INST | BULLJE | M |  | 2FII |  | MANUAL | PUMP SUCTION | N | XX |  |  | RESTRAINED | CAST IRON | OPEN |  | 999.00 TN | LEFT |  | AW | MANUAL PVLV | XX |  |  | 14 | BUTTERFLY | Maint Look Functional Location | Ops Look Functional Location
10933625 | PRATT | RHBS PUMP 3 SUCTION /VALVE | MOSJ-Z1-RHBS. | P357 | INSV | INST | BULLJE | M |  | 2FII |  | MANUAL | PUMP SUCTION | N | XX |  |  | RESTRAINED | CAST IRON | OPEN |  | 999.00 TN | LEFT |  | AW | MANUAL PVLV | XX |  |  | 14 | BUTTERFLY | Maint Look Functional Location | Ops Look Functional Location
10933624 | PRATT | RHBS PUMP 2 SUCTION /VALVE | MOSJ-Z1-RHBS. | P357 | INSV | INST | BULLJE | M |  | 2FII |  | MANUAL | PUMP SUCTION | N | XX |  |  | RESTRAINED | CAST IRON | OPEN |  | 999.00 TN | LEFT |  | AW | MANUAL PVLV | XX |  |  | 14 | BUTTERFLY | Maint Look Functional Location | Ops Look Functional Location
10933623 | PRATT | RHBS PUMP 1 SUCTION /VALVE | MOSJ-Z1-RHBS. | P357 | INSV | INST | BULLJE | M |  | 2FII |  | MANUAL | PUMP SUCTION | N | XX |  |  | RESTRAINED | CAST IRON | OPEN |  | 999.00 TN | LEFT |  | AW | MANUAL PVLV | XX |  |  | 14 | BUTTERFLY | Maint Look Functional Location | Ops Look Functional Location
10933622 | VAL-MATIC | RHBS PUMP 3 CHK /VALVE | MOSJ-Z1-RHBS. | P357 | INSV | INST | BULLJE | M |  | 1862BN.19 |  | MANUAL | BACKFLOW PREVENTION | N | XX |  |  | RESTRAINED | CAST IRON | OPEN |  | 999.00 TN | XX |  | AW | HYDRAULIC ONLY PVLV | XX |  |  | 12 | CHECK | Maint Look Functional Location | Ops Look Functional Location
10933621 | VAL-MATIC | RHBS PUMP 2 CHK /VALVE | MOSJ-Z1-RHBS. | P357 | INSV | INST | BULLJE | M |  | 1862BN.19 |  | MANUAL | BACKFLOW PREVENTION | N | XX |  |  | RESTRAINED | CAST IRON | OPEN |  | 999.00 TN | XX |  | AW | HYDRAULIC ONLY PVLV | XX |  |  | 12 | CHECK | Maint Look Functional Location | Ops Look Functional Location
10933620 | VAL-MATIC | RHBS PUMP 1 CHK /VALVE | MOSJ-Z1-RHBS. | P357 | INSV | INST | BULLJE | M |  | 1862BN.19 |  | MANUAL | BACKFLOW PREVENTION | N | XX |  |  | RESTRAINED | CAST IRON | OPEN |  | 999.00 TN | XX |  | AW | HYDRAULIC ONLY PVLV | XX |  |  | 12 | CHECK | Maint Look Functional Location | Ops Look Functional Location
10933618 | PRATT | RHBS STATION SUCTION /VALVE | MOSJ-Z1-RHBS. | P357 | INSV | INST | BULLJE | M |  |  |  | MANUAL | PUMP SUCTION | N | XX |  |  | RESTRAINED | DUCTILE IRON | OPEN |  | 999.00 TN | XX |  | AW | MANUAL PVLV | XX |  |  | 24 | BUTTERFLY | Maint Look Functional Location | Ops Look Functional Location
10933617 | PRATT | RHBS STATION DISCHARGE /VALVE | MOSJ-Z1-RHBS. | P357 | INSV | INST | BULLJE | M |  |  |  | MANUAL | PUMP DISCHARGE | N | XX |  |  | RESTRAINED | DUCTILE IRON | OPEN |  | 999.00 TN | XX |  | AW | MANUAL PVLV | XX |  |  | 20 | BUTTERFLY | Maint Look Functional Location | Ops Look Functional Location
10299440 | WATTS | PLNT PMPRM110 DOMESTH2O BFPREV /VALVE | MOSJ-Z1-PLNT. | P357 | INSV | INST | HUSSAARM | H | 191871 | 909 |  |  | BACKFLOW PREVENTION | Y | XX |  |  | XX |  | XX |  | 999.00 TN | XX |  | AW | BACKFLOW W-TEST PORTS PVLV | XX |  |  | 4 | RPZ | Maint Look Functional Location | Ops Look Functional Location
10299436 | WATTS | PLNT METSHOP TESTSTA BLKH2OBFPREV /VALVE | MOSJ-Z1-PLNT. | P357 | INSV | INST | HUSSAARM | H | 259701 | 909 |  |  | BACKFLOW PREVENTION | Y | XX |  |  | XX |  | XX |  | 999.00 TN | XX |  | AW | BACKFLOW W-TEST PORTS PVLV | XX |  |  | 2 | RPZ | Maint Look Functional Location | Ops Look Functional Location
10299433 | WATTS | PLNT PMPRM110 SERVH2O BTM BFPREV /VALVE | MOSJ-Z1-PLNT. | P357 | INSV | INST | HUSSAARM | H | 624632 | 909 |  |  | BACKFLOW PREVENTION | Y | XX |  |  | XX |  | XX |  | 999.00 TN | XX |  | AW | BACKFLOW W-TEST PORTS PVLV | XX |  |  | 8 | RPZ | Maint Look Functional Location | Ops Look Functional Location
10299430 | WATTS | PLNT PMPRM110 SERVH2O TOP BFPREV /VALVE | MOSJ-Z1-PLNT. | P357 | INSV | INST | HUSSAARM | H | 624630 | 909 |  |  | BACKFLOW PREVENTION | Y | XX |  |  | XX |  | XX |  | 999.00 TN | XX |  | AW | BACKFLOW W-TEST PORTS PVLV | XX |  |  | 8 | RPZ | Maint Look Functional Location | Ops Look Functional Location
10299427 | WATTS | PLNT MECH RM CH H2O BF PREV/Valve-470031 | MOSJ-Z1-PLNT. | P357 | INSV | INST | HUSSAARM | H | 470031 | 909 |  |  | BACKFLOW PREVENTION | Y | XX |  |  | XX |  | XX |  | 999.00 TN | XX |  | AW | BACKFLOW W-TEST PORTS PVLV | XX |  |  | 0.75 | RPZ | Maint Look Functional Location | Ops Look Functional Location
10299423 | WATTS | PLNT MECH RM105 FD 2 BOILR BFPREV /VALVE | MOSJ-Z1-PLNT. | P357 | INSV | INST | HUSSAARM | H | 470026 | 909 |  |  | BACKFLOW PREVENTION | Y | XX |  |  | XX |  | XX |  | 999.00 TN | XX |  | AW | BACKFLOW W-TEST PORTS PVLV | XX |  |  | 0.75 | RPZ | Maint Look Functional Location | Ops Look Functional Location
10299421 | WATTS | PLNT CAUST STORRM129 HOTH2OBFPREV /VALVE | MOSJ-Z1-PLNT. | P357 | INSV | INST | HUSSAARM | H | 469860 | 909 |  |  | BACKFLOW PREVENTION | Y | XX |  |  | XX |  | XX |  | 999.00 TN | XX |  | AW | BACKFLOW W-TEST PORTS PVLV | XX |  |  | 1 | RPZ | Maint Look Functional Location | Ops Look Functional Location
10299417 | WATTS | PLNT MECH RM SPRK BF PREV/Valve-333712 | MOSJ-Z1-PLNT. | P357 | INSV | INST | HUSSAARM | H | 333712 | 909 |  |  | BACKFLOW PREVENTION | Y | XX |  |  | XX |  | XX |  | 999.00 TN | XX |  | AW | BACKFLOW W-TEST PORTS PVLV | XX |  |  | 1.25 | RPZ | Maint Look Functional Location | Ops Look Functional Location
10299414 | WATTS | PLNT PMP RM CL2 BF PREV /Valve-332093 | MOSJ-Z1-PLNT. | P357 | INSV | INST | HUSSAARM | H | 332093 | 909 |  |  | BACKFLOW PREVENTION | Y | XX |  |  | XX |  | XX |  | 999.00 TN | XX |  | AW | BACKFLOW W-TEST PORTS PVLV | XX |  |  | 2 | RPZ | Maint Look Functional Location | Ops Look Functional Location
10299410 | WATTS | PLNT PSTCAUST FD BF PREV /VALVE | MOSJ-Z1-PLNT. | P357 | INSV | INST | HUSSAARM | H | 158466 | 007 |  |  | BACKFLOW PREVENTION | Y | XX |  |  | XX |  | XX |  | 999.00 TN | XX |  | AW | BACKFLOW W-TEST PORTS PVLV | XX |  |  | 0.75 | DOUBLE CHECK | Maint Look Functional Location | Ops Look Functional Location
10299407 | WATTS | PLNT CAUST STORRM129 PREH2OBFPREV /VALVE | MOSJ-Z1-PLNT. | P357 | INSV | INST | HUSSAARM | H | 155719 | 007 |  |  | BACKFLOW PREVENTION | Y | XX |  |  | XX |  | XX |  | 999.00 TN | XX |  | AW | BACKFLOW W-TEST PORTS PVLV | XX |  |  | 0.75 | DOUBLE CHECK | Maint Look Functional Location | Ops Look Functional Location
10299405 | WATTS | PLNT LIM SLURRY BLDG TOP BFPREV /VALVE | MOSJ-Z1-PLNT. | P357 | INSV | INST | HUSSAARM | H | 122797 | 909 |  |  | BACKFLOW PREVENTION | Y | XX |  |  | XX |  | XX |  | 999.00 TN | XX |  | AW | BACKFLOW W-TEST PORTS PVLV | XX |  |  | 2.5 | RPZ | Maint Look Functional Location | Ops Look Functional Location
10299401 | WATTS | PLNT LIM SLURRY BLDG BF PREV /VALVE | MOSJ-Z1-PLNT. | P357 | INSV | INST | HUSSAARM | H | 118276 | 909 |  |  | BACKFLOW PREVENTION | Y | XX |  |  | XX |  | XX |  | 999.00 TN | XX |  | AW | BACKFLOW W-TEST PORTS PVLV | XX |  |  | 2.5 | RPZ | Maint Look Functional Location | Ops Look Functional Location
10097776 | PRATT | PLNT FILTER EFFLUENT 6 /Valve | MOSJ-Z1-PLNT. | P357 | INSV | INST | HUSSAARM | M |  | 2FII |  | PNEUMATIC | IN PLANT | N | Y | LAST |  | FLANGED | STEEL | THROTTLING | 25 PSI | 999.00 TN | XX | Y | AW | PNEUMATIC PVLV | 150 |  |  | 16 | BUTTERFLY | Maint Look Functional Location | Ops Look Functional Location
10097711 | PRATT | PLNT FILTER CELL AIRWASH 1B /Valve | MOSJ-Z1-PLNT. | P357 | INSV | INST | HUSSAARM | M |  | 2FII |  | PNEUMATIC | IN PLANT | N | N | CLOSED |  | FLANGED | STEEL | CLOSED |  | 999.00 TN | XX | Y | AW | PNEUMATIC PVLV | 150 |  |  | 8 | BUTTERFLY | Maint Look Functional Location | Ops Look Functional Location
10097709 | PRATT | PLNT FILTER CELL AIRWASH 1A /Valve | MOSJ-Z1-PLNT. | P357 | INSV | INST | HUSSAARM | M |  | 2FII |  | PNEUMATIC | IN PLANT | N | N | CLOSED |  | FLANGED | STEEL | CLOSED |  | 999.00 TN | XX | Y | AW | HYDRAULIC ONLY PVLV | 150 |  |  | 8 | BUTTERFLY | Maint Look Functional Location | Ops Look Functional Location
10097707 | PRATT | PLNT RAW WATER ISOLATION 2 /Valve | MOSJ-Z1-PLNT. | P357 | INSV | INST | HUSSAARM | L | S0306271 | XR70 |  | MANUAL | ISOLATION | N | N | OPEN |  | FLANGED | STEEL | OPEN |  | 999.00 TN | XX | N | AW | MANUAL PVLV | 150 |  |  | 42 | BUTTERFLY | Maint Look Functional Location | Ops Look Functional Location
10097705 | PRATT | PLNT MIXER BYPASS ISOLATION /Valve | MOSJ-Z1-PLNT. | P357 | INSV | INST | HUSSAARM | L | S03062731 | XR70 |  | MANUAL | ISOLATION | N | N | CLOSED |  | FLANGED | STEEL | CLOSED |  | 999.00 TN | XX | N | AW | MANUAL PVLV | 150 |  |  | 42 | BUTTERFLY | Maint Look Functional Location | Ops Look Functional Location
10097703 | PRATT | PLNT-REB RECYCLE WATER ISOLATION /Valve | MOSJ-Z1-PLNT.-REB. | P357 | INSV | INST | HUSSAARM | L | 303062725 | 2F2 |  | MANUAL | ISOLATION | N | N | OPEN |  | FLANGED | STEEL | OPEN |  | 999.00 TN | XX | N | AW | MANUAL PVLV | 150 |  |  | 12 | BUTTERFLY | Maint Look Functional Location | Ops Look Functional Location
10097701 | PRATT | PLNT RAW WATER ISOLATION 1 /Valve | MOSJ-Z1-PLNT. | P357 | INSV | INST | HUSSAARM | L | S03062720 | XR70 |  | MANUAL | ISOLATION | N | N | OPEN |  | FLANGED | STEEL | OPEN | 120 PSI | 999.00 TN | XX | N | AW | MANUAL PVLV | 150 |  |  | 42 | BUTTERFLY | Maint Look Functional Location | Ops Look Functional Location
10097700 | PRATT | PLNT-CLB CLARIFIER EFFLUENT 3 /Valve | MOSJ-Z1-PLNT.-CLB. | P357 | INSV | INST | HUSSAARM | L |  | XR70 |  | MANUAL | IN PLANT | N | N | OPEN |  | FLANGED | STEEL | OPEN |  | 999.00 TN | XX | N | AW | MANUAL PVLV | 150 |  |  | 48 | BUTTERFLY | Maint Look Functional Location | Ops Look Functional Location
10097698 | PRATT | PLNT-CLB CLARIFIER INFLUENT 3 /Valve | MOSJ-Z1-PLNT.-CLB. | P357 | INSV | INST | HUSSAARM | L | S03062717 | XR70 |  | MANUAL | IN PLANT | N | N | OPEN |  | FLANGED | STEEL | OPEN |  | 999.00 TN | XX | N | AW | MANUAL PVLV | 150 |  |  | 42 | BUTTERFLY | Maint Look Functional Location | Ops Look Functional Location
10097696 | PRATT | PLNT-CLB CLARIFIER EFFLUENT 1 /Valve | MOSJ-Z1-PLNT.-CLB. | P357 | INSV | INST | HUSSAARM | L |  | XR70 |  | MANUAL | IN PLANT | N | N | OPEN |  | FLANGED | STEEL | OPEN |  | 999.00 TN | XX | N | AW | MANUAL PVLV | 150 |  |  | 48 | BUTTERFLY | Maint Look Functional Location | Ops Look Functional Location
10097694 | PRATT | PLNT-CLB CLARIFIER INFLUENT 1 /Valve | MOSJ-Z1-PLNT.-CLB. | P357 | INSV | INST | HUSSAARM | L | S03062718 | XR70 |  | MANUAL | IN PLANT | N | N | OPEN |  | FLANGED | STEEL | OPEN |  | 999.00 TN | XX | N | AW | MANUAL PVLV | 150 |  |  | 42 | BUTTERFLY | Maint Look Functional Location | Ops Look Functional Location
10097692 | PRATT | PLNT-CLB CLARIFIER EFFLUENT 2 /Valve | MOSJ-Z1-PLNT.-CLB. | P357 | INSV | INST | HUSSAARM | L |  | XR70 |  | MANUAL | IN PLANT | N | N | OPEN |  | FLANGED | STEEL | OPEN |  | 999.00 TN | XX | N | AW | MANUAL PVLV | 150 |  |  | 48 | BUTTERFLY | Maint Look Functional Location | Ops Look Functional Location
10097691 | PRATT | PLNT-CLB CLARIFIER INFLUENT 2 /Valve | MOSJ-Z1-PLNT.-CLB. | P357 | INSV | INST | HUSSAARM | L | S03062719 | XR70 |  | MANUAL | IN PLANT | N | N | OPEN |  | FLANGED | STEEL | OPEN |  | 999.00 TN | XX | N | AW | MANUAL PVLV | 150 |  |  | 42 | BUTTERFLY | Maint Look Functional Location | Ops Look Functional Location
10097689 | PRATT | PLNT WW CLARIF DECANT2 /VALVE | MOSJ-Z1-PLNT. | P357 | INSV | INST | HUSSAARM | L | S0306272 | 2F2 |  | PNEUMATIC | IN PLANT | N | N | CLOSED |  | FLANGED | STEEL | CLOSED | 35 PSI | 999.00 TN | XX | Y | AW | PNEUMATIC PVLV | 150 |  |  | 24 | BUTTERFLY | Maint Look Functional Location | Ops Look Functional Location
10097686 | PRATT | PLNT WW CLARIF DECANT1 /VALVE | MOSJ-Z1-PLNT. | P357 | INSV | INST | HUSSAARM | L | S0306271 | 2F2 |  | PNEUMATIC | IN PLANT | N | N | CLOSED | SPUR | FLANGED | STEEL | CLOSED | 35 PSI | 999.00 TN | XX | Y | AW | PNEUMATIC PVLV | 150 |  |  | 24 | BUTTERFLY | Maint Look Functional Location | Ops Look Functional Location
10097684 | CLA-VAL | KHBS-KHB PUMP 3 DISCHARGE /Valve | MOSJ-Z1-KHBS.-KHB. | P357 | INSV | INST | HUSSAARM | H |  |  |  | HYDRAULIC | PUMP DISCHARGE | Y | N | CLOSED | RISING STEM | FLANGED | STEEL | CLOSED | 100 PSI | 999.00 TN | XX | Y | AW | HYDRAULIC ONLY PVLV | 150 |  |  | 8 | SOLENOID | Maint Look Functional Location | Ops Look Functional Location
10097683 | CLA-VAL | KHBS-KHB PUMP 2 DISCHARGE /Valve | MOSJ-Z1-KHBS.-KHB. | P357 | INSV | INST | HUSSAARM | H |  |  |  | HYDRAULIC | PUMP DISCHARGE | Y | N | CLOSED | RISING STEM | FLANGED | STEEL | CLOSED | 100 PSI | 999.00 TN | XX | Y | AW | HYDRAULIC ONLY PVLV | 150 |  |  | 8 | SOLENOID | Maint Look Functional Location | Ops Look Functional Location
10097681 | CLA-VAL | KHBS-KHB PUMP 1 DISCHARGE /Valve | MOSJ-Z1-KHBS.-KHB. | P357 | INSV | INST | HUSSAARM | H |  |  |  | HYDRAULIC | PUMP DISCHARGE | Y | N | CLOSED | RISING STEM | FLANGED | STEEL | CLOSED | 100 PSI | 999.00 TN | XX | Y | AW | HYDRAULIC ONLY PVLV | 150 |  |  | 8 | SOLENOID | Maint Look Functional Location | Ops Look Functional Location
10097679 | CLA-VAL | 22BS-22S PUMP 3 DISCHARGE /Valve | MOSJ-Z1-22BS.-22S. | P357 | INSV | INST | HUSSAARM | H |  |  |  | HYDRAULIC | PUMP DISCHARGE | Y | N | CLOSED |  | FLANGED | STEEL | CLOSED | 100 PSI | 999.00 TN | XX | Y | AW | HYDRAULIC ONLY PVLV | 150 |  |  | 6 | SOLENOID | Maint Look Functional Location | Ops Look Functional Location
10097677 | CLA-VAL | 22BS-22S PUMP 2 DISCHARGE /Valve | MOSJ-Z1-22BS.-22S. | P357 | INSV | INST | HUSSAARM | H |  |  |  | HYDRAULIC | PUMP DISCHARGE | Y | N | CLOSED |  | FLANGED | STEEL | CLOSED | 100 PSI | 999.00 TN | XX | Y | AW | HYDRAULIC ONLY PVLV | 150 |  |  | 6 | SOLENOID | Maint Look Functional Location | Ops Look Functional Location
10097676 | CLA-VAL | 22BS-22S PUMP 1 DISCHARGE /Valve | MOSJ-Z1-22BS.-22S. | P357 | INSV | INST | HUSSAARM | H |  |  |  | HYDRAULIC | PUMP DISCHARGE | Y | N | CLOSED |  | FLANGED | STEEL | CLOSED | 100 PSI | 999.00 TN | XX | Y | AW | HYDRAULIC ONLY PVLV | 150 |  |  | 6 | SOLENOID | Maint Look Functional Location | Ops Look Functional Location
10097674 | PRATT | PLNT HIGH SERVICE DISCHARGE 4 /Valve | MOSJ-Z1-PLNT. | P357 | INSV | INST | HUSSAARM | L |  |  |  | PNEUMATIC | PUMP DISCHARGE | N | N | CLOSED |  | FLANGED |  | CLOSED |  | 999.00 TN | XX | Y | AW | PNEUMATIC PVLV | 150 |  |  | 24 | BALL | Maint Look Functional Location | Ops Look Functional Location
10097672 | PRATT | PLNT HIGH SERVICE DISCHARGE 3 /Valve | MOSJ-Z1-PLNT. | P357 | INSV | INST | HUSSAARM | L |  |  |  | PNEUMATIC | PUMP DISCHARGE | N | N | CLOSED |  | FLANGED |  | CLOSED |  | 999.00 TN | XX | Y | AW | PNEUMATIC PVLV | 150 |  |  | 18 | BALL | Maint Look Functional Location | Ops Look Functional Location
10097670 | PRATT | PLNT HIGH SERVICE DISCHARGE 2 /Valve | MOSJ-Z1-PLNT. | P357 | INSV | INST | HUSSAARM | L |  |  |  | PNEUMATIC | PUMP DISCHARGE | N | N | CLOSED |  | FLANGED |  | CLOSED |  | 999.00 TN | XX | Y | AW | PNEUMATIC PVLV | 150 |  |  | 24 | BALL | Maint Look Functional Location | Ops Look Functional Location
10097669 | PRATT | PLNT HIGH SERVICE DISCHARGE 1 /Valve | MOSJ-Z1-PLNT. | P357 | INSV | INST | HUSSAARM | L |  |  |  | PNEUMATIC | PUMP DISCHARGE | N | N | CLOSED |  | FLANGED |  | CLOSED |  | 999.00 TN | XX | Y | AW | PNEUMATIC PVLV | 150 |  |  | 18 | BALL | Maint Look Functional Location | Ops Look Functional Location
10097667 | PRATT | PLNT-CLB CLAIRIFIER DRAIN 3 /Valve | MOSJ-Z1-PLNT.-CLB. | P357 | INSV | INST | HUSSAARM | L |  |  |  | PNEUMATIC | IN PLANT | N | N | CLOSED |  | FLANGED | STEEL | CLOSED |  | 999.00 TN | XX | Y | AW | MANUAL PVLV | 150 |  |  | 12 | PLUG | Maint Look Functional Location | Ops Look Functional Location
10097664 | PRATT | PLNT-CLB CLAIRIFIER DRAIN 2 /Valve | MOSJ-Z1-PLNT.-CLB. | P357 | INSV | INST | HUSSAARM | L |  |  |  | PNEUMATIC | IN PLANT | N | N | CLOSED |  | FLANGED | STEEL | CLOSED |  | 999.00 TN | XX | Y | AW | PNEUMATIC PVLV | 150 |  |  | 12 | PLUG | Maint Look Functional Location | Ops Look Functional Location
10097663 | PRATT | PLNT-CLB CLAIRIFIER DRAIN 1 /Valve | MOSJ-Z1-PLNT.-CLB. | P357 | INSV | INST | HUSSAARM | L |  |  |  | PNEUMATIC | IN PLANT | N | N | CLOSED | WORM | FLANGED | STEEL | CLOSED |  | 999.00 TN | XX | Y | AW | PNEUMATIC PVLV | 150 |  |  | 12 | PLUG | Maint Look Functional Location | Ops Look Functional Location
10097661 | UNKNOWN | PLNT PLANT EFFLUENT SURGE /Valve | MOSJ-Z1-PLNT. | P357 | INSV | INST | HUSSAARM | L | 981351 | E 5001 C |  | HYDRAULIC | OTHER | N | N |  |  | FLANGED |  | THROTTLING |  | 999.00 TN | XX | Y | AW | HYDRAULIC W-PILOTS PVLV | XX |  |  | 12 | GLOBE | Maint Look Functional Location | Ops Look Functional Location
10097659 | UNKNOWN | PLNT WASHWATER VALVE /Valve | MOSJ-Z1-PLNT. | P357 | INSV | INST | HUSSAARM | L |  | 305 |  | ELECTRIC | IN PLANT | Y | Y | CLOSED |  | FLANGED |  | CLOSED |  | 999.00 TN | XX | Y | AW | ELECTRIC MOTOR PVLV | 150 |  |  | 12 | PRES REGULATOR | Maint Look Functional Location | Ops Look Functional Location
10029635 | PRATT | PLNT WW CLARIF2 DECANT /VALVE | MOSJ-Z1-PLNT. | P357 | INSV | INST | HUSSAARM | L | S0306272 | 2F2 |  | PNEUMATIC | IN PLANT | N | N | CLOSED |  | FLANGED | STEEL | CLOSED | 35 PSI | 999.00 TN | XX | Y | AW | PNEUMATIC PVLV | 150 |  |  | 24 | BUTTERFLY | Maint Look Functional Location | Ops Look Functional Location
10029632 | PRATT | PLNT WW CLARIF1 DECANT /VALVE | MOSJ-Z1-PLNT. | P357 | INSV | INST | HUSSAARM | L | S0306271 | 2F2 |  | PNEUMATIC | IN PLANT | N | N | CLOSED | SPUR | FLANGED | STEEL | CLOSED | 35 PSI | 999.00 TN | XX | Y | AW | PNEUMATIC PVLV | 150 |  |  | 24 | BUTTERFLY | Maint Look Functional Location | Ops Look Functional Location
10029595 | PRATT | WASTEWATER CLARIFIER INFLUENT 2 /Valve | MOSJ-Z1-PLNT. | P357 | INSV | INST | HUSSAARM | L | S0306272 | 2F2 |  | PNEUMATIC | IN PLANT | N | N | CLOSED |  | FLANGED | STEEL | CLOSED | 35 PSI | 999.00 TN | XX | Y | AW | PNEUMATIC PVLV | 150 |  |  | 24 | BUTTERFLY | Maint Look Functional Location | Ops Look Functional Location
10029589 | PRATT | WASTEWATER CLARIFIER INFLUENT 1 /Valve | MOSJ-Z1-PLNT. | P357 | INSV | INST | HUSSAARM | L | S030627-2 | 2F2 |  | PNEUMATIC | IN PLANT | N | N | CLOSED | SPUR | FLANGED | STEEL | CLOSED | 35 PSI | 999.00 TN | XX | Y | AW | PNEUMATIC PVLV | 150 |  |  | 24 | BUTTERFLY | Maint Look Functional Location | Ops Look Functional Location
10097773 | PRATT | PLNT FILTER EFFLUENT 5 /Valve | MOSJ-Z1-PLNT. | P357 | INSV | INST | HUSSAARM | M |  | 2FII |  | PNEUMATIC | IN PLANT | N | Y | LAST |  | FLANGED | STEEL | THROTTLING | 25 PSI | 999.00 TN | XX | Y | AW | PNEUMATIC PVLV | 150 |  |  | 16 | BUTTERFLY | Maint Look Functional Location | Ops Look Functional Location
10097771 | PRATT | PLNT FILTER EFFLUENT 4 /Valve | MOSJ-Z1-PLNT. | P357 | INSV | INST | HUSSAARM | M |  | 2FII |  | PNEUMATIC | IN PLANT | N | Y | LAST |  | FLANGED | STEEL | THROTTLING | 25 PSI | 999.00 TN | XX | Y | AW | PNEUMATIC PVLV | 150 |  |  | 16 | BUTTERFLY | Maint Look Functional Location | Ops Look Functional Location
10097769 | PRATT | PLNT FILTER EFFLUENT 3 /Valve | MOSJ-Z1-PLNT. | P357 | INSV | INST | HUSSAARM | M |  | 2FII |  | PNEUMATIC | IN PLANT | N | Y | LAST |  | FLANGED | STEEL | THROTTLING | 25 PSI | 999.00 TN | XX | Y | AW | PNEUMATIC PVLV | 150 |  |  | 16 | BUTTERFLY | Maint Look Functional Location | Ops Look Functional Location
10097767 | PRATT | PLNT FILTER EFFLUENT 2 /Valve | MOSJ-Z1-PLNT. | P357 | INSV | INST | HUSSAARM | M |  | 2FII |  | PNEUMATIC | IN PLANT | N | Y | LAST |  | FLANGED | STEEL | THROTTLING | 25 PSI | 999.00 TN | XX | Y | AW | PNEUMATIC PVLV | 150 |  |  | 16 | BUTTERFLY | Maint Look Functional Location | Ops Look Functional Location
10097766 | PRATT | PLNT FILTER EFFLUENT 1 /Valve | MOSJ-Z1-PLNT. | P357 | INSV | INST | HUSSAARM | M |  | 2FII |  | PNEUMATIC | IN PLANT | N | Y | LAST |  | FLANGED | STEEL | THROTTLING | 25 PSI | 999.00 TN | XX | Y | AW | PNEUMATIC PVLV | 150 |  |  | 16 | BUTTERFLY | Maint Look Functional Location | Ops Look Functional Location
10097764 | PRATT | PLNT FILTER CELL ISOLATION 6B /Valve | MOSJ-Z1-PLNT. | P357 | INSV | INST | HUSSAARM | M |  | XR70 |  | PNEUMATIC | ISOLATION | N | N | LAST |  | FLANGED | STEEL | OPEN | 25 PSI | 999.00 TN | XX | Y | AW | PNEUMATIC PVLV | 150 |  |  | 24 | BUTTERFLY | Maint Look Functional Location | Ops Look Functional Location
10097762 | PRATT | PLNT FILTER CELL ISOLATION 6A /Valve | MOSJ-Z1-PLNT. | P357 | INSV | INST | HUSSAARM | M |  | XR70 |  | PNEUMATIC | ISOLATION | N | N | LAST |  | FLANGED | STEEL | OPEN | 25 PSI | 999.00 TN | XX | Y | AW | PNEUMATIC PVLV | 150 |  |  | 24 | BUTTERFLY | Maint Look Functional Location | Ops Look Functional Location
10097760 | PRATT | PLNT FILTER CELL ISOLATION 5B /Valve | MOSJ-Z1-PLNT. | P357 | INSV | INST | HUSSAARM | M |  | XR70 |  | PNEUMATIC | ISOLATION | N | N | LAST |  | FLANGED | STEEL | OPEN | 25 PSI | 999.00 TN | XX | Y | AW | PNEUMATIC PVLV | 150 |  |  | 24 | BUTTERFLY | Maint Look Functional Location | Ops Look Functional Location
10097759 | PRATT | PLNT FILTER CELL ISOLATION 5A /Valve | MOSJ-Z1-PLNT. | P357 | INSV | INST | HUSSAARM | M |  | XR70 |  | PNEUMATIC | ISOLATION | N | N | LAST |  | FLANGED | STEEL | OPEN | 25 PSI | 999.00 TN | XX | Y | AW | PNEUMATIC PVLV | 150 |  |  | 24 | BUTTERFLY | Maint Look Functional Location | Ops Look Functional Location
10097757 | PRATT | PLNT FILTER CELL ISOLATION 4B /Valve | MOSJ-Z1-PLNT. | P357 | INSV | INST | HUSSAARM | M |  | XR70 |  | PNEUMATIC | ISOLATION | N | N | LAST |  | FLANGED | STEEL | OPEN | 25 PSI | 999.00 TN | XX | Y | AW | PNEUMATIC PVLV | 150 |  |  | 24 | BUTTERFLY | Maint Look Functional Location | Ops Look Functional Location
10097755 | PRATT | PLNT FILTER CELL ISOLATION 4A /Valve | MOSJ-Z1-PLNT. | P357 | INSV | INST | HUSSAARM | M |  | XR70 |  | PNEUMATIC | ISOLATION | N | N | LAST |  | FLANGED | STEEL | OPEN | 25 PSI | 999.00 TN | XX | Y | AW | PNEUMATIC PVLV | 150 |  |  | 24 | BUTTERFLY | Maint Look Functional Location | Ops Look Functional Location
10097753 | PRATT | PLNT FILTER CELL ISOLATION 3B /Valve | MOSJ-Z1-PLNT. | P357 | INSV | INST | HUSSAARM | M |  | XR70 |  | PNEUMATIC | ISOLATION | N | N | LAST |  | FLANGED | STEEL | OPEN | 25 PSI | 999.00 TN | XX | Y | AW | PNEUMATIC PVLV | 150 |  |  | 24 | BUTTERFLY | Maint Look Functional Location | Ops Look Functional Location
10097752 | PRATT | PLNT FILTER CELL ISOLATION 3A /Valve | MOSJ-Z1-PLNT. | P357 | INSV | INST | HUSSAARM | M |  | XR70 |  | PNEUMATIC | ISOLATION | N | N | LAST |  | FLANGED | STEEL | OPEN | 25 PSI | 999.00 TN | XX | Y | AW | PNEUMATIC PVLV | 150 |  |  | 24 | BUTTERFLY | Maint Look Functional Location | Ops Look Functional Location
10097749 | PRATT | PLNT FILTER CELL ISOLATION 2B /Valve | MOSJ-Z1-PLNT. | P357 | INSV | INST | HUSSAARM | M |  | XR70 |  | PNEUMATIC | ISOLATION | N | N | LAST |  | FLANGED | STEEL | OPEN | 25 PSI | 999.00 TN | XX | Y | AW | PNEUMATIC PVLV | 150 |  |  | 24 | BUTTERFLY | Maint Look Functional Location | Ops Look Functional Location
10097747 | PRATT | PLNT FILTER CELL ISOLATION 2A /Valve | MOSJ-Z1-PLNT. | P357 | INSV | INST | HUSSAARM | M |  | XR70 |  | PNEUMATIC | ISOLATION | N | N | LAST |  | FLANGED | STEEL | OPEN | 25 PSI | 999.00 TN | XX | Y | AW | PNEUMATIC PVLV | 150 |  |  | 24 | BUTTERFLY | Maint Look Functional Location | Ops Look Functional Location
10097745 | PRATT | PLNT FILTER CELL ISOLATION 1B /Valve | MOSJ-Z1-PLNT. | P357 | INSV | INST | HUSSAARM | M |  | XR70 |  | PNEUMATIC | ISOLATION | N | N | LAST |  | FLANGED | STEEL | OPEN | 25 PSI | 999.00 TN | XX | Y | AW | PNEUMATIC PVLV | 150 |  |  | 24 | BUTTERFLY | Maint Look Functional Location | Ops Look Functional Location
10097744 | PRATT | PLNT FILTER CELL ISOLATION 1A /Valve | MOSJ-Z1-PLNT. | P357 | INSV | INST | HUSSAARM | M |  | XR70 |  | PNEUMATIC | ISOLATION | N | N | LAST |  | FLANGED | STEEL | OPEN | 25 PSI | 999.00 TN | XX | Y | AW | PNEUMATIC PVLV | 150 |  |  | 24 | BUTTERFLY | Maint Look Functional Location | Ops Look Functional Location
10097742 | PRATT | PLNT FILTER INFLUENT 6 /Valve | MOSJ-Z1-PLNT. | P357 | INSV | INST | HUSSAARM | M |  | XR70 |  | PNEUMATIC | RAW WATER | N | N | LAST |  | FLANGED | STEEL | CLOSED | 0 PSI | 999.00 TN | XX | Y | AW | PNEUMATIC PVLV | 150 |  |  | 30 | BUTTERFLY | Maint Look Functional Location | Ops Look Functional Location
10097740 | PRATT | PLNT FILTER INFLUENT 5 /Valve | MOSJ-Z1-PLNT. | P357 | INSV | INST | HUSSAARM | M |  | XR70 |  | PNEUMATIC | RAW WATER | N | N | LAST |  | FLANGED | STEEL | CLOSED |  | 999.00 TN | XX | Y | AW | PNEUMATIC PVLV | 150 |  |  | 30 | BUTTERFLY | Maint Look Functional Location | Ops Look Functional Location
10097738 | PRATT | PLNT FILTER INFLUENT 4 /Valve | MOSJ-Z1-PLNT. | P357 | INSV | INST | HUSSAARM | M |  | XR70 |  | PNEUMATIC | RAW WATER | N | N | LAST |  | FLANGED | STEEL | CLOSED |  | 999.00 TN | XX | Y | AW | PNEUMATIC PVLV | 150 |  |  | 30 | BUTTERFLY | Maint Look Functional Location | Ops Look Functional Location
10097737 | PRATT | PLNT FILTER INFLUENT 3 /Valve | MOSJ-Z1-PLNT. | P357 | INSV | INST | HUSSAARM | M |  | XR70 |  | PNEUMATIC | RAW WATER | N | N | LAST |  | FLANGED | STEEL | CLOSED |  | 999.00 TN | XX | Y | AW | PNEUMATIC PVLV | 150 |  |  | 30 | BUTTERFLY | Maint Look Functional Location | Ops Look Functional Location
10097735 | PRATT | PLNT FILTER INFLUENT 2 /Valve | MOSJ-Z1-PLNT. | P357 | INSV | INST | HUSSAARM | M |  | XR70 |  | PNEUMATIC | RAW WATER | N | N | LAST |  | FLANGED | STEEL | CLOSED |  | 999.00 TN | XX | Y | AW | PNEUMATIC PVLV | 150 |  |  | 30 | BUTTERFLY | Maint Look Functional Location | Ops Look Functional Location
10097733 | PRATT | PLNT FILTER INFLUENT 1 /Valve | MOSJ-Z1-PLNT. | P357 | INSV | INST | HUSSAARM | M |  | XR70 |  | PNEUMATIC | RAW WATER | N | N | LAST |  | FLANGED | STEEL | OPEN | 10 PSI | 999.00 TN | XX | Y | AW | PNEUMATIC PVLV | 150 |  |  | 30 | BUTTERFLY | Maint Look Functional Location | Ops Look Functional Location
10097730 | PRATT | PLNT FILTER CELL AIRWASH 6B /Valve | MOSJ-Z1-PLNT. | P357 | INSV | INST | HUSSAARM | M |  | 2FII |  | PNEUMATIC | IN PLANT | N | N | CLOSED |  | FLANGED | STEEL | CLOSED |  | 999.00 TN | XX | Y | AW | PNEUMATIC PVLV | 150 |  |  | 8 | BUTTERFLY | Maint Look Functional Location | Ops Look Functional Location
10097728 | PRATT | PLNT FILTER CELL AIRWASH 6A /Valve | MOSJ-Z1-PLNT. | P357 | INSV | INST | HUSSAARM | M |  | 2FII |  | PNEUMATIC | IN PLANT | N | N | CLOSED |  | FLANGED | STEEL | CLOSED |  | 999.00 TN | XX | Y | AW | PNEUMATIC PVLV | 150 |  |  | 8 | BUTTERFLY | Maint Look Functional Location | Ops Look Functional Location
10097726 | PRATT | PLNT FILTER CELL AIRWASH 5B /Valve | MOSJ-Z1-PLNT. | P357 | INSV | INST | HUSSAARM | M |  | 2FII |  | PNEUMATIC | IN PLANT | N | N | CLOSED |  | FLANGED | STEEL | CLOSED |  | 999.00 TN | XX | Y | AW | PNEUMATIC PVLV | 150 |  |  | 8 | BUTTERFLY | Maint Look Functional Location | Ops Look Functional Location
10097724 | PRATT | PLNT FILTER CELL AIRWASH 5A /Valve | MOSJ-Z1-PLNT. | P357 | INSV | INST | HUSSAARM | M |  | 2FII |  | PNEUMATIC | IN PLANT | N | N | CLOSED |  | FLANGED | STEEL | CLOSED |  | 999.00 TN | XX | Y | AW | PNEUMATIC PVLV | 150 |  |  | 8 | BUTTERFLY | Maint Look Functional Location | Ops Look Functional Location
10097722 | PRATT | PLNT FILTER CELL AIRWASH 4B /Valve | MOSJ-Z1-PLNT. | P357 | INSV | INST | HUSSAARM | M |  | 2FII |  | PNEUMATIC | IN PLANT | N | N | CLOSED |  | FLANGED | STEEL | CLOSED |  | 999.00 TN | XX | Y | AW | PNEUMATIC PVLV | 150 |  |  | 8 | BUTTERFLY | Maint Look Functional Location | Ops Look Functional Location
10097720 | PRATT | PLNT FILTER CELL AIRWASH 4A /Valve | MOSJ-Z1-PLNT. | P357 | INSV | INST | HUSSAARM | M |  | 2FII |  | PNEUMATIC | IN PLANT | N | N | CLOSED |  | FLANGED | STEEL | CLOSED |  | 999.00 TN | XX | Y | AW | PNEUMATIC PVLV | 150 |  |  | 8 | BUTTERFLY | Maint Look Functional Location | Ops Look Functional Location
10097718 | PRATT | PLNT FILTER CELL AIRWASH 3B /Valve | MOSJ-Z1-PLNT. | P357 | INSV | INST | HUSSAARM | M |  | 2FII |  | PNEUMATIC | IN PLANT | N | N | CLOSED |  | FLANGED | STEEL | CLOSED |  | 999.00 TN | XX | Y | AW | PNEUMATIC PVLV | 150 |  |  | 8 | BUTTERFLY | Maint Look Functional Location | Ops Look Functional Location
10097717 | PRATT | PLNT FILTER CELL AIRWASH 3A /Valve | MOSJ-Z1-PLNT. | P357 | INSV | INST | HUSSAARM | M |  | 2FII |  | PNEUMATIC | IN PLANT | N | N | CLOSED |  | FLANGED | STEEL | CLOSED | 0 PSI | 999.00 TN | XX | Y | AW | PNEUMATIC PVLV | 150 |  |  | 8 | BUTTERFLY | Maint Look Functional Location | Ops Look Functional Location
10097715 | PRATT | PLNT FILTER CELL AIRWASH 2B /Valve | MOSJ-Z1-PLNT. | P357 | INSV | INST | HUSSAARM | M |  | 2FII |  | PNEUMATIC | IN PLANT | N | N | CLOSED |  | FLANGED | STEEL | CLOSED |  | 999.00 TN | XX | Y | AW | PNEUMATIC PVLV | 150 |  |  | 8 | BUTTERFLY | Maint Look Functional Location | Ops Look Functional Location
10097713 | PRATT | PLNT FILTER CELL AIRWASH 2A /Valve | MOSJ-Z1-PLNT. | P357 | INSV | INST | HUSSAARM | M |  | 2FII |  | PNEUMATIC | IN PLANT | N | N | CLOSED |  | FLANGED | STEEL | CLOSED |  | 999.00 TN | XX | Y | AW | PNEUMATIC PVLV | 150 |  |  | 8 | BUTTERFLY | Maint Look Functional Location | Ops Look Functional Location

## CLASS-PWRBRKR
Equipment | Manufacturer | Description | Functional Loc. | Planning plant | User status | System status | Created by | ABC indic. | ManufSerialNo. | Model number | Amp Rating | Breaker Type | Owned By | Power Breaker Type | Special Mtn Note | Special Mtn Note Det | Volt Rating | NARUC Maintenance Ac | NARUC Operations Acc | Special Mtn Note | Special Mtn Note Det
5030203 | GE | MNOFF-ADMN-SWT2 CHEM CONTACTOR /BRKR | ILPK-Z1-MNOFF-ADMN-SWT2 | P305 | INSV | INST | HUSSAARM | H |  | CAT# TED 134125 | 125.00 A | MOLDED CASE | AW | MOLDED CASE |  |  | 480 | Maint Look Functional Location | Ops Look Functional Location
5030206 | GE | MNOFF-ADMN-SWT2 HVAC /BRKR | ILPK-Z1-MNOFF-ADMN-SWT2 | P305 | INSV | INST | HUSSAARM | H |  | TED134100 | 100.00 A | MOLDED CASE | AW | MOLDED CASE |  |  | 480 | Maint Look Functional Location | Ops Look Functional Location
5030209 | GE | MNOFF-ADMN-SWT2 WELL 1 /BRKR | ILPK-Z1-MNOFF-ADMN-SWT2 | P305 | INSV | INST | HUSSAARM | H |  | TJK436F000 | 400.00 A | MOLDED CASE | AW | MOLDED CASE |  |  | 480 | Maint Look Functional Location | Ops Look Functional Location
5030210 | GE | MNOFF-ADMN-SWT2 WELL 3 /BRKR | ILPK-Z1-MNOFF-ADMN-SWT2 | P305 | INSV | INST | HUSSAARM | H |  | TJK436F000 | 400.00 A | MOLDED CASE | AW | MOLDED CASE |  |  | 480 | Maint Look Functional Location | Ops Look Functional Location
5030215 | GE | MNOFF-ADMN-SWT2 SPARE /BRKR | ILPK-Z1-MNOFF-ADMN-SWT2 | P305 | INSV | INST | HUSSAARM | H |  |  | 0.00 A | MOLDED CASE | AW | MOLDED CASE |  |  |  | Maint Look Functional Location | Ops Look Functional Location
5030226 | UNKNOWN | MNOFF-ADMN MAIN DISCONNECT /BRKR | ILPK-Z1-MNOFF-ADMN | P305 | INSV | INST | HUSSAARM | H |  |  | 0.00 A |  | AW | MOLDED CASE |  |  |  | Maint Look Functional Location | Ops Look Functional Location
5045526 | CUTLER HAMMER | EWTPS-PRBD-MCC1 LP1 XFRMR FEED /BRKR | ILSL-Z1-EWTPS-PRBD-MCC1 | P303 | INSV | INST | HUSSAARM | H |  | HFD 65K | 70.00 A | MOLDED CASE | AW | MOLDED CASE |  |  | 480 | Maint Look Functional Location | Ops Look Functional Location
5045528 | CUTLER HAMMER | EWTPS-PRBD-MCC1 IXP-PP-1 FEED /BRKR | ILSL-Z1-EWTPS-PRBD-MCC1 | P303 | INSV | INST | HUSSAARM | H |  | HFD 65K | 110.00 A | MOLDED CASE | AW | MOLDED CASE |  |  | 480 | Maint Look Functional Location | Ops Look Functional Location
5045532 | CUTLER HAMMER | EWTPS-PRBD-MCC1 SEWAGE LIFT ST /BRKR | ILSL-Z1-EWTPS-PRBD-MCC1 | P303 | INSV | INST | HUSSAARM | H |  | HFD 65K | 30.00 A | MOLDED CASE | AW | MOLDED CASE |  |  | 480 | Maint Look Functional Location | Ops Look Functional Location
5045535 | CUTLER HAMMER | EWTPS-PRBD-MCC1 NASH VP DP ST /BRKR | ILSL-Z1-EWTPS-PRBD-MCC1 | P303 | INSV | INST | HUSSAARM | H |  | HFD 65K | 30.00 A | MOLDED CASE | AW | MOLDED CASE |  |  | 480 | Maint Look Functional Location | Ops Look Functional Location
5045536 | CUTLER HAMMER | EWTPS-PRBD-MCC1 SUBM WASTE P1 /BRKR | ILSL-Z1-EWTPS-PRBD-MCC1 | P303 | INSV | INST | HUSSAARM | H |  | HFD 65K | 20.00 A | MOLDED CASE | AW | MOLDED CASE |  |  | 480 | Maint Look Functional Location | Ops Look Functional Location
5045538 | CUTLER HAMMER | EWTPS-PRBD-MCC1 SUBM WASTE P2 /BRKR | ILSL-Z1-EWTPS-PRBD-MCC1 | P303 | INSV | INST | HUSSAARM | H |  | HFD 65K | 20.00 A | MOLDED CASE | AW | MOLDED CASE |  |  | 480 | Maint Look Functional Location | Ops Look Functional Location
5045540 | CUTLER HAMMER | EWTPS-PRBD-MCC1 TW-BF-101 ELE V /BRKR | ILSL-Z1-EWTPS-PRBD-MCC1 | P303 | INSV | INST | HUSSAARM | H |  | HFD 65K | 20.00 A | MOLDED CASE | AW | MOLDED CASE |  |  | 480 | Maint Look Functional Location | Ops Look Functional Location
5045541 | CUTLER HAMMER | EWTPS-PRBD-MCC1 SOFT WTR BSTR /BRKR | ILSL-Z1-EWTPS-PRBD-MCC1 | P303 | INSV | INST | HUSSAARM | H |  | HFD 65K | 20.00 A | MOLDED CASE | AW | MOLDED CASE |  |  | 480 | Maint Look Functional Location | Ops Look Functional Location
5045543 | CUTLER HAMMER | EWTPS-PRBD-MCC1 OPS BLDG ROOM /BRKR | ILSL-Z1-EWTPS-PRBD-MCC1 | P303 | INSV | INST | HUSSAARM | H |  | HMDL 65K | 400.00 A | MOLDED CASE | AW | MOLDED CASE |  |  | 480 | Maint Look Functional Location | Ops Look Functional Location
5045545 | CUTLER HAMMER | EWTPS-PRBD-MCC1 IX FEED PUMP 1 /BRKR | ILSL-Z1-EWTPS-PRBD-MCC1 | P303 | INSV | INST | HUSSAARM | H |  | HMCP | 100.00 A | MOLDED CASE | AW | MOLDED CASE |  |  | 480 | Maint Look Functional Location | Ops Look Functional Location
5045547 | CUTLER HAMMER | EWTPS-PRBD-MCC1 IX FEED PUMP 2 /BRKR | ILSL-Z1-EWTPS-PRBD-MCC1 | P303 | INSV | INST | HUSSAARM | H |  | HMCP | 100.00 A | MOLDED CASE | AW | MOLDED CASE |  |  | 480 | Maint Look Functional Location | Ops Look Functional Location
5045548 | CUTLER HAMMER | EWTPS-PRBD-MCC1 500 DIST PUMP /BRKR | ILSL-Z1-EWTPS-PRBD-MCC1 | P303 | INSV | INST | HUSSAARM | H |  | HFD 65K | 100.00 A | MOLDED CASE | AW | MOLDED CASE |  |  | 480 | Maint Look Functional Location | Ops Look Functional Location
5045549 | CUTLER HAMMER | EWTPS-PRBD-MCC1 1000 DIST PUMP /BRKR | ILSL-Z1-EWTPS-PRBD-MCC1 | P303 | INSV | INST | HUSSAARM | H |  | HFD 65K | 125.00 A | MOLDED CASE | AW | MOLDED CASE |  |  | 480 | Maint Look Functional Location | Ops Look Functional Location
5045552 | CUTLER HAMMER | EWTPS-PRBD-MCC1 1500 DIST PUMP /BRKR | ILSL-Z1-EWTPS-PRBD-MCC1 | P303 | INSV | INST | HUSSAARM | H |  | HJD 65K | 200.00 A | MOLDED CASE | AW | MOLDED CASE |  |  | 480 | Maint Look Functional Location | Ops Look Functional Location
5045553 | CUTLER HAMMER | EWTPS-PRBD-MCC1 MAIN BREAKER /BRKR | ILSL-Z1-EWTPS-PRBD-MCC1 | P303 | INSV | INST | HUSSAARM | H |  | DIGITRIP RMS 310 | 1,600.00 A | MOLDED CASE | AW | MOLDED CASE |  |  | 480 | Maint Look Functional Location | Ops Look Functional Location
5045616 | SQUARE D | RRBSS-BSTR RIVER RD MAIN /BRKR | ILSL-Z1-RRBSS-BSTR | P303 | INSV | INST | HUSSAARM | H |  | CAT #40274-522-02 | 400.00 A | MOLDED CASE | AW | MOLDED CASE |  |  | 480 | Maint Look Functional Location | Ops Look Functional Location
5063007 | UNKNOWN | WELL3 MAIN /BRKR | ILSB-Z1-WELL3 | P312 | INSV | INST | HUSSAARM | H |  |  | 0.00 A |  | AW | MOLDED CASE |  |  | 480 | Maint Look Functional Location | Ops Look Functional Location
5065146 | CUTLER HAMMER | STRTF-HISB-MCCY HS PUMP #1 /BRKR | ILST-Z1-STRTF-HISB-MCCY | P302 | INSV | INST | HUSSAARM | L |  |  |  |  | AW | MOLDED CASE |  |  | 480 | Maint Look Functional Location | Ops Look Functional Location
5065147 | CUTLER HAMMER | STRTF-HISB-MCCY HS PUMP #2 /BRKR | ILST-Z1-STRTF-HISB-MCCY | P302 | INSV | INST | HUSSAARM | L |  |  |  |  | AW | MOLDED CASE |  |  | 480 | Maint Look Functional Location | Ops Look Functional Location
5065148 | CUTLER HAMMER | STRTF-HISB-MCCY HS PUMP #3 /BRKR | ILST-Z1-STRTF-HISB-MCCY | P302 | INSV | INST | HUSSAARM | L |  |  |  |  | AW | MOLDED CASE |  |  | 480 | Maint Look Functional Location | Ops Look Functional Location
5028763 | UNKNOWN | PLANT-CHEM-MCCS CARBON RM S HTR /BRKR | ILAL-Z1-PLANT-CHEM-MCCS | P308 | INSV | INST | HUSSAARM | L |  |  |  |  | AW | AIR (BREAKER) |  |  | 480 | Maint Look Functional Location | Ops Look Functional Location
5028764 | UNKNOWN | PLANT-CHEM-MCCS BLANKETPOLYSKID /BRKR | ILAL-Z1-PLANT-CHEM-MCCS | P308 | INSV | INST | HUSSAARM | H |  |  |  |  | AW | AIR (BREAKER) |  |  | 480 | Maint Look Functional Location | Ops Look Functional Location
5028765 | UNKNOWN | PLANT-CHEM-MCCS 504 FLOOR AC /BRKR | ILAL-Z1-PLANT-CHEM-MCCS | P308 | INSV | INST | HUSSAARM | M |  |  |  |  | AW | AIR (BREAKER) |  |  | 480 | Maint Look Functional Location | Ops Look Functional Location
5028766 | UNKNOWN | PLANT-CHEM-MCCS BOOSTER PMP /BRKR | ILAL-Z1-PLANT-CHEM-MCCS | P308 | INSV | INST | HUSSAARM | H |  |  |  |  | AW | AIR (BREAKER) |  |  | 480 | Maint Look Functional Location | Ops Look Functional Location
5028767 | UNKNOWN | PLANT-CHEM-MCCS DEHUMIDIFIER /BRKR | ILAL-Z1-PLANT-CHEM-MCCS | P308 | INSV | INST | HUSSAARM | M |  |  |  |  | AW | AIR (BREAKER) |  |  | 480 | Maint Look Functional Location | Ops Look Functional Location
5028768 | UNKNOWN | PLANT-CHEM-MCCS NH3 FEED N HTR /BRKR | ILAL-Z1-PLANT-CHEM-MCCS | P308 | INSV | INST | HUSSAARM | L |  |  |  |  | AW | AIR (BREAKER) |  |  | 480 | Maint Look Functional Location | Ops Look Functional Location
5028769 | UNKNOWN | PLANT-CHEM-MCCS NH3 FEED S HTR /BRKR | ILAL-Z1-PLANT-CHEM-MCCS | P308 | INSV | INST | HUSSAARM | L |  |  |  |  | AW | AIR (BREAKER) |  |  | 480 | Maint Look Functional Location | Ops Look Functional Location
5028770 | UNKNOWN | PLANT-CHEM-MCCS NH3 SCBR W HTR /BRKR | ILAL-Z1-PLANT-CHEM-MCCS | P308 | INSV | INST | HUSSAARM | L |  |  |  |  | AW | AIR (BREAKER) |  |  | 480 | Maint Look Functional Location | Ops Look Functional Location
5028771 | UNKNOWN | PLANT-CHEM-MCCS NH3 SCBR E HTR /BRKR | ILAL-Z1-PLANT-CHEM-MCCS | P308 | INSV | INST | HUSSAARM | L |  |  |  |  | AW | AIR (BREAKER) |  |  | 480 | Maint Look Functional Location | Ops Look Functional Location
5028772 | UNKNOWN | PLANT-CHEM-MCCS MAIN BRKR /BRKR | ILAL-Z1-PLANT-CHEM-MCCS | P308 | INSV | INST | HUSSAARM | H |  |  |  |  | AW | AIR (BREAKER) |  |  | 480 | Maint Look Functional Location | Ops Look Functional Location
5028773 | UNKNOWN | PLANT-CHEM-MCCN TIE BREAKER /BRKR | ILAL-Z1-PLANT-CHEM-MCCN | P308 | INSV | INST | HUSSAARM | H |  |  |  |  | AW | AIR (BREAKER) |  |  | 480 | Maint Look Functional Location | Ops Look Functional Location
5028774 | UNKNOWN | PLANT-CHEM-MCCN NH3 FEED EF5 /BRKR | ILAL-Z1-PLANT-CHEM-MCCN | P308 | INSV | INST | HUSSAARM | L |  |  |  |  | AW | AIR (BREAKER) |  |  | 480 | Maint Look Functional Location | Ops Look Functional Location
5028798 | UNKNOWN | HARLD-BSTR-MCC1 MAIN /BRKR | ILAL-Z1-HARLD-BSTR-MCC1 | P308 | INSV | INST | HUSSAARM | H |  |  |  |  | AW | AIR (BREAKER) |  |  | 480 | Maint Look Functional Location | Ops Look Functional Location
5028799 | UNKNOWN | HARLD-BSTR-MCC1 VFD /BRKR | ILAL-Z1-HARLD-BSTR-MCC1 | P308 | INSV | INST | HUSSAARM | M |  |  |  |  | AW | AIR (BREAKER) |  |  | 480 | Maint Look Functional Location | Ops Look Functional Location
5028800 | UNKNOWN | HARLD-BSTR-MCC1 XFMR PRIMARY /BRKR | ILAL-Z1-HARLD-BSTR-MCC1 | P308 | INSV | INST | HUSSAARM | M |  |  |  |  | AW | AIR (BREAKER) |  |  | 480 | Maint Look Functional Location | Ops Look Functional Location
5028802 | UNKNOWN | HARLD-BSTR-MCC1 PMP1 ACL /BRKR | ILAL-Z1-HARLD-BSTR-MCC1 | P308 | INSV | INST | HUSSAARM | M |  |  |  |  | AW | AIR (BREAKER) |  |  | 480 | Maint Look Functional Location | Ops Look Functional Location
5028803 | UNKNOWN | HARLD-BSTR-MCC1 PMP2 ACL /BRKR | ILAL-Z1-HARLD-BSTR-MCC1 | P308 | INSV | INST | HUSSAARM | M |  |  |  |  | AW | AIR (BREAKER) |  |  | 480 | Maint Look Functional Location | Ops Look Functional Location
5028909 | UNKNOWN | PCBST-BSTR UTILITY PWR /BRKR | ILAL-Z1-PCBST-BSTR | P308 | INSV | INST | HUSSAARM | H |  |  | 500.00 A |  | AW | AIR (BREAKER) |  |  | 480 | Maint Look Functional Location | Ops Look Functional Location
5028917 | UNKNOWN | PBRT3 UTILITY PWR /BRKR | ILAL-Z1-PBRT3 | P308 | INSV | INST | HUSSAARM | H |  |  |  |  | AW | AIR (BREAKER) |  |  |  | Maint Look Functional Location | Ops Look Functional Location
5030183 | SQUARE D | MNOFF-ADMN-SWT1 MAIN BREAKER /BRKR | ILPK-Z1-MNOFF-ADMN-SWT1 | P305 | INSV | INST | HUSSAARM | H | RGF36080CU31A | RG800 | 800.00 A | MOLDED CASE | AW | MOLDED CASE |  |  | 480 | Maint Look Functional Location | Ops Look Functional Location
5030188 | GE | MNOFF-ADMN-SWT2 MAIN BREAKER /BRKR | ILPK-Z1-MNOFF-ADMN-SWT2 | P305 | INSV | INST | HUSSAARM | H |  |  | 1,000.00 A | MOLDED CASE | AW | MOLDED CASE |  |  | 480 | Maint Look Functional Location | Ops Look Functional Location
5030191 | GE | MNOFF-ADMN-SWT2 SPARE /BRKR | ILPK-Z1-MNOFF-ADMN-SWT2 | P305 | INSV | INST | HUSSAARM | H |  | TED134020 | 20.00 A | MOLDED CASE | AW | MOLDED CASE |  |  | 480 | Maint Look Functional Location | Ops Look Functional Location
5030193 | GE | MNOFF-ADMN-SWT2 OUTSIDE LIGHTS /BRKR | ILPK-Z1-MNOFF-ADMN-SWT2 | P305 | INSV | INST | HUSSAARM | H |  | TED134020 | 20.00 A | MOLDED CASE | AW | MOLDED CASE |  |  | 480 | Maint Look Functional Location | Ops Look Functional Location
5030196 | GE | MNOFF-ADMN-SWT2 GATE OPERATOR /BRKR | ILPK-Z1-MNOFF-ADMN-SWT2 | P305 | INSV | INST | HUSSAARM | H |  | TED134020 | 20.00 A | MOLDED CASE | AW | MOLDED CASE |  |  | 480 | Maint Look Functional Location | Ops Look Functional Location
5030198 | GE | MNOFF-ADMN-SWT2 GENERATOR PWR /BRKR | ILPK-Z1-MNOFF-ADMN-SWT2 | P305 | INSV | INST | HUSSAARM | H |  | CAT# TED 134040WL | 40.00 A | MOLDED CASE | AW | MOLDED CASE |  |  | 480 | Maint Look Functional Location | Ops Look Functional Location
5030201 | GE | MNOFF-ADMN-SWT2 SPARE /BRKR | ILPK-Z1-MNOFF-ADMN-SWT2 | P305 | INSV | INST | HUSSAARM | H |  | TED134020 | 20.00 A | MOLDED CASE | AW | MOLDED CASE |  |  | 480 | Maint Look Functional Location | Ops Look Functional Location
5065149 | CUTLER HAMMER | STRTF-NCIX-MCCY IX PUMP #1 /BRKR | ILST-Z1-STRTF-NCIX-MCCY | P302 | INSV | INST | HUSSAARM | L |  |  |  |  | AW | MOLDED CASE |  |  | 480 | Maint Look Functional Location | Ops Look Functional Location
5075423 | UNKNOWN | DODGE-WL03 MAIN /BRKR | ILPE-PE-DODGE-WL03 | P306 | INSV | INST | HUSSAARM | H |  |  |  |  | AW | MOLDED CASE |  |  |  | Maint Look Functional Location | Ops Look Functional Location
5075424 | UNKNOWN | GRISW MAIN /BRKR | ILPE-PE-GRISW | P306 | INSV | INST | HUSSAARM | H |  |  | 0.00 A |  | AW | MOLDED CASE |  |  |  | Maint Look Functional Location | Ops Look Functional Location
5075425 | UNKNOWN | GRISW-BSTR MAIN /BRKR | ILPE-PE-GRISW-BSTR | P306 | INSV | INST | HUSSAARM | H |  |  |  |  | AW | MOLDED CASE |  |  |  | Maint Look Functional Location | Ops Look Functional Location
5075426 | UNKNOWN | GRISW-BSTR AMMONIA /BRKR | ILPE-PE-GRISW-BSTR | P306 | INSV | INST | HUSSAARM | H |  |  |  |  | AW | MOLDED CASE |  |  |  | Maint Look Functional Location | Ops Look Functional Location
5075427 | UNKNOWN | GRISW-WL02 MAIN /BRKR | ILPE-PE-GRISW-WL02 | P306 | INSV | INST | HUSSAARM | H |  |  |  |  | AW | MOLDED CASE |  |  |  | Maint Look Functional Location | Ops Look Functional Location
5075428 | UNKNOWN | GRISW-WL04 MAIN /BRKR | ILPE-PE-GRISW-WL04 | P306 | INSV | INST | HUSSAARM | H |  |  |  |  | AW | MOLDED CASE |  |  |  | Maint Look Functional Location | Ops Look Functional Location
5075429 | UNKNOWN | GRISW-WL03 MAIN /BRKR | ILPE-PE-GRISW-WL03 | P306 | INSV | INST | HUSSAARM | H |  |  |  |  | AW | MOLDED CASE |  |  |  | Maint Look Functional Location | Ops Look Functional Location
5075430 | UNKNOWN | RIVER-CTRL NEW FILTER BUILDING /BRKR | ILPE-PE-RIVER-CTRL | P306 | INSV | INST | HUSSAARM | H |  |  |  |  | AW | MOLDED CASE |  |  |  | Maint Look Functional Location | Ops Look Functional Location
5075431 | UNKNOWN | RIVER-CTRL AIR SCOUR /BRKR | ILPE-PE-RIVER-CTRL | P306 | INSV | INST | HUSSAARM | H |  |  |  |  | AW | MOLDED CASE |  |  |  | Maint Look Functional Location | Ops Look Functional Location
5075432 | UNKNOWN | RIVER-UVBL MAIN /BRKR | ILPE-PE-RIVER-UVBL | P306 | INSV | INST | HUSSAARM | H |  |  |  |  | AW | MOLDED CASE |  |  |  | Maint Look Functional Location | Ops Look Functional Location
5075433 | UNKNOWN | RIVER-ST01 MAIN /BRKR | ILPE-PE-RIVER-ST01 | P306 | INSV | INST | HUSSAARM | H |  |  |  |  | AW | MOLDED CASE |  |  |  | Maint Look Functional Location | Ops Look Functional Location
5075434 | UNKNOWN | RIVER-ST02 MAIN /BRKR | ILPE-PE-RIVER-ST02 | P306 | INSV | INST | HUSSAARM | H |  |  |  |  | AW | MOLDED CASE |  |  |  | Maint Look Functional Location | Ops Look Functional Location
5075435 | UNKNOWN | RIVER-ST01 FEED TO XFRM 2 /BRKR | ILPE-PE-RIVER-ST01 | P306 | INSV | INST | HUSSAARM | H |  |  |  |  | AW | MOLDED CASE |  |  |  | Maint Look Functional Location | Ops Look Functional Location
5075436 | UNKNOWN | RIVER FEED TO XFRM 10 /BRKR | ILPE-PE-RIVER | P306 | INSV | INST | HUSSAARM | H |  |  |  |  | AW | MOLDED CASE |  |  |  | Maint Look Functional Location | Ops Look Functional Location
5075437 | UNKNOWN | RIVER FEED TO XFRM 11 /BRKR | ILPE-PE-RIVER | P306 | INSV | INST | HUSSAARM | H |  |  |  |  | AW | MOLDED CASE |  |  |  | Maint Look Functional Location | Ops Look Functional Location
5075438 | UNKNOWN | RIVER-PRET MAIN /BRKR | ILPE-PE-RIVER-PRET | P306 | INSV | INST | HUSSAARM | H |  |  |  |  | AW | MOLDED CASE |  |  |  | Maint Look Functional Location | Ops Look Functional Location
5075439 | UNKNOWN | RIVER-INTK UPRIVER MOTOR FEED /BRKR | ILPE-PE-RIVER-INTK | P306 | INSV | INST | HUSSAARM | H |  |  |  |  | AW | MOLDED CASE |  |  |  | Maint Look Functional Location | Ops Look Functional Location
5075440 | UNKNOWN | RIVER-INTK DOWNRIVER MOTOR FEED /BRKR | ILPE-PE-RIVER-INTK | P306 | INSV | INST | HUSSAARM | H |  |  |  |  | AW | MOLDED CASE |  |  |  | Maint Look Functional Location | Ops Look Functional Location
5075441 | UNKNOWN | DODGE-BSTR PANEL MAIN /BRKR | ILPE-PE-DODGE-BSTR | P306 | INSV | INST | HUSSAARM | H |  |  |  |  | AW | MOLDED CASE |  |  |  | Maint Look Functional Location | Ops Look Functional Location
5075442 | UNKNOWN | DODGE-BSTR PUMP 1 /BRKR | ILPE-PE-DODGE-BSTR | P306 | INSV | INST | HUSSAARM | H |  |  |  |  | AW | MOLDED CASE |  |  |  | Maint Look Functional Location | Ops Look Functional Location
5075443 | UNKNOWN | DODGE-BSTR PUMP 2 /BRKR | ILPE-PE-DODGE-BSTR | P306 | INSV | INST | HUSSAARM | H |  |  |  |  | AW | MOLDED CASE |  |  |  | Maint Look Functional Location | Ops Look Functional Location
5075444 | UNKNOWN | DODGE-BSTR PUMP 3 /BRKR | ILPE-PE-DODGE-BSTR | P306 | INSV | INST | HUSSAARM | H |  |  |  |  | AW | MOLDED CASE |  |  |  | Maint Look Functional Location | Ops Look Functional Location
5075445 | UNKNOWN | GRISW-BSTR PANEL MAIN /BRKR | ILPE-PE-GRISW-BSTR | P306 | INSV | INST | HUSSAARM | H |  |  |  |  | AW | MOLDED CASE |  |  |  | Maint Look Functional Location | Ops Look Functional Location
5075446 | UNKNOWN | GRISW-BSTR PUMP 1 /BRKR | ILPE-PE-GRISW-BSTR | P306 | INSV | INST | HUSSAARM | H |  |  |  |  | AW | MOLDED CASE |  |  |  | Maint Look Functional Location | Ops Look Functional Location
5075447 | UNKNOWN | GRISW-BSTR PUMP 2 /BRKR | ILPE-PE-GRISW-BSTR | P306 | INSV | INST | HUSSAARM | H |  |  |  |  | AW | MOLDED CASE |  |  |  | Maint Look Functional Location | Ops Look Functional Location
5075448 | UNKNOWN | GRISW-BSTR PUMP 3 /BRKR | ILPE-PE-GRISW-BSTR | P306 | INSV | INST | HUSSAARM | H |  |  |  |  | AW | MOLDED CASE |  |  |  | Maint Look Functional Location | Ops Look Functional Location
5065150 | CUTLER HAMMER | STRTF-NCIX-MCCY IX PUMP #2 /BRKR | ILST-Z1-STRTF-NCIX-MCCY | P302 | INSV | INST | HUSSAARM | L |  |  |  |  | AW | MOLDED CASE |  |  | 480 | Maint Look Functional Location | Ops Look Functional Location
5065151 | WESTINGHOUSE | STRTF-LWSB-MCC1 LS PUMP #1 /BRKR | ILST-Z1-STRTF-LWSB-MCC1 | P302 | INSV | INST | HUSSAARM | L |  |  |  |  | AW | MOLDED CASE |  |  | 480 | Maint Look Functional Location | Ops Look Functional Location
5065152 | WESTINGHOUSE | STRTF-LWSB-MCC1 LS PUMP #2 /BRKR | ILST-Z1-STRTF-LWSB-MCC1 | P302 | INSV | INST | HUSSAARM | L |  |  |  |  | AW | MOLDED CASE |  |  | 480 | Maint Look Functional Location | Ops Look Functional Location
5065153 | WESTINGHOUSE | STRTF-LWSB-MCC1 LS PUMP #3 /BRKR | ILST-Z1-STRTF-LWSB-MCC1 | P302 | INSV | INST | HUSSAARM | L |  |  |  |  | AW | MOLDED CASE |  |  | 480 | Maint Look Functional Location | Ops Look Functional Location
5065154 | WESTINGHOUSE | STRTF-LWSB-MCC1 VACUUM PMP 1 /BRKR | ILST-Z1-STRTF-LWSB-MCC1 | P302 | INSV | INST | HUSSAARM | L |  |  |  |  | AW | MOLDED CASE |  |  | 480 | Maint Look Functional Location | Ops Look Functional Location
5065155 | WESTINGHOUSE | STRTF-LWSB-MCC1 VACUUM PMP 2 /BRKR | ILST-Z1-STRTF-LWSB-MCC1 | P302 | INSV | INST | HUSSAARM | L |  |  |  |  | AW | MOLDED CASE |  |  | 480 | Maint Look Functional Location | Ops Look Functional Location
5065156 | SQUARE D | STRTF-VACB-MCCY PIT PUMP #1 /BRKR | ILST-Z1-STRTF-VACB-MCCY | P302 | INSV | INST | HUSSAARM | L |  |  |  |  | AW | MOLDED CASE |  |  | 480 | Maint Look Functional Location | Ops Look Functional Location
5065157 | SQUARE D | STRTF-VACB-MCCY FLOATER #1 /BRKR | ILST-Z1-STRTF-VACB-MCCY | P302 | INSV | INST | HUSSAARM | L |  |  |  |  | AW | MOLDED CASE |  |  | 480 | Maint Look Functional Location | Ops Look Functional Location
5065158 | SQUARE D | STRTF-VACB-MCCY PIT VACPMP 1 /BRKR | ILST-Z1-STRTF-VACB-MCCY | P302 | INSV | INST | HUSSAARM | L |  |  |  |  | AW | MOLDED CASE |  |  | 480 | Maint Look Functional Location | Ops Look Functional Location
5065159 | SQUARE D | STRTF-VACB-MCCY PIT VACPMP 2 /BRKR | ILST-Z1-STRTF-VACB-MCCY | P302 | INSV | INST | HUSSAARM | L |  |  |  |  | AW | MOLDED CASE |  |  | 480 | Maint Look Functional Location | Ops Look Functional Location
5075407 | UNKNOWN | SKOTY-WL16 MAIN /BRKR | ILPE-PE-SKOTY-WL16 | P306 | INSV | INST | HUSSAARM | H |  |  |  |  | AW | MOLDED CASE |  |  |  | Maint Look Functional Location | Ops Look Functional Location
5075408 | UNKNOWN | SKOTY-WL17 MAIN /BRKR | ILPE-PE-SKOTY-WL17 | P306 | INSV | INST | HUSSAARM | H |  |  |  |  | AW | MOLDED CASE |  |  |  | Maint Look Functional Location | Ops Look Functional Location
5075409 | UNKNOWN | SKOTY-WL18 MAIN /BRKR | ILPE-PE-SKOTY-WL18 | P306 | INSV | INST | HUSSAARM | H |  |  |  |  | AW | MOLDED CASE |  |  |  | Maint Look Functional Location | Ops Look Functional Location
5075410 | UNKNOWN | SKOTY POWER BUILDING 1 /BRKR | ILPE-PE-SKOTY | P306 | INSV | INST | HUSSAARM | H |  |  |  |  | AW | MOLDED CASE |  |  |  | Maint Look Functional Location | Ops Look Functional Location
5075411 | UNKNOWN | SKOTY POWER BUILDING 2 /BRKR | ILPE-PE-SKOTY | P306 | INSV | INST | HUSSAARM | H |  |  |  |  | AW | MOLDED CASE |  |  |  | Maint Look Functional Location | Ops Look Functional Location
5075412 | UNKNOWN | SKOTY POWER BUILDING 3 /BRKR | ILPE-PE-SKOTY | P306 | INSV | INST | HUSSAARM | H |  |  |  |  | AW | MOLDED CASE |  |  |  | Maint Look Functional Location | Ops Look Functional Location
5075413 | UNKNOWN | SKOTY POWER BUILDING 4 /BRKR | ILPE-PE-SKOTY | P306 | INSV | INST | HUSSAARM | H |  |  |  |  | AW | MOLDED CASE |  |  |  | Maint Look Functional Location | Ops Look Functional Location
5075414 | UNKNOWN | DODGE-WL05 MAIN /BRKR | ILPE-PE-DODGE-WL05 | P306 | INSV | INST | HUSSAARM | H |  |  |  |  | AW | MOLDED CASE |  |  |  | Maint Look Functional Location | Ops Look Functional Location
5075415 | UNKNOWN | DODGE CHEMICAL FEED /BRKR | ILPE-PE-DODGE | P306 | INSV | INST | HUSSAARM | H |  |  |  |  | AW | MOLDED CASE |  |  |  | Maint Look Functional Location | Ops Look Functional Location
5075416 | UNKNOWN | GRISW CHEMICAL FEED /BRKR | ILPE-PE-GRISW | P306 | INSV | INST | HUSSAARM | H |  |  |  |  | AW | MOLDED CASE |  |  |  | Maint Look Functional Location | Ops Look Functional Location
5075417 | UNKNOWN | SKOTY-PLNT AMMONIA /BRKR | ILPE-PE-SKOTY-PLNT | P306 | INSV | INST | HUSSAARM | H |  |  |  |  | AW | MOLDED CASE |  |  |  | Maint Look Functional Location | Ops Look Functional Location
5075418 | UNKNOWN | DODGE MAIN /BRKR | ILPE-PE-DODGE | P306 | INSV | INST | HUSSAARM | H |  |  |  |  | AW | MOLDED CASE |  |  |  | Maint Look Functional Location | Ops Look Functional Location
5075419 | UNKNOWN | DODGE-BSTR MAIN /BRKR | ILPE-PE-DODGE-BSTR | P306 | INSV | INST | HUSSAARM | H |  |  |  |  | AW | MOLDED CASE |  |  |  | Maint Look Functional Location | Ops Look Functional Location
5075420 | UNKNOWN | DODGE-BSTR HYPOCHLORITE /BRKR | ILPE-PE-DODGE-BSTR | P306 | INSV | INST | HUSSAARM | H |  |  |  |  | AW | MOLDED CASE |  |  |  | Maint Look Functional Location | Ops Look Functional Location
5075421 | UNKNOWN | DODGE-CHEM AMMONIA /BRKR | ILPE-PE-DODGE-CHEM | P306 | INSV | INST | HUSSAARM | H |  |  |  |  | AW | MOLDED CASE |  |  |  | Maint Look Functional Location | Ops Look Functional Location
5075422 | UNKNOWN | DODGE-WL04 MAIN /BRKR | ILPE-PE-DODGE-WL04 | P306 | INSV | INST | HUSSAARM | H |  |  |  |  | AW | MOLDED CASE |  |  |  | Maint Look Functional Location | Ops Look Functional Location
5021949 | UNKNOWN | PLNT-PACB-MCC1 ROOF DECK LIGHTING /BRKR | ILIU-ES-PLNT.-PACB-MCC1 | P310 | INSV | INST | HUSSAARM | H |  |  |  |  | AW | MOLDED CASE |  |  |  | Maint Look Functional Location | Ops Look Functional Location
5021950 | UNKNOWN | PLNT-PACB-MCC1 CNTL PANEL&FLOW MTRS/BRKR | ILIU-ES-PLNT.-PACB-MCC1 | P310 | INSV | INST | HUSSAARM | H |  |  |  |  | AW | MOLDED CASE |  |  |  | Maint Look Functional Location | Ops Look Functional Location
5021951 | UNKNOWN | PLNT-PACB-MCC1 CSFP 1 /BRKR | ILIU-ES-PLNT.-PACB-MCC1 | P310 | INSV | INST | HUSSAARM | H |  |  |  |  | AW | MOLDED CASE |  |  |  | Maint Look Functional Location | Ops Look Functional Location
5021952 | UNKNOWN | PLNT-PACB-MCC1 CSFP 2 /BRKR | ILIU-ES-PLNT.-PACB-MCC1 | P310 | INSV | INST | HUSSAARM | H |  |  |  |  | AW | MOLDED CASE |  |  |  | Maint Look Functional Location | Ops Look Functional Location
5021953 | UNKNOWN | PLNT-PACB-MCC1 CSFP 3 /BRKR | ILIU-ES-PLNT.-PACB-MCC1 | P310 | INSV | INST | HUSSAARM | H |  |  |  |  | AW | MOLDED CASE |  |  |  | Maint Look Functional Location | Ops Look Functional Location
5021954 | UNKNOWN | PLNT-PACB-MCC1 EXHAUST FANS /BRKR | ILIU-ES-PLNT.-PACB-MCC1 | P310 | INSV | INST | HUSSAARM | H |  |  |  |  | AW | MOLDED CASE |  |  |  | Maint Look Functional Location | Ops Look Functional Location
5021955 | UNKNOWN | PLNT-PACB-MCC1 SPARE /BRKR | ILIU-ES-PLNT.-PACB-MCC1 | P310 | INSV | INST | HUSSAARM | L |  |  |  |  | AW | MOLDED CASE |  |  |  | Maint Look Functional Location | Ops Look Functional Location
5021956 | UNKNOWN | PLNT-PACB-MCC1 GENERATOR INPUT /BRKR | ILIU-ES-PLNT.-PACB-MCC1 | P310 | INSV | INST | HUSSAARM | H |  |  |  |  | AW | MOLDED CASE |  |  |  | Maint Look Functional Location | Ops Look Functional Location
5021958 | UNKNOWN | PLNT-PACB-MCC1 MIXER 1 /BRKR | ILIU-ES-PLNT.-PACB-MCC1 | P310 | INSV | INST | HUSSAARM | H |  |  |  |  | AW | MOLDED CASE |  |  |  | Maint Look Functional Location | Ops Look Functional Location
5021959 | UNKNOWN | PLNT-PACB-MCC1 MIXER 2 /BRKR | ILIU-ES-PLNT.-PACB-MCC1 | P310 | INSV | INST | HUSSAARM | H |  |  |  |  | AW | MOLDED CASE |  |  |  | Maint Look Functional Location | Ops Look Functional Location
5021960 | UNKNOWN | PLNT-PACB-MCC1 BAG HOUSE /BRKR | ILIU-ES-PLNT.-PACB-MCC1 | P310 | INSV | INST | HUSSAARM | H |  |  |  |  | AW | MOLDED CASE |  |  |  | Maint Look Functional Location | Ops Look Functional Location
5021961 | UNKNOWN | PLNT-PACB-MCC1 TANKLESS WATER HTR /BRKR | ILIU-ES-PLNT.-PACB-MCC1 | P310 | INSV | INST | HUSSAARM | H |  |  |  |  | AW | MOLDED CASE |  |  |  | Maint Look Functional Location | Ops Look Functional Location
5021962 | UNKNOWN | PLNT-PACB-MCC1 ELECTRIC HTR PMP RM /BRKR | ILIU-ES-PLNT.-PACB-MCC1 | P310 | INSV | INST | HUSSAARM | H |  |  |  |  | AW | MOLDED CASE |  |  |  | Maint Look Functional Location | Ops Look Functional Location
5021963 | UNKNOWN | PLNT-PACB-MCC1 ELECTRIC HTR ELC RM /BRKR | ILIU-ES-PLNT.-PACB-MCC1 | P310 | INSV | INST | HUSSAARM | H |  |  |  |  | AW | MOLDED CASE |  |  |  | Maint Look Functional Location | Ops Look Functional Location
5021964 | UNKNOWN | PLNT-PACB-MCC1 MOTORIZED VALVE 1 /BRKR | ILIU-ES-PLNT.-PACB-MCC1 | P310 | INSV | INST | HUSSAARM | H |  |  |  |  | AW | MOLDED CASE |  |  |  | Maint Look Functional Location | Ops Look Functional Location
5021965 | UNKNOWN | PLNT-PACB-MCC1 MOTORIZED VALVE 2 /BRKR | ILIU-ES-PLNT.-PACB-MCC1 | P310 | INSV | INST | HUSSAARM | H |  |  |  |  | AW | MOLDED CASE |  |  |  | Maint Look Functional Location | Ops Look Functional Location
5021966 | UNKNOWN | GCWT-PACB-MCC1 INDOOR LIGHTING /BRKR | ILIU-GC-GCWT.-PACB-MCC1 | P311 | INSV | INST | HUSSAARM | H |  |  |  |  | AW | MOLDED CASE |  |  |  | Maint Look Functional Location | Ops Look Functional Location
5021967 | UNKNOWN | GCWT-PACB-MCC1 RECEPTACLES /BRKR | ILIU-GC-GCWT.-PACB-MCC1 | P311 | INSV | INST | HUSSAARM | H |  |  |  |  | AW | MOLDED CASE |  |  |  | Maint Look Functional Location | Ops Look Functional Location
5021968 | UNKNOWN | GCWT-PACB-MCC1 OUTDOOR LIGHTING /BRKR | ILIU-GC-GCWT.-PACB-MCC1 | P311 | INSV | INST | HUSSAARM | H |  |  |  |  | AW | MOLDED CASE |  |  |  | Maint Look Functional Location | Ops Look Functional Location
5021969 | UNKNOWN | GCWT-PACB-MCC1 ROOF DECK LIGHTING /BRKR | ILIU-GC-GCWT.-PACB-MCC1 | P311 | INSV | INST | HUSSAARM | H |  |  |  |  | AW | MOLDED CASE |  |  |  | Maint Look Functional Location | Ops Look Functional Location
5021970 | UNKNOWN | GCWT-PACB-MCC1 CNTL PANEL&FLOW MTRS/BRKR | ILIU-GC-GCWT.-PACB-MCC1 | P311 | INSV | INST | HUSSAARM | H |  |  |  |  | AW | MOLDED CASE |  |  |  | Maint Look Functional Location | Ops Look Functional Location
5021971 | UNKNOWN | GCWT-PACB-MCC1 CSFP 1 /BRKR | ILIU-GC-GCWT.-PACB-MCC1 | P311 | INSV | INST | HUSSAARM | H |  |  |  |  | AW | MOLDED CASE |  |  |  | Maint Look Functional Location | Ops Look Functional Location
5021972 | UNKNOWN | GCWT-PACB-MCC1 CSFP 2 /BRKR | ILIU-GC-GCWT.-PACB-MCC1 | P311 | INSV | INST | HUSSAARM | H |  |  |  |  | AW | MOLDED CASE |  |  |  | Maint Look Functional Location | Ops Look Functional Location
5021973 | UNKNOWN | GCWT-PACB-MCC1 CSFP 3 /BRKR | ILIU-GC-GCWT.-PACB-MCC1 | P311 | INSV | INST | HUSSAARM | H |  |  |  |  | AW | MOLDED CASE |  |  |  | Maint Look Functional Location | Ops Look Functional Location
5021974 | UNKNOWN | GCWT-PACB-MCC1 CSPS 4 /BRKR | ILIU-GC-GCWT.-PACB-MCC1 | P311 | INSV | INST | HUSSAARM | H |  |  |  |  | AW | MOLDED CASE |  |  |  | Maint Look Functional Location | Ops Look Functional Location
5021975 | UNKNOWN | GCWT-PACB-MCC1 EXHAUST FANS /BRKR | ILIU-GC-GCWT.-PACB-MCC1 | P311 | INSV | INST | HUSSAARM | H |  |  |  |  | AW | MOLDED CASE |  |  |  | Maint Look Functional Location | Ops Look Functional Location
5010485 | UNKNOWN | EMGINTRC-MCC PIT MAIN /BRKR | ILAR-Z1-EMGIN-MCCP | P313 | INSV | INST | HUSSAARM | M |  |  |  |  | AW | AIR (BREAKER) |  |  | 120/240 | Maint Look Functional Location | Ops Look Functional Location
5012726 | UNKNOWN | PWTPS-LSPS Low duty 5 /BRKR | ILPT-PO-PWTPS-LSPS | P304 | INSV | INST | HUSSAARM | H |  |  |  |  | AW | MOLDED CASE |  |  | 480 | Maint Look Functional Location | Ops Look Functional Location
5012727 | UNKNOWN | PWTPS-LSPS Low duty 4 /BRKR | ILPT-PO-PWTPS-LSPS | P304 | INSV | INST | HUSSAARM | H |  |  |  |  | AW | MOLDED CASE |  |  | 480 | Maint Look Functional Location | Ops Look Functional Location
5012728 | UNKNOWN | PWTPS-LSPS Low duty 3 /BRKR | ILPT-PO-PWTPS-LSPS | P304 | INSV | INST | HUSSAARM | H |  |  |  |  | AW | MOLDED CASE |  |  | 480 | Maint Look Functional Location | Ops Look Functional Location
5012729 | UNKNOWN | PWTPS-LSPS Low duty 2 /BRKR | ILPT-PO-PWTPS-LSPS | P304 | INSV | INST | HUSSAARM | H |  |  |  |  | AW | MOLDED CASE |  |  | 480 | Maint Look Functional Location | Ops Look Functional Location
5012730 | UNKNOWN | PWTPS-LSPS Low duty 1 /BRKR | ILPT-PO-PWTPS-LSPS | P304 | INSV | INST | HUSSAARM | H |  |  |  |  | AW | MOLDED CASE |  |  | 480 | Maint Look Functional Location | Ops Look Functional Location
5012731 | UNKNOWN | SWTPS High duty West /BRKR | ILPT-SN-SWTPS | P304 | INSV | INST | HUSSAARM | H |  |  |  |  | AW | MOLDED CASE |  |  | 480 | Maint Look Functional Location | Ops Look Functional Location
5012732 | UNKNOWN | SWTPS High duty East /BRKR | ILPT-SN-SWTPS | P304 | INSV | INST | HUSSAARM | H |  |  |  |  | AW | MOLDED CASE |  |  | 480 | Maint Look Functional Location | Ops Look Functional Location
5012733 | UNKNOWN | PWTPS Wash /BRKR | ILPT-PO-PWTPS | P304 | INSV | INST | HUSSAARM | H |  |  |  |  | AW | MOLDED CASE |  |  | 480 | Maint Look Functional Location | Ops Look Functional Location
5012734 | UNKNOWN | PWTPS High service 1 /BRKR | ILPT-PO-PWTPS | P304 | INSV | INST | HUSSAARM | H |  |  |  |  | AW | MOLDED CASE |  |  | 480 | Maint Look Functional Location | Ops Look Functional Location
5012735 | UNKNOWN | PWTPS High service 2 /BRKR | ILPT-PO-PWTPS | P304 | INSV | INST | HUSSAARM | H |  |  |  |  | AW | MOLDED CASE |  |  | 480 | Maint Look Functional Location | Ops Look Functional Location
5012736 | UNKNOWN | PWTPS High service 3 /BRKR | ILPT-PO-PWTPS | P304 | INSV | INST | HUSSAARM | H |  |  |  |  | AW | MOLDED CASE |  |  | 480 | Maint Look Functional Location | Ops Look Functional Location
5012737 | UNKNOWN | PWTPS High service 4 /BRKR | ILPT-PO-PWTPS | P304 | INSV | INST | HUSSAARM | H |  |  |  |  | AW | MOLDED CASE |  |  | 480 | Maint Look Functional Location | Ops Look Functional Location
5012738 | UNKNOWN | SWTPS-SW08 Well 8 /BRKR | ILPT-SN-SWTPS-SW08 | P304 | INSV | INST | HUSSAARM | H |  |  |  |  | AW | MOLDED CASE |  |  | 240 | Maint Look Functional Location | Ops Look Functional Location
5012739 | UNKNOWN | SWTPS-SW07 Well 7 /BRKR | ILPT-SN-SWTPS-SW07 | P304 | INSV | INST | HUSSAARM | H |  |  |  |  | AW | MOLDED CASE |  |  | 240 | Maint Look Functional Location | Ops Look Functional Location
5012740 | UNKNOWN | PWTPS Waste 1 /BRKR | ILPT-PO-PWTPS | P304 | INSV | INST | HUSSAARM | H |  |  |  |  | AW | MOLDED CASE |  |  | 480 | Maint Look Functional Location | Ops Look Functional Location
5012741 | UNKNOWN | PWTPS Waste 2 /BRKR | ILPT-PO-PWTPS | P304 | INSV | INST | HUSSAARM | H |  |  |  |  | AW | MOLDED CASE |  |  | 480 | Maint Look Functional Location | Ops Look Functional Location
5012742 | UNKNOWN | IMPST-UGPS Pump 3 /BRKR | ILPT-PO-IMPST-UGPS | P304 | INSV | INST | HUSSAARM | H |  |  |  |  | AW | MOLDED CASE |  |  | 480 | Maint Look Functional Location | Ops Look Functional Location
5012743 | UNKNOWN | IMPST-UGPS Pump 2 /BRKR | ILPT-PO-IMPST-UGPS | P304 | INSV | INST | HUSSAARM | H |  |  |  |  | AW | MOLDED CASE |  |  | 480 | Maint Look Functional Location | Ops Look Functional Location
5012744 | UNKNOWN | IMPST-UGPS Pump 1 /BRKR | ILPT-PO-IMPST-UGPS | P304 | INSV | INST | HUSSAARM | H |  |  |  |  | AW | MOLDED CASE |  |  | 480 | Maint Look Functional Location | Ops Look Functional Location
5012745 | UNKNOWN | IMPST-GENB Pump Vac /BRKR | ILPT-PO-IMPST-GENB | P304 | INSV | INST | HUSSAARM | H |  |  |  |  | AW | MOLDED CASE |  |  | 480 | Maint Look Functional Location | Ops Look Functional Location
5012746 | UNKNOWN | IMPST Float 1 /BRKR | ILPT-PO-IMPST | P304 | INSV | INST | HUSSAARM | M |  |  |  |  | AW | MOLDED CASE |  |  | 240 | Maint Look Functional Location | Ops Look Functional Location
5012747 | UNKNOWN | IMPST Float 2 /BRKR | ILPT-PO-IMPST | P304 | INSV | INST | HUSSAARM | M |  |  |  |  | AW | MOLDED CASE |  |  | 240 | Maint Look Functional Location | Ops Look Functional Location
5021946 | UNKNOWN | PLNT-PACB-MCC1 INDOOR LIGHTING /BRKR | ILIU-ES-PLNT.-PACB-MCC1 | P310 | INSV | INST | HUSSAARM | H |  |  |  |  | AW | MOLDED CASE |  |  |  | Maint Look Functional Location | Ops Look Functional Location
5021947 | UNKNOWN | PLNT-PACB-MCC1 RECEPTACLES /BRKR | ILIU-ES-PLNT.-PACB-MCC1 | P310 | INSV | INST | HUSSAARM | H |  |  |  |  | AW | MOLDED CASE |  |  |  | Maint Look Functional Location | Ops Look Functional Location
5021948 | UNKNOWN | PLNT-PACB-MCC1 OUTDOOR LIGHTING /BRKR | ILIU-ES-PLNT.-PACB-MCC1 | P310 | INSV | INST | HUSSAARM | H |  |  |  |  | AW | MOLDED CASE |  |  |  | Maint Look Functional Location | Ops Look Functional Location
5021976 | UNKNOWN | GCWT-PACB-MCC1 SPARE /BRKR | ILIU-GC-GCWT.-PACB-MCC1 | P311 | INSV | INST | HUSSAARM | L |  |  |  |  | AW | MOLDED CASE |  |  |  | Maint Look Functional Location | Ops Look Functional Location
5028714 | UNKNOWN | PLANT-DSPS-SWT2 DP 3 /BRKR | ILAL-Z1-PLANT-DSPS-SWT2 | P308 | INSV | INST | HUSSAARM | H |  |  |  |  | AW | AIR (BREAKER) |  |  | 480 | Maint Look Functional Location | Ops Look Functional Location
5028715 | UNKNOWN | PLANT-DSPS-SWT2 MCC WP1N /BRKR | ILAL-Z1-PLANT-DSPS-SWT2 | P308 | INSV | INST | HUSSAARM | H |  |  |  |  | AW | AIR (BREAKER) |  |  | 480 | Maint Look Functional Location | Ops Look Functional Location
5028716 | UNKNOWN | PLANT-DSPS-SWT2 DP 2 /BRKR | ILAL-Z1-PLANT-DSPS-SWT2 | P308 | INSV | INST | HUSSAARM | H |  |  |  |  | AW | AIR (BREAKER) |  |  | 480 | Maint Look Functional Location | Ops Look Functional Location
5028717 | UNKNOWN | PLANT-DSPS-SWT2 TIE BREAKER /BRKR | ILAL-Z1-PLANT-DSPS-SWT2 | P308 | INSV | INST | HUSSAARM | H |  |  |  |  | AW | AIR (BREAKER) |  |  | 480 | Maint Look Functional Location | Ops Look Functional Location
5028718 | UNKNOWN | PLANT-RWPS-MCC1 FEED FROM TX4 /BRKR | ILAL-Z1-PLANT-RWPS-MCC1 | P308 | INSV | INST | HUSSAARM | H |  |  |  |  | AW | AIR (BREAKER) |  |  | 480 | Maint Look Functional Location | Ops Look Functional Location
5028719 | UNKNOWN | PLANT-RWPS-MCC1 FEED FROM TX3 /BRKR | ILAL-Z1-PLANT-RWPS-MCC1 | P308 | INSV | INST | HUSSAARM | H |  |  |  |  | AW | AIR (BREAKER) |  |  | 480 | Maint Look Functional Location | Ops Look Functional Location
5028720 | UNKNOWN | PLANT-RWPS-MCC1 PPRWPS /BRKR | ILAL-Z1-PLANT-RWPS-MCC1 | P308 | INSV | INST | HUSSAARM | H |  |  |  |  | AW | AIR (BREAKER) |  |  | 480 | Maint Look Functional Location | Ops Look Functional Location
5028721 | UNKNOWN | PLANT-RWPS-MCC1 PPRWPS1 /BRKR | ILAL-Z1-PLANT-RWPS-MCC1 | P308 | INSV | INST | HUSSAARM | M |  |  |  |  | AW | AIR (BREAKER) |  |  | 480 | Maint Look Functional Location | Ops Look Functional Location
5028743 | UNKNOWN | PLANT-CHEM-MCCS LPCA2 XFMR /BRKR | ILAL-Z1-PLANT-CHEM-MCCS | P308 | INSV | INST | HUSSAARM | M |  |  |  |  | AW | AIR (BREAKER) |  |  | 480 | Maint Look Functional Location | Ops Look Functional Location
5028744 | UNKNOWN | PLANT-CHEM-MCCS LPCA1 XFMR /BRKR | ILAL-Z1-PLANT-CHEM-MCCS | P308 | INSV | INST | HUSSAARM | M |  |  |  |  | AW | AIR (BREAKER) |  |  | 480 | Maint Look Functional Location | Ops Look Functional Location
5028745 | UNKNOWN | PLANT-CHEM-MCCS LPFA1 XFMR /BRKR | ILAL-Z1-PLANT-CHEM-MCCS | P308 | INSV | INST | HUSSAARM | M |  |  |  |  | AW | AIR (BREAKER) |  |  | 480 | Maint Look Functional Location | Ops Look Functional Location
5028746 | UNKNOWN | PLANT-CHEM-MCCS PP AA /BRKR | ILAL-Z1-PLANT-CHEM-MCCS | P308 | INSV | INST | HUSSAARM | M |  |  |  |  | AW | AIR (BREAKER) |  |  | 480 | Maint Look Functional Location | Ops Look Functional Location
5028747 | UNKNOWN | PLANT-CHEM-MCCS SCOURVENTVALVE /BRKR | ILAL-Z1-PLANT-CHEM-MCCS | P308 | INSV | INST | HUSSAARM | M |  |  |  |  | AW | AIR (BREAKER) |  |  | 480 | Maint Look Functional Location | Ops Look Functional Location
5028748 | UNKNOWN | PLANT-CHEM-MCCS AIR COMPR PANEL /BRKR | ILAL-Z1-PLANT-CHEM-MCCS | P308 | INSV | INST | HUSSAARM | M |  |  |  |  | AW | AIR (BREAKER) |  |  | 480 | Maint Look Functional Location | Ops Look Functional Location
5028749 | UNKNOWN | PLANT-CHEM-MCCS FAP MIXER /BRKR | ILAL-Z1-PLANT-CHEM-MCCS | P308 | INSV | INST | HUSSAARM | M |  |  |  |  | AW | AIR (BREAKER) |  |  | 480 | Maint Look Functional Location | Ops Look Functional Location
5028750 | UNKNOWN | PLANT-CHEM-MCCS BAP MIXER /BRKR | ILAL-Z1-PLANT-CHEM-MCCS | P308 | INSV | INST | HUSSAARM | M |  |  |  |  | AW | AIR (BREAKER) |  |  | 480 | Maint Look Functional Location | Ops Look Functional Location
5028751 | UNKNOWN | PLANT-CHEM-MCCS UPS IPFA1/IPCA1 /BRKR | ILAL-Z1-PLANT-CHEM-MCCS | P308 | INSV | INST | HUSSAARM | M |  |  |  |  | AW | AIR (BREAKER) |  |  | 480 | Maint Look Functional Location | Ops Look Functional Location
5028752 | UNKNOWN | PLANT-CHEM-MCCS PP WP1 FEEDER /BRKR | ILAL-Z1-PLANT-CHEM-MCCS | P308 | INSV | INST | HUSSAARM | H |  |  |  |  | AW | AIR (BREAKER) |  |  | 480 | Maint Look Functional Location | Ops Look Functional Location
5028753 | UNKNOWN | PLANT-CHEM-MCCS SCRUBBER PANEL /BRKR | ILAL-Z1-PLANT-CHEM-MCCS | P308 | INSV | INST | HUSSAARM | H |  |  |  |  | AW | AIR (BREAKER) |  |  | 480 | Maint Look Functional Location | Ops Look Functional Location
5028754 | UNKNOWN | PLANT-CHEM-MCCS PP WP2 FEEDER /BRKR | ILAL-Z1-PLANT-CHEM-MCCS | P308 | INSV | INST | HUSSAARM | L |  |  |  |  | AW | AIR (BREAKER) |  |  | 480 | Maint Look Functional Location | Ops Look Functional Location
5028755 | UNKNOWN | PLANT-CHEM-MCCS CARBON PANEL /BRKR | ILAL-Z1-PLANT-CHEM-MCCS | P308 | INSV | INST | HUSSAARM | M |  |  |  |  | AW | AIR (BREAKER) |  |  | 480 | Maint Look Functional Location | Ops Look Functional Location
5028756 | UNKNOWN | PLANT-CHEM-MCCS CAUSTIC MXR1 /BRKR | ILAL-Z1-PLANT-CHEM-MCCS | P308 | INSV | INST | HUSSAARM | M |  |  |  |  | AW | AIR (BREAKER) |  |  | 480 | Maint Look Functional Location | Ops Look Functional Location
5028757 | UNKNOWN | PLANT-CHEM-MCCS CAUSTIC MXR2 /BRKR | ILAL-Z1-PLANT-CHEM-MCCS | P308 | INSV | INST | HUSSAARM | M |  |  |  |  | AW | AIR (BREAKER) |  |  | 480 | Maint Look Functional Location | Ops Look Functional Location
5028760 | UNKNOWN | PLANT-CHEM-MCCS NH3 STOR N HTR /BRKR | ILAL-Z1-PLANT-CHEM-MCCS | P308 | INSV | INST | HUSSAARM | M |  |  |  |  | AW | AIR (BREAKER) |  |  | 480 | Maint Look Functional Location | Ops Look Functional Location
5028761 | UNKNOWN | PLANT-CHEM-MCCS NH3 STOR S HTR /BRKR | ILAL-Z1-PLANT-CHEM-MCCS | P308 | INSV | INST | HUSSAARM | M |  |  |  |  | AW | AIR (BREAKER) |  |  | 480 | Maint Look Functional Location | Ops Look Functional Location
5028762 | UNKNOWN | PLANT-CHEM-MCCS CARBON RM N HTR /BRKR | ILAL-Z1-PLANT-CHEM-MCCS | P308 | INSV | INST | HUSSAARM | L |  |  |  |  | AW | AIR (BREAKER) |  |  | 480 | Maint Look Functional Location | Ops Look Functional Location
5021977 | UNKNOWN | GCWT-PACB-MCC1 GENERATOR INPUT /BRKR | ILIU-GC-GCWT.-PACB-MCC1 | P311 | INSV | INST | HUSSAARM | H |  |  |  |  | AW | MOLDED CASE |  |  |  | Maint Look Functional Location | Ops Look Functional Location
5021979 | UNKNOWN | GCWT-PACB-MCC1 MIXER 1 /BRKR | ILIU-GC-GCWT.-PACB-MCC1 | P311 | INSV | INST | HUSSAARM | H |  |  |  |  | AW | MOLDED CASE |  |  |  | Maint Look Functional Location | Ops Look Functional Location
5021980 | UNKNOWN | GCWT-PACB-MCC1 MIXER 2 /BRKR | ILIU-GC-GCWT.-PACB-MCC1 | P311 | INSV | INST | HUSSAARM | H |  |  |  |  | AW | MOLDED CASE |  |  |  | Maint Look Functional Location | Ops Look Functional Location
5021981 | UNKNOWN | GCWT-PACB-MCC1 BAG HOUSE /BRKR | ILIU-GC-GCWT.-PACB-MCC1 | P311 | INSV | INST | HUSSAARM | H |  |  | 0.00 A |  | AW | MOLDED CASE |  |  |  | Maint Look Functional Location | Ops Look Functional Location
5021982 | UNKNOWN | GCWT-PACB-MCC1 TANKLESS WATER HTR /BRKR | ILIU-GC-GCWT.-PACB-MCC1 | P311 | INSV | INST | HUSSAARM | H |  |  |  |  | AW | MOLDED CASE |  |  |  | Maint Look Functional Location | Ops Look Functional Location
5021983 | UNKNOWN | GCWT-PACB-MCC1 ELECTRIC HTR PMP RM /BRKR | ILIU-GC-GCWT.-PACB-MCC1 | P311 | INSV | INST | HUSSAARM | H |  |  |  |  | AW | MOLDED CASE |  |  |  | Maint Look Functional Location | Ops Look Functional Location
5021984 | UNKNOWN | GCWT-PACB-MCC1 ELECTRIC HTR ELC RM /BRKR | ILIU-GC-GCWT.-PACB-MCC1 | P311 | INSV | INST | HUSSAARM | H |  |  |  |  | AW | MOLDED CASE |  |  |  | Maint Look Functional Location | Ops Look Functional Location
5021985 | UNKNOWN | GCWT-PACB-MCC1 MOTORIZED VALVE 1 /BRKR | ILIU-GC-GCWT.-PACB-MCC1 | P311 | INSV | INST | HUSSAARM | H |  |  |  |  | AW | MOLDED CASE |  |  |  | Maint Look Functional Location | Ops Look Functional Location
5021986 | UNKNOWN | GCWT-PACB-MCC1 MOTORIZED VALVE 2 /BRKR | ILIU-GC-GCWT.-PACB-MCC1 | P311 | INSV | INST | HUSSAARM | H |  |  |  |  | AW | MOLDED CASE |  |  |  | Maint Look Functional Location | Ops Look Functional Location
5028697 | UNKNOWN | PLANT-DSPS-SWT1 UTILTY MAIN /BRKR | ILAL-Z1-PLANT-DSPS-SWT1 | P308 | INSV | INST | HUSSAARM | H |  |  |  |  | AW | AIR (BREAKER) |  |  | 4160 | Maint Look Functional Location | Ops Look Functional Location
5028698 | UNKNOWN | PLANT-DSPS-SWT1 GENERATOR MAIN /BRKR | ILAL-Z1-PLANT-DSPS-SWT1 | P308 | INSV | INST | HUSSAARM | H |  |  |  |  | AW | AIR (BREAKER) |  |  | 4160 | Maint Look Functional Location | Ops Look Functional Location
5028699 | UNKNOWN | PLANT-DSPS-SWT1 WP2 TX 1 /BRKR | ILAL-Z1-PLANT-DSPS-SWT1 | P308 | INSV | INST | HUSSAARM | H |  |  |  |  | AW | AIR (BREAKER) |  |  | 4160 | Maint Look Functional Location | Ops Look Functional Location
5028700 | UNKNOWN | PLANT-DSPS-SWT1 WP 2 TX2 /BRKR | ILAL-Z1-PLANT-DSPS-SWT1 | P308 | INSV | INST | HUSSAARM | H |  |  |  |  | AW | AIR (BREAKER) |  |  | 4160 | Maint Look Functional Location | Ops Look Functional Location
5028701 | UNKNOWN | PLANT-DSPS-SWT1 RWPS EAST TX 3 /BRKR | ILAL-Z1-PLANT-DSPS-SWT1 | P308 | INSV | INST | HUSSAARM | H |  |  |  |  | AW | AIR (BREAKER) |  |  | 4160 | Maint Look Functional Location | Ops Look Functional Location
5028702 | UNKNOWN | PLANT-DSPS-SWT1 RWPS WEST TX 4 /BRKR | ILAL-Z1-PLANT-DSPS-SWT1 | P308 | INSV | INST | HUSSAARM | H |  |  |  |  | AW | AIR (BREAKER) |  |  | 4160 | Maint Look Functional Location | Ops Look Functional Location
5028703 | UNKNOWN | PLANT-DSPS-SWT2 PP DPS2 /BRKR | ILAL-Z1-PLANT-DSPS-SWT2 | P308 | INSV | INST | HUSSAARM | H |  |  |  |  | AW | AIR (BREAKER) |  |  | 480 | Maint Look Functional Location | Ops Look Functional Location
5028704 | UNKNOWN | PLANT-DSPS-SWT2 DP 5 /BRKR | ILAL-Z1-PLANT-DSPS-SWT2 | P308 | INSV | INST | HUSSAARM | H |  |  |  |  | AW | AIR (BREAKER) |  |  | 480 | Maint Look Functional Location | Ops Look Functional Location
5028705 | UNKNOWN | PLANT-DSPS-SWT2 DP 6 /BRKR | ILAL-Z1-PLANT-DSPS-SWT2 | P308 | INSV | INST | HUSSAARM | H |  |  |  |  | AW | AIR (BREAKER) |  |  | 480 | Maint Look Functional Location | Ops Look Functional Location
5028706 | UNKNOWN | PLANT-DSPS-SWT2 BWP 1 /BRKR | ILAL-Z1-PLANT-DSPS-SWT2 | P308 | INSV | INST | HUSSAARM | H |  |  |  |  | AW | AIR (BREAKER) |  |  | 480 | Maint Look Functional Location | Ops Look Functional Location
5028707 | UNKNOWN | PLANT-DSPS-SWT2 PP DPS 1 /BRKR | ILAL-Z1-PLANT-DSPS-SWT2 | P308 | INSV | INST | HUSSAARM | H |  |  |  |  | AW | AIR (BREAKER) |  |  | 480 | Maint Look Functional Location | Ops Look Functional Location
5028708 | UNKNOWN | PLANT-DSPS-SWT2 BWP 2 /BRKR | ILAL-Z1-PLANT-DSPS-SWT2 | P308 | INSV | INST | HUSSAARM | H |  |  |  |  | AW | AIR (BREAKER) |  |  | 480 | Maint Look Functional Location | Ops Look Functional Location
5028709 | UNKNOWN | PLANT-DSPS-SWT2 MCC WP1S /BRKR | ILAL-Z1-PLANT-DSPS-SWT2 | P308 | INSV | INST | HUSSAARM | H |  |  |  |  | AW | AIR (BREAKER) |  |  | 480 | Maint Look Functional Location | Ops Look Functional Location
5028710 | UNKNOWN | PLANT-DSPS-SWT2 DP 4 /BRKR | ILAL-Z1-PLANT-DSPS-SWT2 | P308 | INSV | INST | HUSSAARM | H |  |  |  |  | AW | AIR (BREAKER) |  |  | 480 | Maint Look Functional Location | Ops Look Functional Location
5028711 | UNKNOWN | PLANT-DSPS-SWT2 FEED FROM TX 1 /BRKR | ILAL-Z1-PLANT-DSPS-SWT2 | P308 | INSV | INST | HUSSAARM | H |  |  |  |  | AW | AIR (BREAKER) |  |  | 480 | Maint Look Functional Location | Ops Look Functional Location
5028712 | UNKNOWN | PLANT-DSPS-SWT2 FEED FROM TX 2 /BRKR | ILAL-Z1-PLANT-DSPS-SWT2 | P308 | INSV | INST | HUSSAARM | H |  |  |  |  | AW | AIR (BREAKER) |  |  | 480 | Maint Look Functional Location | Ops Look Functional Location
5028713 | UNKNOWN | PLANT-DSPS-SWT2 DP 1 /BRKR | ILAL-Z1-PLANT-DSPS-SWT2 | P308 | INSV | INST | HUSSAARM | H |  |  |  |  | AW | AIR (BREAKER) |  |  | 480 | Maint Look Functional Location | Ops Look Functional Location

## CLASS-PWRCOND
Equipment | Manufacturer | Description | Functional Loc. | Planning plant | User status | System status | Created by | ABC indic. | ManufSerialNo. | Model number | Adjustable? | Amp Rating | Owned By | Power Conditioner Ty | Special Mtn Note | Special Mtn Note Det | Volt Rating | NARUC Maintenance Ac | NARUC Operations Acc | Special Mtn Note | Special Mtn Note Det
5000741 | UNKNOWN | HAWK MOTSTR CABINET /COND | MOSL-W1-HAWK. | P359 | INSV | INST | HUSSAARM | M |  |  |  | 0.00 A | AW | POWER CONDITIONER |  |  | 120 | Maint Look Functional Location | Ops Look Functional Location
5006680 | GE | NORTH-EIN-CBLD-MCC PW FCTRCAP1 INT5/COND | MOSL-N4-NORTH-EIN.-CBIN-MCC. | P360 | INSV | INST | HUSSAARM | M |  |  |  | 450.00 A | AW | PFC CAPACITOR |  |  | 480 | Maint Look Functional Location | Ops Look Functional Location
5006681 | GE | NORTH-EIN-CBLD-MCC PW FCTRCAP2 INT5/COND | MOSL-N4-NORTH-EIN.-CBIN-MCC. | P360 | INSV | INST | HUSSAARM | M |  |  |  | 450.00 A | AW | PFC CAPACITOR |  |  | 480 | Maint Look Functional Location | Ops Look Functional Location
5006682 | GE | NORTH-EIN-CBLD-MCC PW FCTRCAP1 INT6/COND | MOSL-N4-NORTH-EIN.-CBIN-MCC. | P360 | INSV | INST | HUSSAARM | M |  |  |  | 450.00 A | AW | PFC CAPACITOR |  |  | 480 | Maint Look Functional Location | Ops Look Functional Location
5006683 | GE | NORTH-EIN-CBLD-MCC PW FCTRCAP2 INT6/COND | MOSL-N4-NORTH-EIN.-CBIN-MCC. | P360 | INSV | INST | HUSSAARM | M |  |  |  | 450.00 A | AW | PFC CAPACITOR |  |  | 480 | Maint Look Functional Location | Ops Look Functional Location
5006689 | GE | NORTH-EIN-CBLD-MCC PWR FCT CAP1INT7/COND | MOSL-N4-NORTH-EIN.-CBIN-MCC. | P360 | INSV | INST | HUSSAARM | M |  |  |  | 450.00 A | AW | PFC CAPACITOR |  |  | 480 | Maint Look Functional Location | Ops Look Functional Location
5006690 | GE | NORTH-EIN-CBLD-MCC PWR FCT CAP2INT7/COND | MOSL-N4-NORTH-EIN.-CBIN-MCC. | P360 | INSV | INST | HUSSAARM | M |  |  |  | 450.00 A | AW | PFC CAPACITOR |  |  | 480 | Maint Look Functional Location | Ops Look Functional Location
5006691 | GE | NORTH-EIN-CBLD-MCC PWR FCT CAP1INT8/COND | MOSL-N4-NORTH-EIN.-CBIN-MCC. | P360 | INSV | INST | HUSSAARM | M |  |  |  | 450.00 A | AW | PFC CAPACITOR |  |  | 480 | Maint Look Functional Location | Ops Look Functional Location
5006692 | GE | NORTH-EIN-CBLD-MCC PWR FCT CAP2INT8/COND | MOSL-N4-NORTH-EIN.-CBIN-MCC. | P360 | INSV | INST | HUSSAARM | M |  |  |  | 450.00 A | AW | PFC CAPACITOR |  |  | 480 | Maint Look Functional Location | Ops Look Functional Location
5011731 | UNKNOWN | CENT-BIN-INT W B INT REGRND /COND | MOSL-W4-CENT.-BIN.-INTC | P359 | INSV | INST | HUSSAARM | M |  |  | Y | 0.00 A | AW | POWER CONDITIONER |  |  | 480 | Maint Look Functional Location | Ops Look Functional Location
5011732 | UNKNOWN | CENT-BIN-INT E B INT REGRND /COND | MOSL-W4-CENT.-BIN.-INTC | P359 | INSV | INST | HUSSAARM | M |  |  | Y | 0.00 A | AW | POWER CONDITIONER |  |  | 480 | Maint Look Functional Location | Ops Look Functional Location
5031190 | UNKNOWN | PLNT-CAP-OPER ACCUSINE-PWR COR SYS /COND | MOJP-Z1-PLNT.-CAP.-OPER | P353 | INSV | INST | HUSSAARM | H |  |  |  |  | AW | HARMONIC FILTER CONDITIONING |  |  |  | Maint Look Functional Location | Ops Look Functional Location
5031824 | UNKNOWN | PLNT-CAP-OPER ACCUSINE-PWR COR SYS /COND | MOJP-Z1-PLNT.-CAP.-OPER | P353 | INSV | INST | HUSSAARM | H |  |  | Y |  | AW | HARMONIC FILTER CONDITIONING |  |  |  | Maint Look Functional Location | Ops Look Functional Location
5031866 | UNKNOWN | PLNT-UVB ACCUSINE-PWR CORR SYS /COND | MOJP-Z1-PLNT.-UVB. | P353 | INSV | INST | HUSSAARM | H | 13-249800 |  |  |  | AW | HARMONIC FILTER CONDITIONING |  |  |  | Maint Look Functional Location | Ops Look Functional Location
5031867 | UNKNOWN | PLNT-UVB ACCUSINE-PWR CORR SYS /COND | MOJP-Z1-PLNT.-UVB. | P353 | INSV | INST | HUSSAARM | H | 13-249810 |  |  |  | AW | HARMONIC FILTER CONDITIONING |  |  |  | Maint Look Functional Location | Ops Look Functional Location
5031936 | GE | 32ND BST-WL04 /COND | MOJP-Z1-32BS. | P353 | INSV | INST | HUSSAARM | H |  | 9T23B4005G22 |  |  | AW | ISOLATION TRANSFORMER |  |  | 480 | Maint Look Functional Location | Ops Look Functional Location
5031938 | GE | 32ND BST-WL04 /COND | MOJP-Z1-32BS. | P353 | INSV | INST | HUSSAARM | H |  | 9T23B4005G22 |  |  | AW | ISOLATION TRANSFORMER |  |  | 480 | Maint Look Functional Location | Ops Look Functional Location
5031940 | GE | 32ND BST-WL04 /COND | MOJP-Z1-32BS. | P353 | INSV | INST | HUSSAARM | H |  | 9T23B4010G22 |  |  | AW | ISOLATION TRANSFORMER |  |  | 480 | Maint Look Functional Location | Ops Look Functional Location
5031942 | GE | 32ND BST-WL04 /COND | MOJP-Z1-32BS. | P353 | INSV | INST | HUSSAARM | H |  | 9T23B4010G22 |  |  | AW | ISOLATION TRANSFORMER |  |  | 480 | Maint Look Functional Location | Ops Look Functional Location
5031983 | UNKNOWN | 32ND BST-WL04-CL2 BLDG /COND | MOJP-Z1-32BS.-BST. | P353 | INSV | INST | HUSSAARM | H | 69996 | 477CC | N | 38.00 A | AW | PFC CAPACITOR |  |  | 480 | Maint Look Functional Location | Ops Look Functional Location
5240904 | TCI | WELL 2 POWER FILTER /PWRCOND | MOWD-Z1-WELL2-WELL | P379 | INSV | INST | WATSONM1 | M | V1K80A01 |  |  |  | AW | POWER CONDITIONER |  |  |  | Maint Look Functional Location | Ops Look Functional Location

## CLASS-PWRDISC
Equipment | Manufacturer | Description | Functional Loc. | Planning plant | User status | System status | Created by | ABC indic. | ManufSerialNo. | Model number | Amp Rating | Current Rating | Fuse Size | Owned By | Power Disconnect Typ | Special Mtn Note | Special Mtn Note Det | Volt Rating | NARUC Maintenance Ac | NARUC Operations Acc | Special Mtn Note | Special Mtn Note Det
5028072 | SQUARE D | SJHC-MCC SJHC PUMP 1 DISCONNECT /DISC | MOSJ-Z1-SJHC.-MCCS | P357 | INSV | INST | HUSSAARM | H |  | ISOFLEX MODEL 4 | 360.00 A |  |  | AW | LOADBREAK DISCONNECT |  |  | 4160 | Maint Look Functional Location | Ops Look Functional Location
5028078 | SQUARE D | SJHC-MCCSJHC PMP3 PWR DISCNCT /DISC | MOSJ-Z1-SJHC.-MCCS | P357 | INSV | INST | HUSSAARM | H |  | ISOFLEX MODEL 4 | 360.00 A |  |  | AW | LOADBREAK DISCONNECT |  |  | 4160 | Maint Look Functional Location | Ops Look Functional Location
5028080 | SQUARE D | SJHC-MCCSJHC MN STA DISCNCT2 /DISC | MOSJ-Z1-SJHC.-MCCS | P357 | INSV | INST | HUSSAARM | H |  | ISOFLEX MODEL 4 | 600.00 A |  |  | AW | LOADBREAK DISCONNECT |  |  | 4160 | Maint Look Functional Location | Ops Look Functional Location
5028082 | SQUARE D | SJHC-MCCSJHC LP2 XFMR DISCNCT /DISC | MOSJ-Z1-SJHC.-MCCS | P357 | INSV | INST | HUSSAARM | H |  | ISOFLEX MODEL 4 | 600.00 A |  |  | AW | LOADBREAK DISCONNECT |  |  | 4160 | Maint Look Functional Location | Ops Look Functional Location
5028085 | SQUARE D | SJHC-MCCSJHC AFD XFMR DISCNCT /DISC | MOSJ-Z1-SJHC.-MCCS | P357 | INSV | INST | HUSSAARM | H |  | ISOFLEX MODEL 4 | 600.00 A |  |  | AW | LOADBREAK DISCONNECT |  |  | 4160 | Maint Look Functional Location | Ops Look Functional Location
5028088 | SQUARE D | SJHC-MCCSJHC MN DISCNCT SWIT /DISC | MOSJ-Z1-SJHC.-MCCS | P357 | INSV | INST | HUSSAARM | H |  | ISOFLEX MODEL 4 |  |  |  | AW | LOADBREAK DISCONNECT |  |  | 4160 | Maint Look Functional Location | Ops Look Functional Location
5028169 | CUTLER HAMMER | PLNT LIME BLOWER DISCONNECT 1 /DISC | MOSJ-Z1-PLNT. | P357 | INSV | INST | HUSSAARM | L |  |  | 100.00 A |  | 100 | AW | LOADBREAK DISCONNECT |  |  | 480 | Maint Look Functional Location | Ops Look Functional Location
5028171 | CUTLER HAMMER | PLNT LIME BLOWER DISCONNECT 2 /DISC | MOSJ-Z1-PLNT. | P357 | INSV | INST | HUSSAARM | L |  |  | 100.00 A |  | 100 | AW | LOADBREAK DISCONNECT |  |  | 480 | Maint Look Functional Location | Ops Look Functional Location
5028176 | CUTLER HAMMER | PLNT SERVICE WATER PUMP 1 /DISC | MOSJ-Z1-PLNT. | P357 | INSV | INST | HUSSAARM | L |  |  | 30.00 A |  | 0 | AW | NON-LOADBREAK DISCONNECT |  |  | 480 | Maint Look Functional Location | Ops Look Functional Location
5028178 | CUTLER HAMMER | PLNT SERVICE WATER PUMP 2 /DISC | MOSJ-Z1-PLNT. | P357 | INSV | INST | HUSSAARM | L |  |  | 30.00 A |  | 0 | AW | NON-LOADBREAK DISCONNECT |  |  | 480 | Maint Look Functional Location | Ops Look Functional Location
5028181 | CUTLER HAMMER | PLNT SERVICE WATER PUMP 3 /DISC | MOSJ-Z1-PLNT. | P357 | INSV | INST | HUSSAARM | L |  |  | 30.00 A |  | 0 | AW | NON-LOADBREAK DISCONNECT |  |  | 480 | Maint Look Functional Location | Ops Look Functional Location

## CLASS-PWRFEEDR
Equipment | Manufacturer | Description | Functional Loc. | Planning plant | User status | System status | Created by | ABC indic. | ManufSerialNo. | Model number | Amp Rating | Owned By | Power Feeder Type | Special Mtn Note | Special Mtn Note Det | Volt Rating | Wire Insulation Type | Wire Size | NARUC Maintenance Ac | NARUC Operations Acc | Special Mtn Note | Special Mtn Note Det
5031009 | UNKNOWN | SHBS MAIN STATION 480 DISCONNECT /PWRFD | ILIU-BV-SHBS. | P310 | INSV | INST | HUSSAARM | H |  |  | 0.00 A | AW | PWRFEEDR* |  |  | 480 |  |  | Maint Look Functional Location | Ops Look Functional Location
5061609 | UNKNOWN | PLANT SINGLE PHASE XFMR /PWRFD | ILCA-Z1-PLANT | P309 | INSV | INST | HUSSAARM | H |  |  |  | AW | PWRFEEDR* |  |  | 120/240 |  |  | Maint Look Functional Location | Ops Look Functional Location

## CLASS-PWRMON
Equipment | Manufacturer | Description | Functional Loc. | Planning plant | User status | System status | Created by | ABC indic. | ManufSerialNo. | Model number | Adjustable? | Amp Rating | Owned By | Power Monitor Type | Special Mtn Note | Special Mtn Note Det | System Monitored | Volt Rating | NARUC Maintenance Ac | NARUC Operations Acc | Special Mtn Note | Special Mtn Note Det
5012295 | SQUARE D | CENT-KHSUBSTA S_CP3A /MON | MOSL-W4-CENT.-KHSU | P359 | INSV | INST | HUSSAARM | M |  | ION 7330 | Y | 2,000.00 A | AW | PWRMON* |  |  |  | 4160 | Maint Look Functional Location | Ops Look Functional Location
5027245 | GE | PLNT-SWTGRSWBDM METR52G MULTILN /MON | MOSJ-Z1-PLNT.-SWTM | P357 | INSV | INST | HUSSAARM | H | C6584310 | PQMT20CA | Y |  | AW | PWRMON* |  |  | Y | 240 | Maint Look Functional Location | Ops Look Functional Location
5027248 | CUTLER HAMMER | PLNT-SWTGRSWBDM BRKR MERING /MON | MOSJ-Z1-PLNT.-SWTM | P357 | INSV | INST | HUSSAARM | H |  |  | Y |  | AW | PWRMON* |  |  | Y | 480 | Maint Look Functional Location | Ops Look Functional Location
5027251 | GE | PLNT-SWTGR SWBDM METERING 52M /MON | MOSJ-Z1-PLNT.-SWTM | P357 | INSV | INST | HUSSAARM | H |  |  | Y |  | AW | PWRMON* |  |  | Y | 240 | Maint Look Functional Location | Ops Look Functional Location
5027276 | GE | PLNT-MCCH DISTRIB PMP2 /MON | MOSJ-Z1-PLNT.-MCCH | P357 | INSV | INST | HUSSAARM | H | D6560288 | PQM | Y |  | AW | PWRMON* |  |  | Y | 480 | Maint Look Functional Location | Ops Look Functional Location
5027296 | GE | PLNT-MCC H MCC METERING /MON | MOSJ-Z1-PLNT.-MCCH | P357 | INSV | INST | HUSSAARM | H | C6591125 | PQMT20CA | Y |  | AW | PWRMON* |  |  | Y |  | Maint Look Functional Location | Ops Look Functional Location
5027442 | GE | SJWF-MCC WF POWER MONITOR /MON | MOSJ-Z1-SJWF.-MCCW | P357 | INSV | INST | HUSSAARM | H |  | PQMT20CA | Y | 8.00 A | AW | PWRMON* |  |  | Y | 240 | Maint Look Functional Location | Ops Look Functional Location
5028048 | GE | PLNT-MCCC MULTLN /MON | MOSJ-Z1-PLNT.-MCCC | P357 | INSV | INST | HUSSAARM | H | C6591127 | PQMT20CA | Y |  | AW | PWRMON* |  |  | Y | 480 | Maint Look Functional Location | Ops Look Functional Location
5031869 | UNKNOWN | PLNT-HSB PWRLOGIC SYS-MONITORING /MON | MOJP-Z1-PLNT.-HSB. | P353 | INSV | INST | HUSSAARM | H |  |  |  |  | AW | PWRMON* |  |  |  |  | Maint Look Functional Location | Ops Look Functional Location
5031871 | UNKNOWN | PLNT-HSB PWRLOGIC SYS-MONITORING /MON | MOJP-Z1-PLNT.-HSB. | P353 | INSV | INST | HUSSAARM | H |  |  |  |  | AW | PWRMON* |  |  |  |  | Maint Look Functional Location | Ops Look Functional Location
5031881 | UNKNOWN | PLNT-HSB HS8 /MON | MOJP-Z1-PLNT.-HSB. | P353 | INSV | INST | HUSSAARM | H | 13-250820 |  |  |  | AW | PWRMON* |  |  |  |  | Maint Look Functional Location | Ops Look Functional Location
5031883 | UNKNOWN | PLNT-HSB HS11 /MON | MOJP-Z1-PLNT.-HSB. | P353 | INSV | INST | HUSSAARM | H | 13-250210 |  |  |  | AW | PWRMON* |  |  |  |  | Maint Look Functional Location | Ops Look Functional Location
5031885 | UNKNOWN | PLNT-HSB HS9 /MON | MOJP-Z1-PLNT.-HSB. | P353 | INSV | INST | HUSSAARM | H | 13-250280 |  |  |  | AW | PWRMON* |  |  |  |  | Maint Look Functional Location | Ops Look Functional Location
5031887 | UNKNOWN | PLNT-HSB HS12 /MON | MOJP-Z1-PLNT.-HSB. | P353 | INSV | INST | HUSSAARM | H | 13-250580 |  |  |  | AW | PWRMON* |  |  |  |  | Maint Look Functional Location | Ops Look Functional Location
5031944 | ALLEN BRADLEY | SCIN PQM II-#6 /MON | MOJP-Z1-SCIN. | P353 | INSV | INST | HUSSAARM | H |  |  |  |  | AW | PWRMON* |  |  |  |  | Maint Look Functional Location | Ops Look Functional Location
5031946 | ALLEN BRADLEY | SCIN PQM II-#5 /MON | MOJP-Z1-SCIN. | P353 | INSV | INST | HUSSAARM | H |  |  |  |  | AW | PWRMON* |  |  |  |  | Maint Look Functional Location | Ops Look Functional Location
5031950 | ALLEN BRADLEY | SCIN PQM II-SOUTH STATION #1 /MON | MOJP-Z1-SCIN. | P353 | INSV | INST | HUSSAARM | H |  |  |  |  | AW | PWRMON* |  |  |  |  | Maint Look Functional Location | Ops Look Functional Location
5031952 | ALLEN BRADLEY | SCIN PQM II-#3 /MON | MOJP-Z1-SCIN. | P353 | INSV | INST | HUSSAARM | H |  |  |  |  | AW | PWRMON* |  |  |  |  | Maint Look Functional Location | Ops Look Functional Location
5031954 | ALLEN BRADLEY | SCIN PQM II-#2 /MON | MOJP-Z1-SCIN. | P353 | INSV | INST | HUSSAARM | H |  |  |  |  | AW | PWRMON* |  |  |  |  | Maint Look Functional Location | Ops Look Functional Location
5039315 | UNKNOWN | SOUTH-SWTGR BLDG 9 WBUS UE METER /MON | MOSL-S4-SOUTH-SWTG | P361 | INSV | INST | HUSSAARM | M |  |  |  |  | AW | PWRMON* |  |  |  | 4160 | Maint Look Functional Location | Ops Look Functional Location
5039320 | UNKNOWN | SOUTH-SWTGR BLDG 9 EBUS UE METER /MON | MOSL-S4-SOUTH-SWTG | P361 | INSV | INST | HUSSAARM | M |  |  |  |  | AW | PWRMON* |  |  |  | 4160 | Maint Look Functional Location | Ops Look Functional Location
5039353 | UNKNOWN | MERAM-MCC HYP SRV PWRMON1 /MON | MOSL-S4-MERAM-MCCH | P362 | INSV | INST | HUSSAARM | M |  |  |  |  | AW | PWRMON* |  |  |  | 480 | Maint Look Functional Location | Ops Look Functional Location
5039354 | UNKNOWN | MERAM-MCC HYP SRV PWRMON2 /MON | MOSL-S4-MERAM-MCCH | P362 | INSV | INST | HUSSAARM | M |  |  |  |  | AW | PWRMON* |  |  |  | 480 | Maint Look Functional Location | Ops Look Functional Location
5066633 | UNKNOWN | TANEY-WLL1 # 1 WELL PHASE /MON | MOLT-Z1-TANEY-WLL1 | P365 | INSV | INST | HUSSAARM | M |  |  | Y |  | AW | PWRMON* |  |  | PUMP | 480 | Maint Look Functional Location | Ops Look Functional Location
5066634 | UNKNOWN | TANEY-WLL2 # 2 WELL PHASE /MON | MOLT-Z1-TANEY-WLL2 | P365 | INSV | INST | HUSSAARM | M |  |  | Y |  | AW | PWRMON* |  |  | PUMP | 240 | Maint Look Functional Location | Ops Look Functional Location
5246212 | EATON/CUTLER HAMMER | PLNT2 SWGR /PWRMON | MOPV-Z1-PLNT2-PROC-ELEC-SWGR | P355 | INSV | INST | BULLJE | L |  | PXG 900 | Y |  | AW | PWRMON* |  |  |  |  | Maint Look Functional Location | Ops Look Functional Location
5247817 | EATON/CUTLER HAMMER | PLNT2 MCC2 MAIN METERING /PWRMON | MOPV-Z1-PLNT2-PROC-ELEC-MCC2 | P355 | INSV | INST | BULLJE | L |  | Power Xpert 2270 | Y |  | AW | PWRMON* |  |  |  |  | Maint Look Functional Location | Ops Look Functional Location
5248207 | EATON/CUTLER HAMMER | PLNT2 MCC1 MAIN METERING /PWRMON | MOPV-Z1-PLNT2-PROC-ELEC-MCC1 | P355 | INSV | INST | BULLJE | M |  | Power Xpert 2270 | Y |  | AW | PWRMON* |  |  |  |  | Maint Look Functional Location | Ops Look Functional Location
5000614 | UNKNOWN | ALMT-MCC VOLT MONITOR /MON | MOSL-S3-ALMT.-MCC. | P359 | INSV | INST | HUSSAARM | M |  |  |  |  | AW | PWRMON* |  |  |  | 480 | Maint Look Functional Location | Ops Look Functional Location
5002629 | ALLEN BRADLEY | CENT-FP2-MCC 480 V N PWR MON /MON | MOSL-W4-CENT.-FP2.-MCC4 | P359 | INSV | INST | HUSSAARM | M |  |  |  | 0.00 A | AW | PWRMON* |  |  |  | 480 | Maint Look Functional Location | Ops Look Functional Location
5002649 | ALLEN BRADLEY | CENT-FP2-MCC HV KH S PWR MAIN /MON | MOSL-W4-CENT.-FP2.-MCCH | P359 | INSV | INST | HUSSAARM | M |  |  |  | 0.00 A | AW | PWRMON* |  |  |  | 480 | Maint Look Functional Location | Ops Look Functional Location
5002671 | ALLEN BRADLEY | CENT-CIN-INT-MCC KH E PWR MON /MON | MOSL-W4-CENT.-CIN.-INT.-MCCK | P359 | INSV | INST | HUSSAARM | M |  |  |  | 0.00 A | AW | PWRMON* |  |  |  |  | Maint Look Functional Location | Ops Look Functional Location
5002672 | ALLEN BRADLEY | CENT-CIN-INT-MCC KH N PWR MON /MON | MOSL-W4-CENT.-CIN.-INT.-MCCK | P359 | INSV | INST | HUSSAARM | M |  |  |  | 0.00 A | AW | PWRMON* |  |  |  | 4160 | Maint Look Functional Location | Ops Look Functional Location
5002697 | ALLEN BRADLEY | CENT-BIN-INT-MCC BS PWR MON /MON | MOSL-W4-CENT.-BIN.-INTC-MCCB | P359 | INSV | INST | HUSSAARM | M |  |  |  | 0.00 A | AW | PWRMON* |  |  | B INT | 480 | Maint Look Functional Location | Ops Look Functional Location
5002698 | ALLEN BRADLEY | CENT-BIN-INT-MCC BS PWR MON /MON | MOSL-W4-CENT.-BIN.-INTC-MCCB | P359 | INSV | INST | HUSSAARM | M |  |  |  | 0.00 A | AW | PWRMON* |  |  | B INT | 480 | Maint Look Functional Location | Ops Look Functional Location
5006611 | UNKNOWN | NORTH-CB-NC-EL-SWTGR W BUSPWRMET /MON | MOSL-N4-NORTH-CB..-NC..-ELSW | P360 | INSV | INST | HUSSAARM | M |  |  |  |  | AW | PWRMON* |  |  |  | 120 | Maint Look Functional Location | Ops Look Functional Location
5006614 | UNKNOWN | NORTH-CB-NC-EL-SWTGR TVSS E /MON | MOSL-N4-NORTH-CB..-NC..-ELSW | P360 | INSV | INST | HUSSAARM | M |  |  |  |  | AW | PWRMON* |  |  |  | 480 | Maint Look Functional Location | Ops Look Functional Location
5006615 | UNKNOWN | NORTH-CB-NC-EL-SWTGR TVSS W /MON | MOSL-N4-NORTH-CB..-NC..-ELSW | P360 | INSV | INST | HUSSAARM | M |  |  |  |  | AW | PWRMON* |  |  |  | 480 | Maint Look Functional Location | Ops Look Functional Location
5006620 | UNKNOWN | NORTH-CB-NC-EL-SWTGR E BUSPWRMET /MON | MOSL-N4-NORTH-CB..-NC..-ELSW | P360 | INSV | INST | HUSSAARM | M |  |  |  |  | AW | PWRMON* |  |  |  | 120 | Maint Look Functional Location | Ops Look Functional Location
5006649 | CUTLER HAMMER | NORTH-WIN-CB-MCC MN MET W BUS /MON | MOSL-N4-NORTH-WIN.-CB..-MCC. | P360 | INSV | INST | HUSSAARM | M |  |  |  |  | AW | PWRMON* |  |  |  | 480 | Maint Look Functional Location | Ops Look Functional Location
5006666 | CUTLER HAMMER | NORTH-WIN-CB-MCC MN MET E BUS /MON | MOSL-N4-NORTH-WIN.-CB..-MCC. | P360 | INSV | INST | HUSSAARM | M |  |  |  |  | AW | PWRMON* |  |  |  | 480 | Maint Look Functional Location | Ops Look Functional Location
5006671 | UNKNOWN | NORTH-EIN-CBLD-MCC W BUS PHASE/MON | MOSL-N4-NORTH-EIN.-CBIN-MCC. | P360 | INSV | INST | HUSSAARM | M |  |  |  | 2,000.00 A | AW | PWRMON* |  |  |  | 480 | Maint Look Functional Location | Ops Look Functional Location
5006698 | UNKNOWN | NORTH-EIN-CBLD-MCC E BUS PHASE/MON | MOSL-N4-NORTH-EIN.-CBIN-MCC. | P360 | INSV | INST | HUSSAARM | M |  |  |  | 2,000.00 A | AW | PWRMON* |  |  |  | 480 | Maint Look Functional Location | Ops Look Functional Location
5006743 | ABB | NORTH-PLNTSWG E MAIN PTS SEC 3 /MON | MOSL-N4-NORTH-PLNT | P360 | INSV | INST | HUSSAARM | M |  | ADVANCE |  |  | AW | PWRMON* |  |  |  | 4160 | Maint Look Functional Location | Ops Look Functional Location
5006753 | ABB | NORTH-PLNTSWG W MAIN PTS SEC 8 /MON | MOSL-N4-NORTH-PLNT | P360 | INSV | INST | HUSSAARM | M |  | ADVANCE |  |  | AW | PWRMON* |  |  |  | 4160 | Maint Look Functional Location | Ops Look Functional Location
5007655 | UNKNOWN | PLNT-SWTGR 13-KV METERING /MON | MOJC-SY-PLNT.-SW13 | P352 | INSV | INST | HUSSAARM | H |  |  |  |  | AW | PWRMON* |  |  |  | 13KV | Maint Look Functional Location | Ops Look Functional Location
5011030 | FURNAS | SADDL-WELL PUMP OVERLOAD /MON | MOSD-Z1-SADDL-WELL | P369 | INSV | INST | HUSSAARM | H |  | ESP100 |  | 135.00 A | AW | PWRMON* |  |  |  | 480 | Maint Look Functional Location | Ops Look Functional Location
5012286 | SQUARE D | CENT-KHSUBSTA S_MAIN /MON | MOSL-W4-CENT.-KHSU | P359 | INSV | INST | HUSSAARM | M |  | ION 7330 | Y | 2,000.00 A | AW | PWRMON* |  |  |  | 4160 | Maint Look Functional Location | Ops Look Functional Location
5012287 | SQUARE D | CENT-KHSUBSTA N_MAIN /MON | MOSL-W4-CENT.-KHSU | P359 | INSV | INST | HUSSAARM | M |  | ION 7330 | Y | 2,000.00 A | AW | PWRMON* |  |  |  | 4160 | Maint Look Functional Location | Ops Look Functional Location
5012288 | SQUARE D | CENT-KHSUBSTA N_HHB /MON | MOSL-W4-CENT.-KHSU | P359 | INSV | INST | HUSSAARM | M |  | ION 7330 | Y | 2,000.00 A | AW | PWRMON* |  |  |  | 4160 | Maint Look Functional Location | Ops Look Functional Location
5012289 | SQUARE D | CENT-KHSUBSTA N_CP3A /MON | MOSL-W4-CENT.-KHSU | P359 | INSV | INST | HUSSAARM | M |  | ION 7330 | Y | 2,000.00 A | AW | PWRMON* |  |  |  | 4160 | Maint Look Functional Location | Ops Look Functional Location
5012290 | SQUARE D | CENT-KHSUBSTA N_FP2 /MON | MOSL-W4-CENT.-KHSU | P359 | INSV | INST | HUSSAARM | M |  | ION 7330 | Y | 2,000.00 A | AW | PWRMON* |  |  |  | 4160 | Maint Look Functional Location | Ops Look Functional Location
5012291 | SQUARE D | CENT-KHSUBSTA N_ELEC /MON | MOSL-W4-CENT.-KHSU | P359 | INSV | INST | HUSSAARM | M |  | ION 7330 | Y | 2,000.00 A | AW | PWRMON* |  |  |  | 4160 | Maint Look Functional Location | Ops Look Functional Location
5012292 | SQUARE D | CENT-KHSUBSTA S_FP2 /MON | MOSL-W4-CENT.-KHSU | P359 | INSV | INST | HUSSAARM | M |  | ION 7330 | Y | 2,000.00 A | AW | PWRMON* |  |  |  | 4160 | Maint Look Functional Location | Ops Look Functional Location
5012293 | SQUARE D | CENT-KHSUBSTA S_ELEC /MON | MOSL-W4-CENT.-KHSU | P359 | INSV | INST | HUSSAARM | M |  | ION 7330 | Y | 2,000.00 A | AW | PWRMON* |  |  |  | 4160 | Maint Look Functional Location | Ops Look Functional Location
5012294 | SQUARE D | CENT-KHSUBSTA S_HHB /MON | MOSL-W4-CENT.-KHSU | P359 | INSV | INST | HUSSAARM | M |  | ION 7330 | Y | 2,000.00 A | AW | PWRMON* |  |  |  | 4160 | Maint Look Functional Location | Ops Look Functional Location

## CLASS-PWRPNL
Equipment | Manufacturer | Description | Functional Loc. | Planning plant | User status | System status | Created by | ABC indic. | ManufSerialNo. | Model number | Amp Rating | Fuse Size | Fused | Number of Breakers | Owned By | Power Panel Type | Special Mtn Note | Special Mtn Note Det | Volt Rating | NARUC Maintenance Ac | NARUC Operations Acc | Special Mtn Note | Special Mtn Note Det
5028255 | UNKNOWN | FCOS PANELBOARD 3 /PP | MOSJ-Z1-FCOS. | P357 | INSV | INST | HUSSAARM | M |  |  | 225.00 A |  |  |  | AW | BREAKER PROTECTED |  |  | 120/240 | Maint Look Functional Location | Ops Look Functional Location
5028252 | UNKNOWN | FCOS PANELBOARD 2 /PP | MOSJ-Z1-FCOS. | P357 | INSV | INST | HUSSAARM | M |  |  | 60.00 A |  |  |  | AW | BREAKER PROTECTED |  |  | 120/240 | Maint Look Functional Location | Ops Look Functional Location
5028249 | UNKNOWN | FCOS PANELBOARD 1 /PP | MOSJ-Z1-FCOS. | P357 | INSV | INST | HUSSAARM | M | [6 empty] | AW | BREAKER PROTECTED |  |  | 120/240 | Maint Look Functional Location | Ops Look Functional Location
5028235 | GE | PLNT LIGHTING LPC /PP | MOSJ-Z1-PLNT. | P357 | INSV | INST | HUSSAARM | M |  |  | 150.00 A |  | N |  | AW | BREAKER PROTECTED |  |  | 208Y/120 | Maint Look Functional Location | Ops Look Functional Location
5028232 | GE | PLNT LPC 1 /PP | MOSJ-Z1-PLNT. | P357 | INSV | INST | HUSSAARM | M |  |  | 100.00 A |  | N |  | AW | BREAKER PROTECTED |  |  | 208Y/120 | Maint Look Functional Location | Ops Look Functional Location
5028229 | GE | PLNT PBD C /PP | MOSJ-Z1-PLNT. | P357 | INSV | INST | HUSSAARM | M |  |  | 250.00 A |  | N |  | AW | BREAKER PROTECTED |  |  | 480 | Maint Look Functional Location | Ops Look Functional Location
5028227 | GE | PLNT PPC TUSS /PP | MOSJ-Z1-PLNT. | P357 | INSV | INST | HUSSAARM | M |  |  | 50.00 A |  | N |  | AW | BREAKER PROTECTED |  |  | 208Y/120 | Maint Look Functional Location | Ops Look Functional Location
5028224 | UNKNOWN | PLNT GPWF /PP | MOSJ-Z1-PLNT. | P357 | INSV | INST | HUSSAARM | M |  | ATV71HD11M3X | 100.00 A |  | N |  | AW | BREAKER PROTECTED |  |  | 208Y/120 | Maint Look Functional Location | Ops Look Functional Location
5028221 | UNKNOWN | PLNT PPWF /PP | MOSJ-Z1-PLNT. | P357 | INSV | INST | HUSSAARM | M |  | ATV71HD11M3X | 50.00 A |  | N |  | AW | BREAKER PROTECTED |  |  | 208Y/120 | Maint Look Functional Location | Ops Look Functional Location
5028218 | CUTLER HAMMER | PLNT DISTRIBUTION GPIB /PP | MOSJ-Z1-PLNT. | P357 | INSV | INST | HUSSAARM | M |  | C320KGS3 | 150.00 A |  | N |  | AW | BREAKER PROTECTED |  |  | 208Y/120 | Maint Look Functional Location | Ops Look Functional Location
5028215 | CUTLER HAMMER | PLNT DISTRIB PNL PPIC TUSS /PP | MOSJ-Z1-PLNT. | P357 | INSV | INST | HUSSAARM | M |  | C320KGS3 | 50.00 A |  | N |  | AW | BREAKER PROTECTED |  |  | 208Y/120 | Maint Look Functional Location | Ops Look Functional Location
5028213 | UNKNOWN | PLNT DISTRIBUTION PPIB TUSS /PP | MOSJ-Z1-PLNT. | P357 | INSV | INST | HUSSAARM | M | ATU71HC16H4 | ALTIVAR71 | 50.00 A |  | N |  | AW | BREAKER PROTECTED |  |  | 208Y/120 | Maint Look Functional Location | Ops Look Functional Location
5028211 | GE | PLNT DISTRIBUTION DPIB /PP | MOSJ-Z1-PLNT. | P357 | INSV | INST | HUSSAARM | M |  | CL04A310M | 250.00 A |  | N |  | AW | BREAKER PROTECTED |  |  | 480 | Maint Look Functional Location | Ops Look Functional Location
5028209 | GE | PLNT DISTRIBUTION DPIC /PP | MOSJ-Z1-PLNT. | P357 | INSV | INST | HUSSAARM | M |  | CL04A310M | 250.00 A |  | N |  | AW | BREAKER PROTECTED |  |  | 480 | Maint Look Functional Location | Ops Look Functional Location
5028206 | GE | PLNT DISTRIBUTION LPIB /PP | MOSJ-Z1-PLNT. | P357 | INSV | INST | HUSSAARM | M |  | CL04A310A | 100.00 A |  | N |  | AW | BREAKER PROTECTED |  |  | 208Y/120 | Maint Look Functional Location | Ops Look Functional Location
5028203 | UNKNOWN | PLNT DISTRIBUTION DPPS /PP | MOSJ-Z1-PLNT. | P357 | INSV | INST | HUSSAARM | M | 1W0347278740004 | CIMRP5M4011 | 100.00 A |  | N |  | AW | BREAKER PROTECTED |  |  | 480 | Maint Look Functional Location | Ops Look Functional Location
5028200 | UNKNOWN | PLNT DISTRIBUTION DPI /PP | MOSJ-Z1-PLNT. | P357 | INSV | INST | HUSSAARM | M | 1W0347278740003 | CIMRP5M4011 | 400.00 A |  | N |  | AW | BREAKER PROTECTED |  |  | 480 | Maint Look Functional Location | Ops Look Functional Location
5028197 | UNKNOWN | PLNT DISTRIBUTION DPIA /PP | MOSJ-Z1-PLNT. | P357 | INSV | INST | HUSSAARM | M | 1W035728500001 | CIMRP5M4011 | 300.00 A |  | N |  | AW | BREAKER PROTECTED |  |  | 480 | Maint Look Functional Location | Ops Look Functional Location
5028195 | CUTLER HAMMER | PLNT DISTRIBUTION GPIC /PP | MOSJ-Z1-PLNT. | P357 | INSV | INST | HUSSAARM | M |  |  | 150.00 A |  | N |  | AW | BREAKER PROTECTED |  |  | 208Y/120 | Maint Look Functional Location | Ops Look Functional Location
5028192 | CUTLER HAMMER | PLNT DISTRIBUTION PPIATUSS /PP | MOSJ-Z1-PLNT. | P357 | INSV | INST | HUSSAARM | M |  |  | 50.00 A |  | N |  | AW | BREAKER PROTECTED |  |  | 208Y/120 | Maint Look Functional Location | Ops Look Functional Location
5028189 | CUTLER HAMMER | PLNT DISTRIBUTION LPIA /PP | MOSJ-Z1-PLNT. | P357 | INSV | INST | HUSSAARM | M |  |  | 50.00 A |  | N |  | AW | BREAKER PROTECTED |  |  | 208Y/120 | Maint Look Functional Location | Ops Look Functional Location
5028186 | CUTLER HAMMER | PLNT DISTRIBUTION GPIA /PP | MOSJ-Z1-PLNT. | P357 | INSV | INST | HUSSAARM | M |  |  | 250.00 A |  | N |  | AW | BREAKER PROTECTED |  |  | 480 | Maint Look Functional Location | Ops Look Functional Location
5028183 | CUTLER HAMMER | PLNT HIGH SERVICE /PP | MOSJ-Z1-PLNT. | P357 | INSV | INST | HUSSAARM | M |  |  | 100.00 A |  | N |  | AW | BREAKER PROTECTED |  |  | 208Y/120 | Maint Look Functional Location | Ops Look Functional Location
5028174 | CUTLER HAMMER | PLNT FILT GAL LGHTNG PNL /PP | MOSJ-Z1-PLNT. | P357 | INSV | INST | HUSSAARM | L |  |  | 50.00 A |  | N |  | AW | BREAKER PROTECTED |  |  | 208Y/120 | Maint Look Functional Location | Ops Look Functional Location
5028069 | GE | FNBS-MCC FNBS LIGHTING PANEL /PP | MOSJ-Z1-FNBS.-MCCF | P357 | INSV | INST | HUSSAARM | H | [6 empty] | AW | BREAKER PROTECTED |  |  |  | Maint Look Functional Location | Ops Look Functional Location
5028064 | SQUARE D | KHBS-KHB-MCCKHBS 120/208VOLT /PP | MOSJ-Z1-KHBS.-KHB.-MCCK | P357 | INSV | INST | HUSSAARM | H | [6 empty] | AW | BREAKER PROTECTED |  |  |  | Maint Look Functional Location | Ops Look Functional Location

## CLASS-PWRRELAY
Equipment | Manufacturer | Description | Functional Loc. | Planning plant | User status | System status | Created by | ABC indic. | ManufSerialNo. | Model number | Amp Rating | Breaker Name | Owned By | Phase ID | Power Relay Type | Special Mtn Note | Special Mtn Note Det | Style Number | Volt Rating | NARUC Maintenance Ac | NARUC Operations Acc | Special Mtn Note | Special Mtn Note Det
5000572 | ALLEN BRADLEY | CARM-MCC PHASE MON DISCONNECT /RELAY | MOSL-W1-CARM.-MCC. | P359 | INSV | INST | HUSSAARM | M |  |  | 30.00 A | INCOMING | AW | PHASE 3 | PWRRELAY* |  |  |  |  | Maint Look Functional Location | Ops Look Functional Location
5000725 | UNKNOWN | CFLD FIRE ALM /RELAY | MOSL-W4-CFLD. | P359 | INSV | INST | HUSSAARM | M |  |  |  |  | AW |  | PWRRELAY* |  |  |  | 120 | Maint Look Functional Location | Ops Look Functional Location
5000833 | UNKNOWN | LUCS /RELAY | MOSL-N1-LUCS. | P359 | INSV | INST | HUSSAARM | M |  |  |  | OTHER | AW | PHASE 3 | PWRRELAY* |  |  |  | 480 | Maint Look Functional Location | Ops Look Functional Location
5006739 | UNKNOWN | NORTH-PLNTSWG E BUS E BAS OC SEC 1/RELAY | MOSL-N4-NORTH-PLNT | P360 | INSV | INST | HUSSAARM | H |  | BE1-851 |  |  | AW |  | PWRRELAY* |  |  |  | 120 | Maint Look Functional Location | Ops Look Functional Location
5006740 | UNKNOWN | NORTH-PLNTSWG E BUS W BAS OC SEC 1/RELAY | MOSL-N4-NORTH-PLNT | P360 | INSV | INST | HUSSAARM | H |  | BE1-851 |  |  | AW |  | PWRRELAY* |  |  |  | 4160 | Maint Look Functional Location | Ops Look Functional Location
5006759 | UNKNOWN | NORTH-PLNTSWG W BUS E BAS OC SEC10/RELAY | MOSL-N4-NORTH-PLNT | P360 | INSV | INST | HUSSAARM | H |  | BE1-851 |  |  | AW |  | PWRRELAY* |  |  |  | 120 | Maint Look Functional Location | Ops Look Functional Location
5039431 | UNKNOWN | MERAM-CB-GRND-CF CARBFD1 /RELAY | MOSL-S4-MERAM-CBG.-CFAR-CARB | P362 | REMV | INAC INST | HUSSAARM | M |  |  | 0.00 A |  | AW |  | PWRRELAY* |  |  |  | 240 | Maint Look Functional Location | Ops Look Functional Location
5039432 | UNKNOWN | MERAM-CB-GRND-CF CARBFD2 /RELAY | MOSL-S4-MERAM-CBG.-CFAR-CARB | P362 | REMV | INAC INST | HUSSAARM | M |  |  |  |  | AW |  | PWRRELAY* |  |  |  | 240 | Maint Look Functional Location | Ops Look Functional Location
5039433 | UNKNOWN | MERAM-CB-GRND-CF CARBFD3 /RELAY | MOSL-S4-MERAM-CBG.-CFAR-CARB | P362 | REMV | INAC INST | HUSSAARM | M |  |  |  |  | AW |  | PWRRELAY* |  |  |  | 240 | Maint Look Functional Location | Ops Look Functional Location
5039434 | UNKNOWN | MERAM-CB-GRND-CF CARBFD4 /RELAY | MOSL-S4-MERAM-CBG.-CFAR-CARB | P362 | REMV | INAC INST | HUSSAARM | M |  |  | 0.00 A |  | AW |  | PWRRELAY* |  |  |  | 240 | Maint Look Functional Location | Ops Look Functional Location

## CLASS-PWRSURG
Equipment | Manufacturer | Description | Functional Loc. | Planning plant | User status | System status | Created by | ABC indic. | ManufSerialNo. | Model number | Amp Rating | Owned By | Power Surge Type | Special Mtn Note | Special Mtn Note Det | System Protected | Volt Rating | NARUC Maintenance Ac | NARUC Operations Acc | Special Mtn Note | Special Mtn Note Det
5021957 | UNKNOWN | PLNT-PACB-MCC1 SURGE PROTECTOR /SURG | ILIU-ES-PLNT.-PACB-MCC1 | P310 | INSV | INST | HUSSAARM | H |  |  |  | AW | SURGE SUPPRESSOR |  |  |  |  | Maint Look Functional Location | Ops Look Functional Location
5021978 | UNKNOWN | GCWT-PACB-MCC1 SURGE PROTECTOR /SURG | ILIU-GC-GCWT.-PACB-MCC1 | P311 | INSV | INST | HUSSAARM | H |  |  |  | AW | SURGE SUPPRESSOR |  |  |  |  | Maint Look Functional Location | Ops Look Functional Location
5031011 | UNKNOWN | SHBS STATION SURGE /SURG | ILIU-BV-SHBS. | P310 | INSV | INST | HUSSAARM | H |  | 460 | 0.00 A | AW | SURGE SUPPRESSOR |  |  |  | 480 | Maint Look Functional Location | Ops Look Functional Location
5045525 | CUTLER HAMMER | EWTPS-PRBD-MCC1 TVSS /SURG | ILSL-Z1-EWTPS-PRBD-MCC1 | P303 | INSV | INST | HUSSAARM | H | 20003 | CPS160480YSC | 15.00 A | AW | TVSS |  |  |  | 480 | Maint Look Functional Location | Ops Look Functional Location

## CLASS-RECORDER
Equipment | Manufacturer | Description | Functional Loc. | Planning plant | User status | System status | Created by | ABC indic. | ManufSerialNo. | Model number | Data Recorder Type | Instrument Range | Instrument UOM | Loop Power | NEMA Enclosure | On SCADA? | Output Type | Owned By | Special Mtn Note | Special Mtn Note Det | NARUC Maintenance Ac | NARUC Operations Acc | Special Mtn Note | Special Mtn Note Det
5038750 | UNKNOWN | SOUTH-CB-GRND-NC-WQ F1 TURB /RECORDER | MOSL-S4-SOUTH-CBG.-NCFR-LAB. | P361 | INSV | INST | HUSSAARM | M |  |  | ELECTRONIC CHART RECORDER |  |  |  |  | Y |  | AW |  |  | Maint Look Functional Location | Ops Look Functional Location
5038752 | UNKNOWN | SOUTH-CB-GRND-NC-WQ F2 TURB /RECORDER | MOSL-S4-SOUTH-CBG.-NCFR-LAB. | P361 | INSV | INST | HUSSAARM | M |  |  | ELECTRONIC CHART RECORDER |  |  |  |  | Y |  | AW |  |  | Maint Look Functional Location | Ops Look Functional Location
5038755 | UNKNOWN | SOUTH-CB-GRND-NC-WQ F3 TURB /RECORDER | MOSL-S4-SOUTH-CBG.-NCFR-LAB. | P361 | INSV | INST | HUSSAARM | M |  |  | ELECTRONIC CHART RECORDER |  |  |  |  | Y |  | AW |  |  | Maint Look Functional Location | Ops Look Functional Location
5038758 | UNKNOWN | SOUTH-CB-GRND-NC-WQ F4 TURB /RECORDER | MOSL-S4-SOUTH-CBG.-NCFR-LAB. | P361 | INSV | INST | HUSSAARM | M |  |  | ELECTRONIC CHART RECORDER |  |  |  |  | Y |  | AW |  |  | Maint Look Functional Location | Ops Look Functional Location
5038761 | UNKNOWN | SOUTH-CB-GRND-NC-WQ F5 TURB /RECORDER | MOSL-S4-SOUTH-CBG.-NCFR-LAB. | P361 | INSV | INST | HUSSAARM | M |  |  | ELECTRONIC CHART RECORDER |  |  |  |  | Y |  | AW |  |  | Maint Look Functional Location | Ops Look Functional Location
5038764 | UNKNOWN | SOUTH-CB-GRND-NC-WQ NTAP TURB /RECORDER | MOSL-S4-SOUTH-CBG.-NCFR-LAB. | P361 | INSV | INST | HUSSAARM | M |  |  | ELECTRONIC CHART RECORDER |  |  |  |  | Y |  | AW |  |  | Maint Look Functional Location | Ops Look Functional Location
5038767 | UNKNOWN | SOUTH-CB-GRND-NC-WQ STAP TURB /RECORDER | MOSL-S4-SOUTH-CBG.-NCFR-LAB. | P361 | INSV | INST | HUSSAARM | M |  |  | ELECTRONIC CHART RECORDER |  |  |  |  | Y |  | AW |  |  | Maint Look Functional Location | Ops Look Functional Location
5038770 | UNKNOWN | SOUTH-CB-GRND-NC-WQ NBAS TURB /RECORDER | MOSL-S4-SOUTH-CBG.-NCFR-LAB. | P361 | INSV | INST | HUSSAARM | M |  |  | ELECTRONIC CHART RECORDER |  |  |  |  | Y |  | AW |  |  | Maint Look Functional Location | Ops Look Functional Location
5038773 | UNKNOWN | SOUTH-CB-GRND-NC-WQ SBAS TURB /RECORDER | MOSL-S4-SOUTH-CBG.-NCFR-LAB. | P361 | INSV | INST | HUSSAARM | M |  |  | ELECTRONIC CHART RECORDER |  |  |  |  | Y |  | AW |  |  | Maint Look Functional Location | Ops Look Functional Location
5038776 | UNKNOWN | SOUTH-CB-GRND-NC-WQ RAW TURB /RECORDER | MOSL-S4-SOUTH-CBG.-NCFR-LAB. | P361 | INSV | INST | HUSSAARM | M |  |  | ELECTRONIC CHART RECORDER |  |  |  |  | Y |  | AW |  |  | Maint Look Functional Location | Ops Look Functional Location
5038779 | UNKNOWN | SOUTH-CB-GRND-NC-WQ NTAP FLUO /RECORDER | MOSL-S4-SOUTH-CBG.-NCFR-LAB. | P361 | INSV | INST | HUSSAARM | M |  |  | ELECTRONIC CHART RECORDER |  |  |  |  | Y |  | AW |  |  | Maint Look Functional Location | Ops Look Functional Location
5038782 | UNKNOWN | SOUTH-CB-GRND-NC-WQ STAP FLUO /RECORDER | MOSL-S4-SOUTH-CBG.-NCFR-LAB. | P361 | INSV | INST | HUSSAARM | M |  |  | ELECTRONIC CHART RECORDER |  |  |  |  | Y |  | AW |  |  | Maint Look Functional Location | Ops Look Functional Location
5038784 | UNKNOWN | SOUTH-CB-GRND-NC-WQ NTAP CL2 /RECORDER | MOSL-S4-SOUTH-CBG.-NCFR-LAB. | P361 | INSV | INST | HUSSAARM | M |  |  | ELECTRONIC CHART RECORDER |  |  |  |  | Y |  | AW |  |  | Maint Look Functional Location | Ops Look Functional Location
5038786 | UNKNOWN | SOUTH-CB-GRND-NC-WQ STAP CL2 /RECORDER | MOSL-S4-SOUTH-CBG.-NCFR-LAB. | P361 | INSV | INST | HUSSAARM | M |  |  | ELECTRONIC CHART RECORDER |  |  |  |  | Y |  | AW |  |  | Maint Look Functional Location | Ops Look Functional Location
5038789 | UNKNOWN | SOUTH-CB-GRND-NC-WQ NBASIN CL2 /RECORDER | MOSL-S4-SOUTH-CBG.-NCFR-LAB. | P361 | INSV | INST | HUSSAARM | M |  |  | ELECTRONIC CHART RECORDER |  |  |  |  | Y |  | AW |  |  | Maint Look Functional Location | Ops Look Functional Location
5038792 | UNKNOWN | SOUTH-CB-GRND-NC-WQ SBASIN CL2 /RECORDER | MOSL-S4-SOUTH-CBG.-NCFR-LAB. | P361 | INSV | INST | HUSSAARM | M |  |  | ELECTRONIC CHART RECORDER |  |  |  |  | Y |  | AW |  |  | Maint Look Functional Location | Ops Look Functional Location
5038864 | UNKNOWN | SOUTH-SB-SFTNR SBASIN PH /RECORDER | MOSL-S4-SOUTH-SB..-SFTN | P361 | INSV | INST | HUSSAARM | M |  |  | ELECTRONIC CHART RECORDER |  |  |  |  | Y |  | AW |  |  | Maint Look Functional Location | Ops Look Functional Location
5038867 | UNKNOWN | SOUTH-NB-SFTNR NBASIN PH /RECORDER | MOSL-S4-SOUTH-NB..-SFTN | P361 | INSV | INST | HUSSAARM | M |  |  | ELECTRONIC CHART RECORDER |  |  |  |  | Y |  | AW |  |  | Maint Look Functional Location | Ops Look Functional Location

## CLASS-RTU-PLC
Equipment | Manufacturer | Description | Functional Loc. | Planning plant | User status | System status | Created by | ABC indic. | ManufSerialNo. | Model number | Application | COMM 1 Device | COMM 1 Type | COMM 2 Device | COMM 2 Type | COMM 3 Device | COMM 3 Type | COMM 4 Device | COMM 4 Type | COMM 5 Device | COMM 5 Type | COMM 6 Device | COMM 6 Type | CPU Battery # or (No | End Node? | Owned By | RTU Type | Remote I/O | Special Mtn Note | Special Mtn Note Det | Standby Power Type | Volt Rating | NARUC Maintenance Ac | NARUC Operations Acc | Special Mtn Note | Special Mtn Note Det
5017818 | ALLEN BRADLEY | PESO PLC /RTU-PLC | ILCP-PS-PESO. | P301 | INSV | INST | HUSSAARM | H |  |  | FULL PROCESS CONTROLLER | [14 empty] | AW | RTU-PLC* | Y |  |  | NONE | 120VAC | Maint Look Functional Location | Ops Look Functional Location
5017819 | ALLEN BRADLEY | AR-TU PLC /RTU-PLC | ILCP-AT-ARTUS | P301 | INSV | INST | HUSSAARM | H |  |  | FULL PROCESS CONTROLLER | [14 empty] | AW | RTU-PLC* | Y |  |  | NONE | 120VAC | Maint Look Functional Location | Ops Look Functional Location
5017820 | ALLEN BRADLEY | STJO-BTR PLC /RTU-PLC | ILCP-SJ-STJO.-BTR. | P301 | INSV | INST | HUSSAARM | H |  |  | FULL PROCESS CONTROLLER | [14 empty] | AW | RTU-PLC* | Y |  |  | UPS | 120VAC | Maint Look Functional Location | Ops Look Functional Location
5017821 | ALLEN BRADLEY | TLNO-BTR PLC /RTU-PLC | ILCP-TO-TLNO.-BTR. | P301 | INSV | INST | HUSSAARM | H |  |  | FULL PROCESS CONTROLLER | [14 empty] | AW | RTU-PLC* | Y |  |  | UPS | 120VAC | Maint Look Functional Location | Ops Look Functional Location
5017822 | ALLEN BRADLEY | URBNA-BTR PLC /RTU-PLC | ILCP-UR-URBNA-BTR. | P301 | INSV | INST | HUSSAARM | H |  |  | FULL PROCESS CONTROLLER | [14 empty] | AW | RTU-PLC* | Y |  |  | UPS | 120VAC | Maint Look Functional Location | Ops Look Functional Location
5017823 | ALLEN BRADLEY | STDP-BTR PLC /RTU-PLC | ILCP-CP-STDP.-BTR. | P301 | INSV | INST | HUSSAARM | H |  |  | FULL PROCESS CONTROLLER | [14 empty] | AW | RTU-PLC* | Y |  |  | GENERATOR | 120VAC | Maint Look Functional Location | Ops Look Functional Location
5017824 | ALLEN BRADLEY | PHLO PLC /RTU-PLC | ILCP-UR-PHLO. | P301 | INSV | INST | HUSSAARM | H |  |  | FULL PROCESS CONTROLLER | [14 empty] | AW | RTU-PLC* | Y |  |  | UPS | 120VAC | Maint Look Functional Location | Ops Look Functional Location
5017825 | MODICON | LINC-PDB CP1 /RTU-PLC | ILCP-UR-LINC.-PDB. | P301 | REMV | INAC INST | HUSSAARM | H |  |  | FULL PROCESS CONTROLLER | [14 empty] | AW | RTU-PLC* | Y |  |  | GENERATOR | 120VAC | Maint Look Functional Location | Ops Look Functional Location
5017826 | MODICON | LINC-ECB CP4 /RTU-PLC | ILCP-UR-LINC.-ECB. | P301 | REMV | INAC INST | HUSSAARM | H |  |  | FULL PROCESS CONTROLLER | [14 empty] | AW | RTU-PLC* | Y |  |  | GENERATOR | 120VAC | Maint Look Functional Location | Ops Look Functional Location
5017827 | MODICON | LINC-BWB CP2 /RTU-PLC | ILCP-UR-LINC.-BWB. | P301 | REMV | INAC INST | HUSSAARM | H |  |  | FULL PROCESS CONTROLLER | [14 empty] | AW | RTU-PLC* | Y |  |  | GENERATOR | 120VAC | Maint Look Functional Location | Ops Look Functional Location
5017828 | MODICON | LINC-FB CP3 /RTU-PLC | ILCP-UR-LINC.-FB.. | P301 | REMV | INAC INST | HUSSAARM | H |  |  | FULL PROCESS CONTROLLER | [14 empty] | AW | RTU-PLC* | Y |  |  | GENERATOR | 120VAC | Maint Look Functional Location | Ops Look Functional Location
5017829 | ALLEN BRADLEY | LINC-PDB-CHEMROOM CP5 /RTU-PLC | ILCP-UR-LINC.-PDB.-CHEM | P301 | REMV | INAC INST | HUSSAARM | H |  |  | FULL PROCESS CONTROLLER | [14 empty] | AW | RTU-PLC* | Y |  |  | GENERATOR | 120VAC | Maint Look Functional Location | Ops Look Functional Location
5017831 | ALLEN BRADLEY | MATS-FBE E8HS /RTU-PLC | ILCP-CP-MATS.-FBE. | P301 | INSV | INST | HUSSAARM | H |  |  | FULL PROCESS CONTROLLER | [14 empty] | AW | RTU-PLC* | Y |  |  | GENERATOR |  | Maint Look Functional Location | Ops Look Functional Location
5017832 | ALLEN BRADLEY | MATS-FBW W8HS /RTU-PLC | ILCP-CP-MATS.-FBW. | P301 | INSV | INST | HUSSAARM | H |  |  | FULL PROCESS CONTROLLER | [14 empty] | AW | RTU-PLC* | Y |  |  | GENERATOR |  | Maint Look Functional Location | Ops Look Functional Location
5017833 | ALLEN BRADLEY | BRAD-WCM-ELECRM PLC1 LIMESYS1 /RTU-PLC | ILCP-CP-BRAD.-WCM.-ELEC | P301 | INSV | INST | HUSSAARM | H |  |  | FULL PROCESS CONTROLLER | [14 empty] | AW | RTU-PLC* | Y |  |  | GENERATOR | 24VDC | Maint Look Functional Location | Ops Look Functional Location
5017834 | ALLEN BRADLEY | BRAD-WCM-ELECRM PLC2WCHEMFEED /RTU-PLC | ILCP-CP-BRAD.-WCM.-ELEC | P301 | INSV | INST | HUSSAARM | H |  |  | FULL PROCESS CONTROLLER | [14 empty] | AW | RTU-PLC* | Y |  |  | GENERATOR | 24VDC | Maint Look Functional Location | Ops Look Functional Location
5017835 | ALLEN BRADLEY | BRAD-WCM-ELECRM PLC3LIMESYS2 /RTU-PLC | ILCP-CP-BRAD.-WCM.-ELEC | P301 | INSV | INST | HUSSAARM | H |  |  | FULL PROCESS CONTROLLER | [14 empty] | AW | RTU-PLC* | Y |  |  | GENERATOR | 24VDC | Maint Look Functional Location | Ops Look Functional Location
5017836 | ALLEN BRADLEY | BRAD-MNB PLC4FLTR1 /RTU-PLC | ILCP-CP-BRAD.-MNB. | P301 | INSV | INST | HUSSAARM | H |  |  | FULL PROCESS CONTROLLER | [14 empty] | AW | RTU-PLC* | Y |  |  | GENERATOR | 24VDC | Maint Look Functional Location | Ops Look Functional Location
5017837 | ALLEN BRADLEY | BRAD-MNB PLC5FLTR2 /RTU-PLC | ILCP-CP-BRAD.-MNB. | P301 | INSV | INST | HUSSAARM | H |  |  | FULL PROCESS CONTROLLER | [14 empty] | AW | RTU-PLC* | Y |  |  | GENERATOR | 24VDC | Maint Look Functional Location | Ops Look Functional Location
5017838 | ALLEN BRADLEY | BRAD-MNB PLC6FLTR3 /RTU-PLC | ILCP-CP-BRAD.-MNB. | P301 | INSV | INST | HUSSAARM | H |  |  | FULL PROCESS CONTROLLER | [14 empty] | AW | RTU-PLC* | Y |  |  | GENERATOR | 24VDC | Maint Look Functional Location | Ops Look Functional Location
5017839 | ALLEN BRADLEY | BRAD-MNB PLC7FLTR4 /RTU-PLC | ILCP-CP-BRAD.-MNB. | P301 | INSV | INST | HUSSAARM | H |  |  | FULL PROCESS CONTROLLER | [14 empty] | AW | RTU-PLC* | Y |  |  | GENERATOR | 24VDC | Maint Look Functional Location | Ops Look Functional Location
5017840 | ALLEN BRADLEY | BRAD-MNB-EELCR PLC8HSPUMPS /RTU-PLC | ILCP-CP-BRAD.-MNB.-EELC | P301 | INSV | INST | HUSSAARM | H |  |  | FULL PROCESS CONTROLLER | [14 empty] | AW | RTU-PLC* | Y |  |  | GENERATOR | 24VDC | Maint Look Functional Location | Ops Look Functional Location
5017841 | ALLEN BRADLEY | BRAD-MNB-WELCR PLC9ECHEMFEED /RTU-PLC | ILCP-CP-BRAD.-MNB.-WELC | P301 | INSV | INST | HUSSAARM | H |  |  | FULL PROCESS CONTROLLER | [14 empty] | AW | RTU-PLC* | Y |  |  | GENERATOR | 24VDC | Maint Look Functional Location | Ops Look Functional Location
5017842 | ALLEN BRADLEY | BRAD-MNB-EELCR PLC10WELLDATA /RTU-PLC | ILCP-CP-BRAD.-MNB.-EELC | P301 | INSV | INST | HUSSAARM | H |  |  | FULL PROCESS CONTROLLER | [14 empty] | AW | RTU-PLC* | Y |  |  | GENERATOR | 24VDC | Maint Look Functional Location | Ops Look Functional Location
5017817 | ALLEN BRADLEY | MKTST-BTR PLC /RTU-PLC | ILCP-CP-MKTST-BTR. | P301 | INSV | INST | HUSSAARM | H |  |  | FULL PROCESS CONTROLLER | [14 empty] | AW | RTU-PLC* | Y |  |  | UPS | 120VAC | Maint Look Functional Location | Ops Look Functional Location
5017793 | MODICON | WL53 PLC /RTU-PLC | ILCP-CP-WL53. | P301 | INSV | INST | HUSSAARM | H |  |  | FULL PROCESS CONTROLLER | [14 empty] | AW | RTU-PLC* | Y |  |  | NONE | 120VAC | Maint Look Functional Location | Ops Look Functional Location
5017794 | MODICON | NTWL-W35 PLC /RTU-PLC | ILCP-UR-NTWL.-W35. | P301 | INSV | INST | HUSSAARM | H |  |  | FULL PROCESS CONTROLLER | [14 empty] | AW | RTU-PLC* | Y |  |  | NONE | 120VAC | Maint Look Functional Location | Ops Look Functional Location
5017795 | MODICON | WL55 PLC /RTU-PLC | ILCP-CP-WL55. | P301 | INSV | INST | HUSSAARM | H |  |  | FULL PROCESS CONTROLLER | [14 empty] | AW | RTU-PLC* | Y |  |  | NONE | 120VAC | Maint Look Functional Location | Ops Look Functional Location
5017796 | MODICON | WL54 PLC /RTU-PLC | ILCP-CP-WL54. | P301 | INSV | INST | HUSSAARM | H |  |  | FULL PROCESS CONTROLLER | [14 empty] | AW | RTU-PLC* | Y |  |  | NONE | 120VAC | Maint Look Functional Location | Ops Look Functional Location
5017797 | MODICON | WL56 PLC /RTU-PLC | ILCP-CP-WL56. | P301 | INSV | INST | HUSSAARM | H |  |  | FULL PROCESS CONTROLLER | [14 empty] | AW | RTU-PLC* | Y |  |  | GENERATOR | 120VAC | Maint Look Functional Location | Ops Look Functional Location
5017798 | MODICON | WL57 PLC /RTU-PLC | ILCP-CP-WL57. | P301 | INSV | INST | HUSSAARM | H |  |  | FULL PROCESS CONTROLLER | [14 empty] | AW | RTU-PLC* | Y |  |  | NONE | 120VAC | Maint Look Functional Location | Ops Look Functional Location
5017799 | MODICON | WL58 PLC /RTU-PLC | ILCP-CP-WL58. | P301 | INSV | INST | HUSSAARM | H |  |  | FULL PROCESS CONTROLLER | [14 empty] | AW | RTU-PLC* | Y |  |  | NONE | 120VAC | Maint Look Functional Location | Ops Look Functional Location
5017800 | MODICON | WL59 PLC /RTU-PLC | ILCP-CP-WL59. | P301 | INSV | INST | HUSSAARM | H |  |  | FULL PROCESS CONTROLLER | [14 empty] | AW | RTU-PLC* | Y |  |  | NONE | 120VAC | Maint Look Functional Location | Ops Look Functional Location
5017801 | MODICON | WL60 PLC /RTU-PLC | ILCP-CP-WL60. | P301 | INSV | INST | HUSSAARM | H |  |  | FULL PROCESS CONTROLLER | [14 empty] | AW | RTU-PLC* | Y |  |  | NONE | 120VAC | Maint Look Functional Location | Ops Look Functional Location
5017802 | MODICON | WL61 PLC /RTU-PLC | ILCP-CP-WL61. | P301 | INSV | INST | HUSSAARM | H |  |  | FULL PROCESS CONTROLLER | [14 empty] | AW | RTU-PLC* | Y |  |  | NONE | 120VAC | Maint Look Functional Location | Ops Look Functional Location
5017803 | MODICON | WL62 PLC /RTU-PLC | ILCP-CP-WL62. | P301 | INSV | INST | HUSSAARM | H |  |  | FULL PROCESS CONTROLLER | [14 empty] | AW | RTU-PLC* | Y |  |  | NONE | 120VAC | Maint Look Functional Location | Ops Look Functional Location
5017804 | MODICON | WL63 PLC /RTU-PLC | ILCP-CP-WL63. | P301 | INSV | INST | HUSSAARM | H |  |  | FULL PROCESS CONTROLLER | [14 empty] | AW | RTU-PLC* | Y |  |  | NONE | 120VAC | Maint Look Functional Location | Ops Look Functional Location
5017805 | MODICON | WL64 PLC /RTU-PLC | ILCP-CP-WL64. | P301 | INSV | INST | HUSSAARM | H |  |  | FULL PROCESS CONTROLLER | [14 empty] | AW | RTU-PLC* | Y |  |  | NONE | 120VAC | Maint Look Functional Location | Ops Look Functional Location
5017806 | MODICON | WL65 PLC /RTU-PLC | ILCP-CP-WL65. | P301 | INSV | INST | HUSSAARM | H |  |  | FULL PROCESS CONTROLLER | [14 empty] | AW | RTU-PLC* | Y |  |  | NONE | 120VAC | Maint Look Functional Location | Ops Look Functional Location
5017807 | MODICON | WL66 PLC /RTU-PLC | ILCP-CP-WL66. | P301 | INSV | INST | HUSSAARM | H |  |  | FULL PROCESS CONTROLLER | [14 empty] | AW | RTU-PLC* | Y |  |  | GENERATOR | 120VAC | Maint Look Functional Location | Ops Look Functional Location
5017808 | ALLEN BRADLEY | BRAD-W67 PLC11 /RTU-PLC | ILCP-CP-BRAD.-W67. | P301 | INSV | INST | HUSSAARM | H |  |  | FULL PROCESS CONTROLLER | [14 empty] | AW | RTU-PLC* | Y |  |  | GENERATOR | 120VAC | Maint Look Functional Location | Ops Look Functional Location
5017809 | ALLEN BRADLEY | WL68 PLC /RTU-PLC | ILCP-CP-WL68. | P301 | INSV | INST | HUSSAARM | H |  |  | FULL PROCESS CONTROLLER | [14 empty] | AW | RTU-PLC* | Y |  |  | UPS | 120VAC | Maint Look Functional Location | Ops Look Functional Location
5017810 | ALLEN BRADLEY | WL69 PLC /RTU-PLC | ILCP-CP-WL69. | P301 | INSV | INST | HUSSAARM | H |  |  | FULL PROCESS CONTROLLER | [14 empty] | AW | RTU-PLC* | Y |  |  | UPS | 120VAC | Maint Look Functional Location | Ops Look Functional Location
5017811 | ALLEN BRADLEY | WL70 PLC /RTU-PLC | ILCP-CP-WL70. | P301 | INSV | INST | HUSSAARM | H |  |  | FULL PROCESS CONTROLLER | [14 empty] | AW | RTU-PLC* | Y |  |  | UPS | 120VAC | Maint Look Functional Location | Ops Look Functional Location
5017812 | ALLEN BRADLEY | WL71 PLC /RTU-PLC | ILCP-CP-WL71. | P301 | INSV | INST | HUSSAARM | H |  |  | FULL PROCESS CONTROLLER | [14 empty] | AW | RTU-PLC* | Y |  |  | UPS | 120VAC | Maint Look Functional Location | Ops Look Functional Location
5017813 | ALLEN BRADLEY | WL72 PLC /RTU-PLC | ILCP-CP-WL72. | P301 | INSV | INST | HUSSAARM | H |  |  | FULL PROCESS CONTROLLER | [14 empty] | AW | RTU-PLC* | Y |  |  | GENERATOR | 120VAC | Maint Look Functional Location | Ops Look Functional Location
5017814 | ALLEN BRADLEY | WL73 PLC /RTU-PLC | ILCP-CP-WL73. | P301 | INSV | INST | HUSSAARM | H |  |  | FULL PROCESS CONTROLLER | [14 empty] | AW | RTU-PLC* | Y |  |  | UPS | 120VAC | Maint Look Functional Location | Ops Look Functional Location
5017815 | MODICON | R150 PLC /RTU-PLC | ILCP-CP-R150. | P301 | INSV | INST | HUSSAARM | H |  |  | FULL PROCESS CONTROLLER | [14 empty] | AW | RTU-PLC* | Y |  |  | GENERATOR | 120VAC | Maint Look Functional Location | Ops Look Functional Location
5017816 | ALLEN BRADLEY | NEIL-BTR PLC /RTU-PLC | ILCP-CP-NEIL.-BTR. | P301 | INSV | INST | HUSSAARM | H |  |  | FULL PROCESS CONTROLLER | [14 empty] | AW | RTU-PLC* | Y |  |  | GENERATOR | 120VAC | Maint Look Functional Location | Ops Look Functional Location

## CLASS-SAFGASDT
Equipment | Manufacturer | Description | Functional Loc. | Planning plant | User status | System status | Created by | ABC indic. | ManufSerialNo. | Model number | Action Taken Upon Al | Backup Power | Gas (Detected/Mitiga | Gas Alarm SetPoint | Gas Detector Type | Owned By | Special Mtn Note | Special Mtn Note Det | NARUC Maintenance Ac | NARUC Operations Acc | Special Mtn Note | Special Mtn Note Det
5019650 | UNKNOWN | LINC-PDB-CL2ROOM CL DETECTOR /SAFGASDT | ILCP-UR-LINC.-PDB.-CL2R | P301 | REMV | INAC INST | HUSSAARM | H |  |  | SIREN/STROBE | Y | CHLORINE |  | PERMANENT | AW |  |  | Maint Look Functional Location | Ops Look Functional Location
5019651 | UNKNOWN | MATS-CEM-CL2ROOM CL DETECTOR /SAFGASDT | ILCP-CP-MATS.-CEM.-CL2R | P301 | INSV | INST | HUSSAARM | H |  |  | SIREN | Y | CHLORINE |  | PERMANENT | AW |  |  | Maint Look Functional Location | Ops Look Functional Location
5019652 | UNKNOWN | BRAD-WCM-CO2ROOM CO2 DETECTOR /SAFGASDT | ILCP-CP-BRAD.-WCM.-CO2R | P301 | INSV | INST | HUSSAARM | H |  |  | SIREN | Y | OTHER |  | PERMANENT | AW |  |  | Maint Look Functional Location | Ops Look Functional Location

## CLASS-SAF-SHWR
Equipment | Manufacturer | Description | Functional Loc. | Planning plant | User status | System status | Created by | ABC indic. | ManufSerialNo. | Model number | Owned By | Retest Required | Safety Shower Type | Special Mtn Note | Special Mtn Note Det | NARUC Maintenance Ac | NARUC Operations Acc | Special Mtn Note | Special Mtn Note Det
5044945 | UNKNOWN | SOUTH-CB-GRND-NC-WQ LAB /SAF-SHWR | MOSL-S4-SOUTH-CBG.-NCFR-LAB. | P361 | INSV | INST | HUSSAARM | H |  |  | AW | Y | FIXED SHWR |  |  | Maint Look Functional Location | Ops Look Functional Location
5044947 | UNKNOWN | SOUTH-CB-PMPRM NDOOR /SAF-SHWR | MOSL-S4-SOUTH-CBG.-PMPR | P361 | INSV | INST | HUSSAARM | H |  |  | AW | Y | FIXED SHWR |  |  | Maint Look Functional Location | Ops Look Functional Location
5044948 | UNKNOWN | SOUTH-CB-PMPRM SLAKER2 /SAF-SHWR | MOSL-S4-SOUTH-CBG.-PMPR | P361 | INSV | INST | HUSSAARM | H |  |  | AW | Y | FIXED SHWR |  |  | Maint Look Functional Location | Ops Look Functional Location
5044949 | UNKNOWN | SOUTH-MNT SHOP /SAF-SHWR | MOSL-S4-SOUTH-MNT. | P361 | INSV | INST | HUSSAARM | H |  |  | AW | Y | FIXED SHWR |  |  | Maint Look Functional Location | Ops Look Functional Location
5044950 | UNKNOWN | SOUTH-HYP BRINE TANK /SAF-SHWR | MOSL-S4-SOUTH-HYP. | P361 | INSV | INST | HUSSAARM | H |  |  | AW | Y | FIXED SHWR |  |  | Maint Look Functional Location | Ops Look Functional Location
5044951 | UNKNOWN | SOUTH-HYP NDOOR /SAF-SHWR | MOSL-S4-SOUTH-HYP. | P361 | INSV | INST | HUSSAARM | H |  |  | AW | Y | FIXED SHWR |  |  | Maint Look Functional Location | Ops Look Functional Location

## CLASS-SCADASYS
Equipment | Manufacturer | Description | Functional Loc. | Planning plant | User status | System status | Created by | ABC indic. | ManufSerialNo. | Model number | Owned By | SCADA HMI and Databa | Special Mtn Note | Special Mtn Note Det | NARUC Maintenance Ac | NARUC Operations Acc | Special Mtn Note | Special Mtn Note Det
5070581 | UNKNOWN | ILSL /SCADA System | ILSL | P303 | INSV | INST | HUSSAARM | H |  |  | AW | SCADASYS* |  |  | Maint Look Functional Location | Ops Look Functional Location
5070580 | UNKNOWN | ILPK /SCADA System | ILPK | P305 | INSV | INST | HUSSAARM | H |  |  | AW | SCADASYS* |  |  | Maint Look Functional Location | Ops Look Functional Location
5067574 | UNKNOWN | ILWS /SCADA System | ILWS | P313 | INSV | INST | HUSSAARM | H |  |  | AW | SCADASYS* |  |  | Maint Look Functional Location | Ops Look Functional Location
5067572 | UNKNOWN | ILWA /SCADA System | ILWA | P313 | INSV | INST | HUSSAARM | H |  |  | AW | SCADASYS* |  |  | Maint Look Functional Location | Ops Look Functional Location
5067570 | UNKNOWN | ILVV /SCADA System | ILVV | P313 | INSV | INST | HUSSAARM | H |  |  | AW | SCADASYS* |  |  | Maint Look Functional Location | Ops Look Functional Location
5067568 | UNKNOWN | ILTC /SCADA System | ILTC | P313 | INSV | INST | HUSSAARM | H |  |  | AW | SCADASYS* |  |  | Maint Look Functional Location | Ops Look Functional Location
5067566 | UNKNOWN | ILSF /SCADA System | ILSF | P313 | INSV | INST | HUSSAARM | H |  |  | AW | SCADASYS* |  |  | Maint Look Functional Location | Ops Look Functional Location
5067564 | UNKNOWN | ILRO /SCADA System | ILRO | P313 | INSV | INST | HUSSAARM | H |  |  | AW | SCADASYS* |  |  | Maint Look Functional Location | Ops Look Functional Location

## CLASS-SCALE
Equipment | Manufacturer | Description | Functional Loc. | Planning plant | User status | System status | Created by | ABC indic. | ManufSerialNo. | Model number | Instrument Range | Instrument UOM | Loop Power | NEMA Enclosure | On SCADA? | Output Type | Owned By | Scale Type | Special Mtn Note | Special Mtn Note Det | NARUC Maintenance Ac | NARUC Operations Acc | Special Mtn Note | Special Mtn Note Det
5013935 | UNKNOWN | LINC-PDB-CL2ROOM EAST SCALE /SCALE | ILCP-UR-LINC.-PDB.-CL2R | P301 | REMV | INAC INST | HUSSAARM | H |  |  |  | LBS | N | 1,2 INDOOR | Y | 4-20MA | AW | ELECTRONIC SCALE |  |  | Maint Water Treatment Equip | Ops Water Treatment
5013936 | UNKNOWN | LINC-PDB-CL2ROOM WEST SCALE /SCALE | ILCP-UR-LINC.-PDB.-CL2R | P301 | REMV | INAC INST | HUSSAARM | H |  |  |  | LBS | N | 1,2 INDOOR | Y | 4-20MA | AW | ELECTRONIC SCALE |  |  | Maint Water Treatment Equip | Ops Water Treatment
5013937 | UNKNOWN | MATS-CEM-CL2ROOM NORTH SCALE /SCALE | ILCP-CP-MATS.-CEM.-CL2R | P301 | INSV | INST | HUSSAARM | H |  |  |  | LBS | N | 1,2 INDOOR | Y | 4-20MA | AW | ELECTRONIC SCALE |  |  | Maint Water Treatment Equip | Ops Water Treatment
5013938 | UNKNOWN | MATS-CEM-CL2ROOM SOUTH SCALE /SCALE | ILCP-CP-MATS.-CEM.-CL2R | P301 | INSV | INST | HUSSAARM | H |  |  |  | LBS | N | 1,2 INDOOR | Y | 4-20MA | AW | ELECTRONIC SCALE |  |  | Maint Water Treatment Equip | Ops Water Treatment
5013941 | FORCE FLOW | BRAD-MNB-PHOSFTRM PHOS SCALE /SCALE | ILCP-CP-BRAD.-MNB.-PHOS | P301 | INSV | INST | HUSSAARM | L | FF31744 | DR30LP |  | LBS | N | 1,2 INDOOR | Y | 4-20MA | AW | ELECTRONIC SCALE |  |  | Maint Water Treatment Equip | Ops Water Treatment
5013942 | FORCE FLOW | BRAD-WCM-FERRICRM FERRIC SCALE /SCALE | ILCP-CP-BRAD.-WCM.-FERR | P301 | INSV | INST | HUSSAARM | H | FF31743 | DR30LP |  | LBS | N | 1,2 INDOOR | Y | 4-20MA | AW | ELECTRONIC SCALE |  |  | Maint Water Treatment Equip | Ops Water Treatment
5013943 | FORCE FLOW | BRAD-MNB-FL2ROOM FLOURIDE SCALE /SCALE | ILCP-CP-BRAD.-MNB.-FL2R | P301 | INSV | INST | HUSSAARM | H | FF31742 | DR30LP |  | LBS | N | 1,2 INDOOR | Y | 4-20MA | AW | ELECTRONIC SCALE |  |  | Maint Water Treatment Equip | Ops Water Treatment
5013944 | UNKNOWN | MATS-CEM-NRTHCEMRM E8 FL SCALE /SCALE | ILCP-CP-MATS.-CEM.-NRTH | P301 | INSV | INST | HUSSAARM | H |  |  |  | LBS | N |  | N |  | AW | MECHANICAL SCALE |  |  | Maint Water Treatment Equip | Ops Water Treatment
5013945 | UNKNOWN | MATS-CEM-NRTHCEMRM W8 FL SCALE /SCALE | ILCP-CP-MATS.-CEM.-NRTH | P301 | INSV | INST | HUSSAARM | H |  |  |  | LBS | N |  | N |  | AW | MECHANICAL SCALE |  |  | Maint Water Treatment Equip | Ops Water Treatment
5013963 | UNKNOWN | MATS-CEM-NRTHCEMRM E8 SLAKER /SCALE | ILCP-CP-MATS.-CEM.-NRTH | P301 | INSV | INST | HUSSAARM | H |  |  |  | LBS | Y | 3 RAINTIGHT | N | 4-20MA | AW | ELECTRONIC SCALE |  |  | Maint Water Treatment Equip | Ops Water Treatment
5013965 | UNKNOWN | MATS-CEM-NRTHCEMRM W8 SLAKER /SCALE | ILCP-CP-MATS.-CEM.-NRTH | P301 | INSV | INST | HUSSAARM | H |  |  |  | LBS | N | 3 RAINTIGHT | N | 4-20MA | AW | ELECTRONIC SCALE |  |  | Maint Water Treatment Equip | Ops Water Treatment

## CLASS-SCRBBR
Equipment | Manufacturer | Description | Functional Loc. | Planning plant | User status | System status | Created by | ABC indic. | ManufSerialNo. | Model number | Application | Backwash Rate (gpm/s | Flow Normal Range | Indoor/Outdoor | Material of Construc | Media 1 Depth | Media 1 Type | Media 2 Depth | Media 2 Type | Media Regeneration R | Owned By | Scrubber Type | Special Mtn Note | Special Mtn Note Det | Surface Area (sq/ft) | Wash Type | NARUC Maintenance Ac | NARUC Operations Acc | Special Mtn Note | Special Mtn Note Det
5141983 | POWELL | DRWTP CL2 /SCRUBBER | NJBC-BU-DRWTP | P203 | INSV | INST | HUSSAARM | H |  | JOB 9300 | WATER | 0.000 GF2 |  |  |  | 0.00 Feet |  | 0.00 Feet |  |  | AW | LIQUID MEDIA |  |  | 0.00 ft2 |  | Maint Water Treatment Equip | Ops Water Treatment
5141994 | UNKNOWN | DRWTP-TRMT-OZNE DESTRUCT 1 /SCRUBBER | NJBC-BU-DRWTP-TRMT-OZNE | P203 | INSV | INST | HUSSAARM | H | ME-411 |  | WATER | 0.000 GF2 |  |  |  | 0.00 Feet |  | 0.00 Feet |  |  | AW | DRY MEDIA |  |  | 0.00 ft2 |  | Maint Water Treatment Equip | Ops Water Treatment
5141997 | UNKNOWN | DRWTP-TRMT-OZNE DESTRUCT 2 /SCRUBBER | NJBC-BU-DRWTP-TRMT-OZNE | P203 | INSV | INST | HUSSAARM | H | ME-421 |  | WATER | 0.000 GF2 |  |  |  | 0.00 Feet |  | 0.00 Feet |  |  | AW | DRY MEDIA |  |  | 0.00 ft2 |  | Maint Water Treatment Equip | Ops Water Treatment

## CLASS-SCREEN
Equipment | Manufacturer | Description | Functional Loc. | Planning plant | User status | System status | Created by | ABC indic. | ManufSerialNo. | Model number | Application | Auto Wash? | Indoor/Outdoor | Owned By | RPM Operating | Screen Type | Special Mtn Note | Special Mtn Note Det | NARUC Maintenance Ac | NARUC Operations Acc | Special Mtn Note | Special Mtn Note Det
5023831 | UNKNOWN | PLANT-RWPS WTWLL1 TRAVEL /SCREEN | ILAL-Z1-PLANT-RWPS | P308 | INSV | INST | HUSSAARM | H |  |  | WATER PROCESSING |  |  | AW |  | ROTATING |  |  | Maint Look Functional Location | Ops Look Functional Location
5023832 | UNKNOWN | PLANT-RWPS WTWLL2 TRAVEL /SCREEN | ILAL-Z1-PLANT-RWPS | P308 | INSV | INST | HUSSAARM | H |  |  | WATER PROCESSING |  |  | AW |  | ROTATING |  |  | Maint Look Functional Location | Ops Look Functional Location
5035118 | UNKNOWN | PLANT-RWPS RAW WET WELL1 /SCREEN | ILAL-Z1-PLANT-RWPS | P308 | INSV | INST | HUSSAARM | H | [5 empty] | AW |  | BAR |  |  | Maint Look Functional Location | Ops Look Functional Location
5035119 | UNKNOWN | PLANT-RWPS RAW WET WELL2 /SCREEN | ILAL-Z1-PLANT-RWPS | P308 | INSV | INST | HUSSAARM | H | [5 empty] | AW |  | BAR |  |  | Maint Look Functional Location | Ops Look Functional Location
5195006 | ENVIREX | ILIU-GC-CHOU.-INT. S. TRAVELLING/SCREEN | ILIU-GC-CHOU.-INT. | P311 | INSV | INST | ALBERSTG | L |  |  | WATER PROCESSING | N | INDOORS | AW |  | ROTATING |  |  | Maint Look Functional Location | Ops Look Functional Location
5197900 | UNKNOWN | LAMELLA GRAVITY SETTLER #1/SCREEN | ILIU-ES-PLNT.-LAM. | P310 | INSV | INST | ALBERSTG | M |  | 5800/45 | WATER PROCESSING |  | INDOORS | AW |  | XX |  |  | Maint Look Functional Location | Ops Look Functional Location
5197901 | UNKNOWN | LAMELLA GRAVITY SETLLER #2/SCREEN | ILIU-ES-PLNT.-LAM. | P310 | INSV | INST | ALBERSTG | L |  | 5800/45 | WATER PROCESSING |  | INDOORS | AW |  | XX |  |  | Maint Look Functional Location | Ops Look Functional Location
5198303 | ENVIREX | ILIU-GC-CHOU.-INT. N. TRAVELLING/SCREEN | ILIU-GC-CHOU.-INT. | P311 | INSV | INST | ALBERSTG | H |  |  | WATER PROCESSING | N | INDOORS | AW |  | ROTATING |  |  | Maint Look Functional Location | Ops Look Functional Location

## CLASS-SECSYS
Equipment | Manufacturer | Description | Functional Loc. | Planning plant | User status | System status | Created by | ABC indic. | ManufSerialNo. | Model number | Action Taken Upon Al | Backup Power | Owned By | Retest Required | Security System Type | Special Mtn Note | Special Mtn Note Det | NARUC Maintenance Ac | NARUC Operations Acc | Special Mtn Note | Special Mtn Note Det
5019867 | UNKNOWN | BRAD-W67 BURGLAR ALARM SCADA /SECSYS | ILCP-CP-BRAD.-W67. | P301 | INSV | INST | HUSSAARM | H |  |  | SCADA ALARM |  | AW | Y | BURGLAR ALARM SCADA |  |  | Maint Look Functional Location | Ops Look Functional Location
5019865 | ADT | BRAD CARD ACCESS /SECSYS | ILCP-CP-BRAD. | P301 | INSV | INST | HUSSAARM | H |  |  | OTHER |  | AW | Y | CARD ACCESS |  |  | Maint Look Functional Location | Ops Look Functional Location
5019863 | UNKNOWN | AR-TU BURGLAR ALARM SCADA /SECSYS | ILCP-AT-ARTUS | P301 | INSV | INST | HUSSAARM | H |  |  | SCADA ALARM |  | AW | Y | BURGLAR ALARM SCADA |  |  | Maint Look Functional Location | Ops Look Functional Location
5019861 | UNKNOWN | WL65 BURGLAR ALARM SCADA /SECSYS | ILCP-CP-WL65. | P301 | INSV | INST | HUSSAARM | H |  |  | SCADA ALARM |  | AW | Y | BURGLAR ALARM SCADA |  |  | Maint Look Functional Location | Ops Look Functional Location
5019860 | UNKNOWN | WL56 BURGLAR ALARM SCADA /SECSYS | ILCP-CP-WL56. | P301 | INSV | INST | HUSSAARM | H |  |  | SCADA ALARM |  | AW | Y | BURGLAR ALARM SCADA |  |  | Maint Look Functional Location | Ops Look Functional Location
5019858 | UNKNOWN | WL57 BURGLAR ALARM SCADA /SECSYS | ILCP-CP-WL57. | P301 | INSV | INST | HUSSAARM | H |  |  | SCADA ALARM |  | AW | Y | BURGLAR ALARM SCADA |  |  | Maint Look Functional Location | Ops Look Functional Location
5019856 | UNKNOWN | WL59 BURGLAR ALARM SCADA /SECSYS | ILCP-CP-WL59. | P301 | INSV | INST | HUSSAARM | H |  |  | SCADA ALARM |  | AW | Y | BURGLAR ALARM SCADA |  |  | Maint Look Functional Location | Ops Look Functional Location
5019854 | UNKNOWN | NTWL-W47 FENCING /SECSYS | ILCP-UR-NTWL.-W47. | P301 | INSV | INST | HUSSAARM | H |  |  | OTHER |  | AW | Y | FENCING |  |  | Maint Look Functional Location | Ops Look Functional Location
5019852 | UNKNOWN | NTWL-W46 FENCING /SECSYS | ILCP-UR-NTWL.-W46. | P301 | INSV | INST | HUSSAARM | H |  |  | OTHER |  | AW | Y | FENCING |  |  | Maint Look Functional Location | Ops Look Functional Location
5019850 | UNKNOWN | NTWL-W45 FENCING /SECSYS | ILCP-UR-NTWL.-W45. | P301 | INSV | INST | HUSSAARM | H |  |  | OTHER |  | AW | Y | FENCING |  |  | Maint Look Functional Location | Ops Look Functional Location
5019849 | UNKNOWN | NTWL-W42 FENCING /SECSYS | ILCP-UR-NTWL.-W42. | P301 | INSV | INST | HUSSAARM | H |  |  | OTHER |  | AW | Y | FENCING |  |  | Maint Look Functional Location | Ops Look Functional Location
5019846 | UNKNOWN | NTWL-W41 FENCING /SECSYS | ILCP-UR-NTWL.-W41. | P301 | INSV | INST | HUSSAARM | H |  |  | OTHER |  | AW | Y | FENCING |  |  | Maint Look Functional Location | Ops Look Functional Location
5019844 | UNKNOWN | NTWL-W40 FENCING /SECSYS | ILCP-UR-NTWL.-W40. | P301 | INSV | INST | HUSSAARM | H |  |  | OTHER |  | AW | Y | FENCING |  |  | Maint Look Functional Location | Ops Look Functional Location
5019842 | UNKNOWN | NTWL-W35 FENCING /SECSYS | ILCP-UR-NTWL.-W35. | P301 | INSV | INST | HUSSAARM | H |  |  | OTHER |  | AW | Y | FENCING |  |  | Maint Look Functional Location | Ops Look Functional Location
5019840 | UNKNOWN | NTWL FENCING /SECSYS | ILCP-UR-NTWL. | P301 | INSV | INST | HUSSAARM | H |  |  | OTHER |  | AW | Y | FENCING |  |  | Maint Look Functional Location | Ops Look Functional Location
5019839 | UNKNOWN | WL63 BURGLAR ALARM SCADA /SECSYS | ILCP-CP-WL63. | P301 | INSV | INST | HUSSAARM | H |  |  | SCADA ALARM |  | AW | Y | BURGLAR ALARM SCADA |  |  | Maint Look Functional Location | Ops Look Functional Location
5019838 | UNKNOWN | WL55 BURGLAR ALARM SCADA /SECSYS | ILCP-CP-WL55. | P301 | INSV | INST | HUSSAARM | H |  |  | SCADA ALARM |  | AW | Y | BURGLAR ALARM SCADA |  |  | Maint Look Functional Location | Ops Look Functional Location
5019836 | UNKNOWN | WL43 BURGLAR ALARM SCADA /SECSYS | ILCP-UR-WL43. | P301 | INSV | INST | HUSSAARM | H |  |  | SCADA ALARM |  | AW | Y | BURGLAR ALARM SCADA |  |  | Maint Look Functional Location | Ops Look Functional Location
5019834 | UNKNOWN | WL53 BURGLAR ALARM SCADA /SECSYS | ILCP-CP-WL53. | P301 | INSV | INST | HUSSAARM | H |  |  | SCADA ALARM |  | AW | Y | BURGLAR ALARM SCADA |  |  | Maint Look Functional Location | Ops Look Functional Location
5019832 | UNKNOWN | WL66 BURGLAR ALARM SCADA /SECSYS | ILCP-CP-WL66. | P301 | INSV | INST | HUSSAARM | H |  |  | SCADA ALARM |  | AW | Y | BURGLAR ALARM SCADA |  |  | Maint Look Functional Location | Ops Look Functional Location
5019830 | UNKNOWN | WL62 BURGLAR ALARM SCADA /SECSYS | ILCP-CP-WL62. | P301 | INSV | INST | HUSSAARM | H |  |  | SCADA ALARM |  | AW | Y | BURGLAR ALARM SCADA |  |  | Maint Look Functional Location | Ops Look Functional Location
5019828 | UNKNOWN | WL64 BURGLAR ALARM SCADA /SECSYS | ILCP-CP-WL64. | P301 | INSV | INST | HUSSAARM | H |  |  | SCADA ALARM |  | AW | Y | BURGLAR ALARM SCADA |  |  | Maint Look Functional Location | Ops Look Functional Location
5019826 | UNKNOWN | WL61 BURGLAR ALARM SCADA /SECSYS | ILCP-CP-WL61. | P301 | INSV | INST | HUSSAARM | H |  |  | SCADA ALARM |  | AW | Y | BURGLAR ALARM SCADA |  |  | Maint Look Functional Location | Ops Look Functional Location
5019824 | UNKNOWN | WL60 BURGLAR ALARM SCADA /SECSYS | ILCP-CP-WL60. | P301 | INSV | INST | HUSSAARM | H |  |  | SCADA ALARM |  | AW | Y | BURGLAR ALARM SCADA |  |  | Maint Look Functional Location | Ops Look Functional Location
5019822 | UNKNOWN | WL54 BURGLAR ALARM SCADA /SECSYS | ILCP-CP-WL54. | P301 | INSV | INST | HUSSAARM | H |  |  | SCADA ALARM |  | AW | Y | BURGLAR ALARM SCADA |  |  | Maint Look Functional Location | Ops Look Functional Location
5019912 | UNKNOWN | MKTST-BTR BURGLAR ALARM SCADA /SECSYS | ILCP-CP-MKTST-BTR. | P301 | INSV | INST | HUSSAARM | H |  |  | SCADA ALARM |  | AW | Y | BURGLAR ALARM SCADA |  |  | Maint Look Functional Location | Ops Look Functional Location
5019910 | UNKNOWN | MKTST-TNK BURGLAR ALARM SCADA /SECSYS | ILCP-CP-MKTST-TNK. | P301 | INSV | INST | HUSSAARM | H |  |  | SCADA ALARM |  | AW | Y | BURGLAR ALARM SCADA |  |  | Maint Look Functional Location | Ops Look Functional Location
5019908 | UNKNOWN | MKTST FENCING /SECSYS | ILCP-CP-MKTST | P301 | INSV | INST | HUSSAARM | H |  |  | OTHER |  | AW | Y | FENCING |  |  | Maint Look Functional Location | Ops Look Functional Location
5019906 | UNKNOWN | PESOPRV FENCING /SECSYS | ILCP-PS-PESOP | P301 | INSV | INST | HUSSAARM | H |  |  | OTHER |  | AW | Y | FENCING |  |  | Maint Look Functional Location | Ops Look Functional Location
5019905 | UNKNOWN | PESO-TNK BURGLAR ALARM SCADA /SECSYS | ILCP-PS-PESO.-TNK. | P301 | INSV | INST | HUSSAARM | H |  |  | SCADA ALARM |  | AW | Y | BURGLAR ALARM SCADA |  |  | Maint Look Functional Location | Ops Look Functional Location
5019904 | UNKNOWN | PESO BURGLAR ALARM SCADA /SECSYS | ILCP-PS-PESO. | P301 | INSV | INST | HUSSAARM | H |  |  | SCADA ALARM |  | AW | Y | BURGLAR ALARM SCADA |  |  | Maint Look Functional Location | Ops Look Functional Location
5019902 | UNKNOWN | WL73 BURGLAR ALARM SCADA /SECSYS | ILCP-CP-WL73. | P301 | INSV | INST | HUSSAARM | H |  |  | SCADA ALARM |  | AW | Y | BURGLAR ALARM SCADA |  |  | Maint Look Functional Location | Ops Look Functional Location
5019900 | UNKNOWN | WL72 BURGLAR ALARM SCADA /SECSYS | ILCP-CP-WL72. | P301 | INSV | INST | HUSSAARM | H |  |  | SCADA ALARM |  | AW | Y | BURGLAR ALARM SCADA |  |  | Maint Look Functional Location | Ops Look Functional Location
5019898 | UNKNOWN | WL71 BURGLAR ALARM SCADA /SECSYS | ILCP-CP-WL71. | P301 | INSV | INST | HUSSAARM | H |  |  | SCADA ALARM |  | AW | Y | BURGLAR ALARM SCADA |  |  | Maint Look Functional Location | Ops Look Functional Location
5019896 | UNKNOWN | WL70 BURGLAR ALARM SCADA /SECSYS | ILCP-CP-WL70. | P301 | INSV | INST | HUSSAARM | H |  |  | SCADA ALARM |  | AW | Y | BURGLAR ALARM SCADA |  |  | Maint Look Functional Location | Ops Look Functional Location
5019894 | UNKNOWN | WL69 BURGLAR ALARM SCADA /SECSYS | ILCP-CP-WL69. | P301 | INSV | INST | HUSSAARM | H |  |  | SCADA ALARM |  | AW | Y | BURGLAR ALARM SCADA |  |  | Maint Look Functional Location | Ops Look Functional Location
5019892 | UNKNOWN | WL68 BURGLAR ALARM SCADA /SECSYS | ILCP-CP-WL68. | P301 | INSV | INST | HUSSAARM | H |  |  | SCADA ALARM |  | AW | Y | BURGLAR ALARM SCADA |  |  | Maint Look Functional Location | Ops Look Functional Location
5019890 | UNKNOWN | STJOPRV FENCING /SECSYS | ILCP-SJ-STJOP | P301 | INSV | INST | HUSSAARM | H |  |  | OTHER |  | AW | Y | FENCING |  |  | Maint Look Functional Location | Ops Look Functional Location
5019888 | ADT | BRAD-MNB CARD ACCESS /SECSYS | ILCP-CP-BRAD.-MNB. | P301 | INSV | INST | HUSSAARM | H |  |  | OTHER |  | AW | Y | CARD ACCESS |  |  | Maint Look Functional Location | Ops Look Functional Location
5019887 | ADT | BRAD-WCM CARD ACCESS /SECSYS | ILCP-CP-BRAD.-WCM. | P301 | INSV | INST | HUSSAARM | H |  |  | OTHER |  | AW | Y | CARD ACCESS |  |  | Maint Look Functional Location | Ops Look Functional Location
5019885 | ADT | BRAD-LGN VIDEO /SECSYS | ILCP-CP-BRAD.-LGN. | P301 | INSV | INST | HUSSAARM | H |  |  | OTHER |  | AW | Y | VIDEO |  |  | Maint Look Functional Location | Ops Look Functional Location
5019883 | ADT | BRAD-WWD VIDEO /SECSYS | ILCP-CP-BRAD.-WWD. | P301 | INSV | INST | HUSSAARM | H |  |  | OTHER |  | AW | Y | VIDEO |  |  | Maint Look Functional Location | Ops Look Functional Location
5019882 | UNKNOWN | BRAD-SOL BURGLAR ALARM SCADA /SECSYS | ILCP-CP-BRAD.-SOL. | P301 | INSV | INST | HUSSAARM | H |  |  | SCADA ALARM |  | AW | Y | BURGLAR ALARM SCADA |  |  | Maint Look Functional Location | Ops Look Functional Location
5019880 | ADT | BRAD-SCW VIDEO /SECSYS | ILCP-CP-BRAD.-SCW. | P301 | INSV | INST | HUSSAARM | H |  |  | OTHER |  | AW | Y | VIDEO |  |  | Maint Look Functional Location | Ops Look Functional Location
5019878 | ADT | BRAD-NCW VIDEO /SECSYS | ILCP-CP-BRAD.-NCW. | P301 | INSV | INST | HUSSAARM | H |  |  | OTHER |  | AW | Y | VIDEO |  |  | Maint Look Functional Location | Ops Look Functional Location
5019876 | ADT | BRAD-RCB VIDEO /SECSYS | ILCP-CP-BRAD.-RCB. | P301 | INSV | INST | HUSSAARM | H |  |  | OTHER |  | AW | Y | VIDEO |  |  | Maint Look Functional Location | Ops Look Functional Location
5019874 | ADT | BRAD-WMB VIDEO /SECSYS | ILCP-CP-BRAD.-WMB. | P301 | INSV | INST | HUSSAARM | H |  |  | OTHER |  | AW | Y | VIDEO |  |  | Maint Look Functional Location | Ops Look Functional Location
5019873 | ADT | BRAD-WCB VIDEO /SECSYS | ILCP-CP-BRAD.-WCB. | P301 | INSV | INST | HUSSAARM | H |  |  | OTHER |  | AW | Y | VIDEO |  |  | Maint Look Functional Location | Ops Look Functional Location
5019871 | ADT | BRAD-EMB VIDEO /SECSYS | ILCP-CP-BRAD.-EMB. | P301 | INSV | INST | HUSSAARM | H |  |  | OTHER |  | AW | Y | VIDEO |  |  | Maint Look Functional Location | Ops Look Functional Location
5019869 | ADT | BRAD-ECB VIDEO /SECSYS | ILCP-CP-BRAD.-ECB. | P301 | INSV | INST | HUSSAARM | H |  |  | OTHER |  | AW | Y | VIDEO |  |  | Maint Look Functional Location | Ops Look Functional Location
5019820 | UNKNOWN | WL58 BURGLAR ALARM SCADA /SECSYS | ILCP-CP-WL58. | P301 | INSV | INST | HUSSAARM | H |  |  | SCADA ALARM |  | AW | Y | BURGLAR ALARM SCADA |  |  | Maint Look Functional Location | Ops Look Functional Location
5019784 | ADT | MATS-E8M VIDEO /SECSYS | ILCP-CP-MATS.-E8M. | P301 | INSV | INST | HUSSAARM | H |  |  | OTHER |  | AW | Y | VIDEO |  |  | Maint Look Functional Location | Ops Look Functional Location
5019783 | ADT | MATS-E8P VIDEO /SECSYS | ILCP-CP-MATS.-E8P. | P301 | INSV | INST | HUSSAARM | H |  |  | OTHER |  | AW | Y | VIDEO |  |  | Maint Look Functional Location | Ops Look Functional Location
5019782 | ADT | MATS-WWF VIDEO /SECSYS | ILCP-CP-MATS.-WWF. | P301 | INSV | INST | HUSSAARM | H |  |  | OTHER |  | AW | Y | VIDEO |  |  | Maint Look Functional Location | Ops Look Functional Location
5019781 | ADT | MATS-WEF VIDEO /SECSYS | ILCP-CP-MATS.-WEF. | P301 | INSV | INST | HUSSAARM | H |  |  | OTHER |  | AW | Y | VIDEO |  |  | Maint Look Functional Location | Ops Look Functional Location
5019780 | ADT | MATS-FBW CARD ACCESS /SECSYS | ILCP-CP-MATS.-FBW. | P301 | INSV | INST | HUSSAARM | H |  |  | OTHER |  | AW | Y | CARD ACCESS |  |  | Maint Look Functional Location | Ops Look Functional Location
5019779 | ADT | MATS-W8C VIDEO /SECSYS | ILCP-CP-MATS.-W8C. | P301 | INSV | INST | HUSSAARM | H |  |  | OTHER |  | AW | Y | VIDEO |  |  | Maint Look Functional Location | Ops Look Functional Location
5019778 | ADT | MATS-W8P VIDEO /SECSYS | ILCP-CP-MATS.-W8P. | P301 | INSV | INST | HUSSAARM | H |  |  | OTHER |  | AW | Y | VIDEO |  |  | Maint Look Functional Location | Ops Look Functional Location
5019777 | UNKNOWN | MATS-W56 FENCING /SECSYS | ILCP-CP-MATS.-W56. | P301 | INSV | INST | HUSSAARM | H |  |  | OTHER |  | AW | Y | FENCING |  |  | Maint Look Functional Location | Ops Look Functional Location
5019776 | ADT | MATS-CEM CARD ACCESS /SECSYS | ILCP-CP-MATS.-CEM. | P301 | INSV | INST | HUSSAARM | H |  |  | OTHER |  | AW | Y | CARD ACCESS |  |  | Maint Look Functional Location | Ops Look Functional Location
5019775 | ADT | MATS CARD ACCESS /SECSYS | ILCP-CP-MATS. | P301 | INSV | INST | HUSSAARM | H |  |  | OTHER |  | AW | Y | CARD ACCESS |  |  | Maint Look Functional Location | Ops Look Functional Location
5019774 | ADT | LINC-BWB CARD ACCESS /SECSYS | ILCP-UR-LINC.-BWB. | P301 | REMV | INAC INST | HUSSAARM | H |  |  | OTHER |  | AW | Y | CARD ACCESS |  |  | Maint Look Functional Location | Ops Look Functional Location
5019773 | UNKNOWN | LINC-SCW FENCING /SECSYS | ILCP-UR-LINC.-SCW. | P301 | REMV | INAC INST | HUSSAARM | H |  |  | OTHER |  | AW | Y | FENCING |  |  | Maint Look Functional Location | Ops Look Functional Location
5019772 | UNKNOWN | LINC-NCW FENCING /SECSYS | ILCP-UR-LINC.-NCW. | P301 | REMV | INAC INST | HUSSAARM | H |  |  | OTHER |  | AW | Y | FENCING |  |  | Maint Look Functional Location | Ops Look Functional Location
5019771 | ADT | LINC-DB CARD ACCESS /SECSYS | ILCP-UR-LINC.-DB.. | P301 | REMV | INAC INST | HUSSAARM | H |  |  | OTHER |  | AW | Y | CARD ACCESS |  |  | Maint Look Functional Location | Ops Look Functional Location
5019770 | ADT | LINC-F12 CARD ACCESS /SECSYS | ILCP-UR-LINC.-F12. | P301 | REMV | INAC INST | HUSSAARM | H |  |  | OTHER |  | AW | Y | CARD ACCESS |  |  | Maint Look Functional Location | Ops Look Functional Location
5019769 | ADT | LINC-F11 CARD ACCESS /SECSYS | ILCP-UR-LINC.-F11. | P301 | REMV | INAC INST | HUSSAARM | H |  |  | OTHER |  | AW | Y | CARD ACCESS |  |  | Maint Look Functional Location | Ops Look Functional Location
5019768 | ADT | LINC-F10 CARD ACCESS /SECSYS | ILCP-UR-LINC.-F10. | P301 | REMV | INAC INST | HUSSAARM | H |  |  | OTHER |  | AW | Y | CARD ACCESS |  |  | Maint Look Functional Location | Ops Look Functional Location
5019767 | ADT | LINC-WMB CARD ACCESS /SECSYS | ILCP-UR-LINC.-WMB. | P301 | REMV | INAC INST | HUSSAARM | H |  |  | OTHER |  | AW | Y | CARD ACCESS |  |  | Maint Look Functional Location | Ops Look Functional Location
5019766 | ADT | LINC-WSB CARD ACCESS /SECSYS | ILCP-UR-LINC.-WSB. | P301 | REMV | INAC INST | HUSSAARM | H |  |  | OTHER |  | AW | Y | CARD ACCESS |  |  | Maint Look Functional Location | Ops Look Functional Location
5019765 | ADT | LINC-WCB CARD ACCESS /SECSYS | ILCP-UR-LINC.-WCB. | P301 | REMV | INAC INST | HUSSAARM | H |  |  | OTHER |  | AW | Y | CARD ACCESS |  |  | Maint Look Functional Location | Ops Look Functional Location
5019764 | ADT | LINC-EMB CARD ACCESS /SECSYS | ILCP-UR-LINC.-EMB. | P301 | REMV | INAC INST | HUSSAARM | H |  |  | OTHER |  | AW | Y | CARD ACCESS |  |  | Maint Look Functional Location | Ops Look Functional Location
5019763 | ADT | LINC-ESB CARD ACCESS /SECSYS | ILCP-UR-LINC.-ESB. | P301 | REMV | INAC INST | HUSSAARM | H |  |  | OTHER |  | AW | Y | CARD ACCESS |  |  | Maint Look Functional Location | Ops Look Functional Location
5019762 | ADT | LINC-ECB CARD ACCESS /SECSYS | ILCP-UR-LINC.-ECB. | P301 | REMV | INAC INST | HUSSAARM | H |  |  | OTHER |  | AW | Y | CARD ACCESS |  |  | Maint Look Functional Location | Ops Look Functional Location
5019761 | ADT | LINC-FB CARD ACCESS /SECSYS | ILCP-UR-LINC.-FB.. | P301 | REMV | INAC INST | HUSSAARM | H |  |  | OTHER |  | AW | Y | CARD ACCESS |  |  | Maint Look Functional Location | Ops Look Functional Location
5019760 | ADT | LINC CARD ACCESS /SECSYS | ILCP-UR-LINC. | P301 | REMV | INAC INST | HUSSAARM | H |  |  | OTHER | Y | AW | Y | CARD ACCESS |  |  | Maint Look Functional Location | Ops Look Functional Location
5019818 | UNKNOWN | PHLO FENCING /SECSYS | ILCP-UR-PHLO. | P301 | INSV | INST | HUSSAARM | H |  |  | OTHER |  | AW | Y | FENCING |  |  | Maint Look Functional Location | Ops Look Functional Location
5019817 | UNKNOWN | R150 BURGLAR ALARM SCADA /SECSYS | ILCP-CP-R150. | P301 | INSV | INST | HUSSAARM | H |  |  | SCADA ALARM |  | AW | Y | BURGLAR ALARM SCADA |  |  | Maint Look Functional Location | Ops Look Functional Location
5019816 | UNKNOWN | NEIL-STK BURGLAR ALARM SCADA /SECSYS | ILCP-CP-NEIL.-STK. | P301 | INSV | INST | HUSSAARM | H |  |  | SCADA ALARM |  | AW | Y | BURGLAR ALARM SCADA |  |  | Maint Look Functional Location | Ops Look Functional Location
5019814 | UNKNOWN | NEIL-CL2 BURGLAR ALARM SCADA /SECSYS | ILCP-CP-NEIL.-CL2. | P301 | INSV | INST | HUSSAARM | H |  |  | SCADA ALARM |  | AW | Y | BURGLAR ALARM SCADA |  |  | Maint Look Functional Location | Ops Look Functional Location
5019812 | UNKNOWN | NEIL-BTR BURGLAR ALARM SCADA /SECSYS | ILCP-CP-NEIL.-BTR. | P301 | INSV | INST | HUSSAARM | H |  |  | SCADA ALARM |  | AW | Y | BURGLAR ALARM SCADA |  |  | Maint Look Functional Location | Ops Look Functional Location
5019809 | UNKNOWN | NEIL-NTK BURGLAR ALARM SCADA /SECSYS | ILCP-CP-NEIL.-NTK. | P301 | INSV | INST | HUSSAARM | H |  |  | SCADA ALARM |  | AW | Y | BURGLAR ALARM SCADA |  |  | Maint Look Functional Location | Ops Look Functional Location
5019807 | UNKNOWN | NEIL FENCING /SECSYS | ILCP-CP-NEIL. | P301 | INSV | INST | HUSSAARM | H |  |  | OTHER |  | AW | Y | FENCING |  |  | Maint Look Functional Location | Ops Look Functional Location
5019805 | UNKNOWN | STJO-BTR BURGLAR ALARM SCADA /SECSYS | ILCP-SJ-STJO.-BTR. | P301 | INSV | INST | HUSSAARM | H |  |  | SCADA ALARM |  | AW | Y | BURGLAR ALARM SCADA |  |  | Maint Look Functional Location | Ops Look Functional Location
5019804 | UNKNOWN | STJO-TNK BURGLAR ALARM SCADA /SECSYS | ILCP-SJ-STJO.-TNK. | P301 | INSV | INST | HUSSAARM | H |  |  | SCADA ALARM |  | AW | Y | BURGLAR ALARM SCADA |  |  | Maint Look Functional Location | Ops Look Functional Location
5019802 | UNKNOWN | STJO-CL2 BURGLAR ALARM SCADA /SECSYS | ILCP-SJ-STJO.-CL2. | P301 | INSV | INST | HUSSAARM | H |  |  | SCADA ALARM |  | AW | Y | BURGLAR ALARM SCADA |  |  | Maint Look Functional Location | Ops Look Functional Location
5019800 | UNKNOWN | STJO FENCING /SECSYS | ILCP-SJ-STJO. | P301 | INSV | INST | HUSSAARM | H |  |  | OTHER |  | AW | Y | FENCING |  |  | Maint Look Functional Location | Ops Look Functional Location
5019798 | UNKNOWN | URBNA-TNK BURGLAR ALARM SCADA /SECSYS | ILCP-UR-URBNA-TNK. | P301 | INSV | INST | HUSSAARM | H |  |  | SCADA ALARM |  | AW | Y | BURGLAR ALARM SCADA |  |  | Maint Look Functional Location | Ops Look Functional Location
5019797 | UNKNOWN | URBNA-CL2 BURGLAR ALARM SCADA /SECSYS | ILCP-UR-URBNA-CL2. | P301 | INSV | INST | HUSSAARM | H |  |  | SCADA ALARM |  | AW | Y | BURGLAR ALARM SCADA |  |  | Maint Look Functional Location | Ops Look Functional Location
5019796 | UNKNOWN | URBNA-BTR BURGLAR ALARM SCADA /SECSYS | ILCP-UR-URBNA-BTR. | P301 | INSV | INST | HUSSAARM | H |  |  | SCADA ALARM |  | AW | Y | BURGLAR ALARM SCADA |  |  | Maint Look Functional Location | Ops Look Functional Location
5019795 | UNKNOWN | URBNA FENCING /SECSYS | ILCP-UR-URBNA | P301 | INSV | INST | HUSSAARM | H |  |  | OTHER |  | AW | Y | FENCING |  |  | Maint Look Functional Location | Ops Look Functional Location
5019794 | UNKNOWN | STDP-BTR BURGLAR ALARM SCADA /SECSYS | ILCP-CP-STDP.-BTR. | P301 | INSV | INST | HUSSAARM | H |  |  | SCADA ALARM |  | AW | Y | BURGLAR ALARM SCADA |  |  | Maint Look Functional Location | Ops Look Functional Location
5019793 | UNKNOWN | STDP-STD BURGLAR ALARM SCADA /SECSYS | ILCP-CP-STDP.-STD. | P301 | INSV | INST | HUSSAARM | H |  |  | SCADA ALARM |  | AW | Y | BURGLAR ALARM SCADA |  |  | Maint Look Functional Location | Ops Look Functional Location
5019792 | UNKNOWN | STDP FENCING /SECSYS | ILCP-CP-STDP. | P301 | INSV | INST | HUSSAARM | H |  |  | OTHER |  | AW | Y | FENCING |  |  | Maint Look Functional Location | Ops Look Functional Location
5019791 | UNKNOWN | TLNO-TNK BURGLAR ALARM SCADA /SECSYS | ILCP-TO-TLNO.-TNK. | P301 | INSV | INST | HUSSAARM | H |  |  | SCADA ALARM |  | AW | Y | BURGLAR ALARM SCADA |  |  | Maint Look Functional Location | Ops Look Functional Location
5019790 | UNKNOWN | TLNO-BTR BURGLAR ALARM SCADA /SECSYS | ILCP-TO-TLNO.-BTR. | P301 | INSV | INST | HUSSAARM | H |  |  | SCADA ALARM |  | AW | Y | BURGLAR ALARM SCADA |  |  | Maint Look Functional Location | Ops Look Functional Location
5019789 | UNKNOWN | TLNO FENCING /SECSYS | ILCP-TO-TLNO. | P301 | INSV | INST | HUSSAARM | H |  |  | OTHER |  | AW | Y | FENCING |  |  | Maint Look Functional Location | Ops Look Functional Location
5019788 | ADT | MATS-EWF VIDEO /SECSYS | ILCP-CP-MATS.-EWF. | P301 | INSV | INST | HUSSAARM | H |  |  | OTHER |  | AW | Y | VIDEO |  |  | Maint Look Functional Location | Ops Look Functional Location
5019787 | ADT | MATS-EEF VIDEO /SECSYS | ILCP-CP-MATS.-EEF. | P301 | INSV | INST | HUSSAARM | H |  |  | OTHER |  | AW | Y | VIDEO |  |  | Maint Look Functional Location | Ops Look Functional Location
5019786 | ADT | MATS-FBE CARD ACCESS /SECSYS | ILCP-CP-MATS.-FBE. | P301 | INSV | INST | HUSSAARM | H |  |  | OTHER |  | AW | Y | CARD ACCESS |  |  | Maint Look Functional Location | Ops Look Functional Location
5019785 | ADT | MATS-E8S VIDEO /SECSYS | ILCP-CP-MATS.-E8S. | P301 | INSV | INST | HUSSAARM | H |  |  | OTHER |  | AW | Y | VIDEO |  |  | Maint Look Functional Location | Ops Look Functional Location

## CLASS-SERVR
Equipment | Manufacturer | Description | Functional Loc. | Planning plant | User status | System status | Created by | ABC indic. | ManufSerialNo. | Model number | Application | HMI Software | Network Scheme | Operating System | Owned By | RAID | RAM Memory | Server Type | Software License# | Special Mtn Note | Special Mtn Note Det | Standby Power Type | NARUC Maintenance Ac | NARUC Operations Acc | Special Mtn Note | Special Mtn Note Det
5107084 | DELL | DRWTP IFIX TERMINAL /SERVR | NJBC-BU-DRWTP | P203 | INSV | INST | HUSSAARM | H | 33B9QM1 | POWER EDGE2970 |  | INTELLUTION IFIX | SCADA DOMAIN | OTHER | AW | 1 | 4.00 GB | SERVR* | 200073124 |  |  | UPS | Maint Look Functional Location | Ops Look Functional Location
5107086 | UNKNOWN | DRWTP PLANT SCADA /SERVR | NJBC-BU-DRWTP | P203 | INSV | INST | HUSSAARM | H | F95BQM1 | R300 |  | INTELLUTION IFIX | SCADA DOMAIN | OTHER | AW | 1 | 4.00 GB | SERVR* | 100232600 |  |  | UPS | Maint Look Functional Location | Ops Look Functional Location
5107087 | DELL | DRWTP IFIX GROUND WATER SCADA /SERVR | NJBC-BU-DRWTP | P203 | INSV | INST | HUSSAARM | H | 4G3MRL1 | R300 |  | INTELLUTION IFIX | SCADA DOMAIN | OTHER | AW | 1 | 4.00 GB | SERVR* | 200084413 |  |  | UPS | Maint Look Functional Location | Ops Look Functional Location
5107089 | DELL | DRWTP ENTERPRISE HISTORIAN /SERVR | NJBC-BU-DRWTP | P203 | INSV | INST | HUSSAARM | H |  | R300 | DATA STORAGE | INTELLUTION IFIX | STANDALONE | OTHER | AW | 1 | 4.00 GB | SERVR* | 100081432 |  |  | UPS | Maint Look Functional Location | Ops Look Functional Location

## CLASS-SVLV
Equipment | Manufacturer | Description | Functional Loc. | Planning plant | User status | System status | Created by | ABC indic. | ManufSerialNo. | Model number | Actuator Type | Application | Book Page | Bypass Valve? | Dependency Driver 1 | Dependency Driver 2 | GEOACCURACY GIS-DATA | Gear Type | Historical ID | Installation WO# | Joint Type | Map Page | Normal Position | Normal Sys Pressure | Number of Turns | On SCADA? | Open Direction | Operating Nut Type | Owned By | Pipe / Channel Size | Pipe Material | Pressure Class | Pressure Zone | Pressure Zone HGL | Sketch # | Special Mtn Note | Special Mtn Note Det | Street Valve Type | Subdivision | Surface Cover | Surface Cover Loc Ty | Torque Limit | VLV Access Type | Vlv-Depth to Top of | Vlv-Oper Nut Size | Vlv-Seat Type | Vlv-Special V-Box Ma | Vlv-Top Valve Nut De | Vlv-Valve Box Markin | Vlv-Valve Size | Vlv-Valve Type | NARUC Maintenance Ac | NARUC Operations Acc | Special Mtn Note | Special Mtn Note Det
10302570 | UNKNOWN | Z1-WS04342 STREET/VALVE | ILWS-Z1-VALVE-001P | P313 | INSV | INST | HUSSAARM | H |  |  | MANUAL | DISTRIBUTION IN GRID |  | N | BURIED ASSET |  |  | NON RISING STEM | WS04342 |  | XX |  | OPEN | 0 PSI | 36.00 TN |  | LEFT | SQUARE | AW | 12 | DI | XX | [5 empty] | DIST (M) |  | GRASS | XX |  | VAULT | XX | 2 | RESILIENT |  |  |  | 10 | GATE | Maint Trans & Dist (T&D) | Ops Trans & Dist
10289841 | UNKNOWN | Z1 - WSSV04275 STREET/VALVE | ILWS-Z1-VALVE-001P | P313 | INSV | INST | HUSSAARM | H |  |  | MANUAL | DISTRIBUTION IN GRID |  | N | BURIED ASSET |  |  | NON RISING STEM | VB4275 |  | MJ |  | CLOSED | 0 PSI | 36.00 TN |  | LEFT | SQUARE | AW | 16 | DI | XX | [5 empty] | DIST (M) |  | ASPHALT | DRIVEWAY |  | VAULT | XX | 2 | RESILIENT |  |  |  | 16 | BUTTERFLY | Maint Trans & Dist (T&D) | Ops Trans & Dist
10284972 | UNKNOWN | Z1-LRE00029 STREET/VALVE | ILLE-Z1-VALVE-001P | P313 | INSV | INST | HUSSAARM | H |  |  | MANUAL | DISTRIBUTION IN GRID |  | N | BURIED ASSET |  |  | NON RISING STEM |  |  | XX |  | OPEN | 0 PSI | 24.00 TN |  | LEFT | SQUARE | AW | 8 | DI | XX | [5 empty] | DIST (M) |  | GRASS | XX |  | XX | XX | 2 | RESILIENT |  |  |  | 8 | GATE | Maint Trans & Dist (T&D) | Ops Trans & Dist
10277624 | UNKNOWN | Z1-RG00001 STREET/VALVE | ILRG-Z1-VALVE-001P | P313 | OOS | DLFL INAC INST | HUSSAARM | H |  |  | MANUAL | DISTRIBUTION IN GRID |  | N | BURIED ASSET |  |  | NON RISING STEM |  |  | XX |  | OPEN |  | 12.00 TN |  | LEFT | SQUARE | AW | 4 | CI | XX | [5 empty] | DIST (M) |  | ASPHALT | DRIVEWAY |  | VALVE BOX | XX | 2 | CAST IRON |  |  |  | 4 | GATE | Maint Trans & Dist (T&D) | Ops Trans & Dist
10245882 | UNKNOWN | Z1-WS01938 STREET/VALVE | ILWS-Z1-VALVE-001P | P313 | INSV | INST | HUSSAARM | H |  |  | MANUAL | DISTRIBUTION IN GRID |  | N | BURIED ASSET |  |  | NON RISING STEM | VB1938 |  | MJ |  | OPEN | 0 PSI | 36.00 TN |  | LEFT | SQUARE | AW | 16 | DI | XX | [5 empty] | DIST (M) |  | GRASS | XX |  | VAULT | 4 | 2 | CAST IRON |  |  |  | 16 | BUTTERFLY | Maint Trans & Dist (T&D) | Ops Trans & Dist
10239852 | UNKNOWN | Z1-WS01792 STREET/VALVE | ILWS-Z1-VALVE-001P | P313 | OOS | DLFL INAC INST | HUSSAARM | H |  |  | MANUAL | DISTRIBUTION IN GRID |  | N | BURIED ASSET |  |  | NON RISING STEM | WS01792 |  | XX |  | CLOSED | 0 PSI | 24.00 TN |  | LEFT | SQUARE | AW | 8 | DI | XX | [5 empty] | DIST (M) |  | GRASS | XX |  | VAULT | 10 | 2 | CAST IRON |  |  |  | 8 | GATE | Maint Trans & Dist (T&D) | Ops Trans & Dist
10239770 | UNKNOWN | Z1-WSSV01765 STREET/VALVE | ILWS-Z1-VALVE-001P | P313 | INSV | INST | HUSSAARM | H |  |  | MANUAL | DISTRIBUTION IN GRID |  | N | BURIED ASSET |  |  | NON RISING STEM | WS01765 |  | XX |  | OPEN | 0 PSI | 36.00 TN |  | LEFT | SQUARE | AW | 12 | DI | XX | [5 empty] | DIST (M) |  | GRASS | XX |  | VAULT | 4 | 2 | CAST IRON |  |  |  | 8 | GATE | Maint Trans & Dist (T&D) | Ops Trans & Dist
10239142 | UNKNOWN | Z1 - CSSV00009 STREET/VALVE | ILCS-Z1-VALVE-001P | P313 | INSV | INST | HUSSAARM | H |  |  | MANUAL | DISTRIBUTION IN GRID |  | N | BURIED ASSET |  |  | NON RISING STEM |  |  | XX |  | OPEN | 0 PSI | 30.00 TN |  | LEFT | SQUARE | AW | 10 | DI | XX | [5 empty] | DIST (M) |  | GRASS | UNPAVED |  | XX | XX | 2 | RESILIENT |  |  |  | 10 | GATE | Maint Trans & Dist (T&D) | Ops Trans & Dist
10239047 | UNKNOWN | Z1-CSHV00006 HYD AUX/VALVE | ILCS-Z1-HYDRT-001P | P313 | INSV | INST | HUSSAARM | M |  |  | MANUAL | HYD AUX |  | N | BURIED ASSET |  |  | NON RISING STEM |  |  | XX |  | OPEN |  | 18.00 TN | N | LEFT | SQUARE | AW | 10 | DI | XX | [5 empty] | HYD AUX (M) | JOLIET | GRASS | XX |  | XX | XX | 2 | RESILIENT |  |  |  | 6 | GATE | Maint Trans & Dist (T&D) | Ops Trans & Dist
10233888 | UNKNOWN | Z1-WS01613 STREET/VALVE | ILWS-Z1-VALVE-001P | P313 | INSV | INST | HUSSAARM | H |  |  | MANUAL | DISTRIBUTION IN GRID |  | N | BURIED ASSET |  |  | NON RISING STEM | WS01613 |  | XX |  | OPEN | 0 PSI | 36.00 TN |  | LEFT | SQUARE | AW | 12 | DI | XX | [5 empty] | DIST (M) |  | ASPHALT | DRIVEWAY |  | VAULT | 3.5 | 2 | CAST IRON |  |  |  | 12 | GATE | Maint Trans & Dist (T&D) | Ops Trans & Dist
10227651 | UNKNOWN | Z1-TC10001A HYD AUX/VALVE | ILTC-Z1-HYDRT-001P | P313 | INSV | INST | HUSSAARM | M |  |  | MANUAL | HYD AUX |  | N | BURIED ASSET |  |  | NON RISING STEM |  |  | XX |  | XX | 0 PSI | 18.00 TN |  | LEFT | SQUARE | AW | 8 | PVC | 150 | [5 empty] | HYD AUX (M) |  | SOIL | OTHER |  | VALVE BOX | 3.5 | 2 |  |  |  |  | 6 | GATE | Maint Trans & Dist (T&D) | Ops Trans & Dist
10216706 | UNKNOWN | Z1-WY00158 STREET/VALVE | ILWA-Z1-VALVE-001P | P313 | INSV | INST | HUSSAARM | H |  |  | MANUAL | DISTRIBUTION IN GRID |  | N | BURIED ASSET |  |  | NON RISING STEM |  |  | XX |  | OPEN | 0 PSI | 24.00 TN |  | LEFT | SQUARE | AW | 8 | CI | XX | [5 empty] | DIST (M) |  | GRASS | XX |  | XX | XX | 2 | CAST IRON |  |  |  | 8 | GATE | Maint Trans & Dist (T&D) | Ops Trans & Dist
10211250 | UNKNOWN | Z1-WY00138 STREET/VALVE | ILWA-Z1-VALVE-001P | P313 | INSV | INST | HUSSAARM | H |  |  | MANUAL | DISTRIBUTION IN GRID |  | N | BURIED ASSET |  |  | NON RISING STEM |  |  | XX |  | OPEN | 0 PSI | 24.00 TN |  | LEFT | SQUARE | AW | 8 | CI | XX | [5 empty] | DIST (M) |  | GRASS | XX |  | XX | XX | 2 | CAST IRON |  |  |  | 8 | GATE | Maint Trans & Dist (T&D) | Ops Trans & Dist
10211212 | UNKNOWN | Z1-WY00137 STREET/VALVE | ILWA-Z1-VALVE-001P | P313 | INSV | INST | HUSSAARM | H |  |  | MANUAL | DISTRIBUTION IN GRID |  | N | BURIED ASSET |  |  | NON RISING STEM |  |  | XX |  | OPEN | 0 PSI | 24.00 TN |  | LEFT | SQUARE | AW | 8 | CI | XX | [5 empty] | DIST (M) |  | GRASS | XX |  | XX | XX | 2 | CAST IRON |  |  |  | 8 | GATE | Maint Trans & Dist (T&D) | Ops Trans & Dist
10211175 | UNKNOWN | Z1-WY00136 STREET/VALVE | ILWA-Z1-VALVE-001P | P313 | OOS | DLFL INAC INST | HUSSAARM | H |  |  | MANUAL | DISTRIBUTION IN GRID |  | N | BURIED ASSET |  |  | NON RISING STEM |  |  | XX |  | OPEN |  | 24.00 TN |  | LEFT | SQUARE | AW | 8 | CI | XX | [5 empty] | DIST (M) |  | GRASS | XX |  | XX | XX | 2 | CAST IRON |  |  |  | 8 | GATE | Maint Trans & Dist (T&D) | Ops Trans & Dist
10211137 | UNKNOWN | Z1-WY00135 STREET/VALVE | ILWA-Z1-VALVE-001P | P313 | OOS | DLFL INAC INST | HUSSAARM | H |  |  | MANUAL | DISTRIBUTION IN GRID |  | N | BURIED ASSET |  |  | NON RISING STEM |  |  | XX |  | OPEN |  | 24.00 TN |  | LEFT | SQUARE | AW | 8 | CI | XX | [5 empty] | DIST (M) |  | GRASS | XX |  | XX | XX | 2 | CAST IRON |  |  |  | 8 | GATE | Maint Trans & Dist (T&D) | Ops Trans & Dist
10211100 | UNKNOWN | Z1-WY00134 STREET/VALVE | ILWA-Z1-VALVE-001P | P313 | INSV | INST | HUSSAARM | H |  |  | MANUAL | DISTRIBUTION IN GRID |  | N | BURIED ASSET |  |  | NON RISING STEM |  |  | XX |  | OPEN | 0 PSI | 18.00 TN |  | LEFT | SQUARE | AW | 6 | CI | XX | [5 empty] | DIST (M) |  | GRASS | XX |  | XX | XX | 2 | CAST IRON |  |  |  | 8 | GATE | Maint Trans & Dist (T&D) | Ops Trans & Dist
10205868 | UNKNOWN | Z1-CSU00084 STREET/VALVE | ILCH-Z1-VALVE-001P | P313 | INSV | INST | HUSSAARM | H |  |  | MANUAL | DISTRIBUTION IN GRID |  | N | BURIED ASSET |  |  | NON RISING STEM |  |  | FLANGED |  | OPEN | 0 PSI | 999.00 TN |  | LEFT | SQUARE | AW | XX | DI | XX | [5 empty] | DIST (M) |  | GRASS | XX |  | XX | XX | 2 | RESILIENT |  |  |  | 6 | GATE | Maint Trans & Dist (T&D) | Ops Trans & Dist
10205852 | UNKNOWN | Z1-CSU00715 STREET/VALVE | ILCH-Z1-VALVE-001P | P313 | INSV | INST | HUSSAARM | M |  |  | ELECTRIC | DISTRIBUTION IN GRID |  | N | BURIED ASSET |  |  | WORM |  |  | FLANGED |  | OPEN |  | 999.00 TN |  | LEFT | SQUARE | AW | XX | DI | XX | [5 empty] | DIST (A) |  | GRASS | XX |  | XX | XX | 2 | RESILIENT |  |  |  | 8 | GATE | Maint Trans & Dist (T&D) | Ops Trans & Dist
10205848 | UNKNOWN | Z1-CSU00592 STREET/VALVE | ILCH-Z1-VALVE-001P | P313 | INSV | INST | HUSSAARM | M |  |  | MANUAL | DIST DEAD END |  | N | BURIED ASSET |  |  | NON RISING STEM |  |  | FLANGED |  | OPEN | 0 PSI | 999.00 TN |  | LEFT | SQUARE | AW | 6 | DI | XX | [5 empty] | DIST (M) |  | GRASS | XX |  | XX | XX | 2 | RESILIENT |  |  |  | 6 | GATE | Maint Trans & Dist (T&D) | Ops Trans & Dist
10205785 | UNKNOWN | Z1 - CHCK00639 CHECK/VALVE | ILCH-Z1-VALVE-001P | P313 | INSV | INST | HUSSAARM | H |  |  |  | DISTRIBUTION IN GRID |  | N | BURIED ASSET | [5 empty] | FLANGED |  | OPEN | 0 PSI |  |  | XX |  | AW | 8 | DI | XX | [5 empty] | DIST (A) |  | GRASS | XX |  | XX | XX | [5 empty] | 8 | CHECK | Maint Trans & Dist (T&D) | Ops Trans & Dist
10205783 | UNKNOWN | Z1-CSU00638 STREET/VALVE | ILCH-Z1-VALVE-001P | P313 | INSV | INST | HUSSAARM | H |  |  | MANUAL | DISTRIBUTION IN GRID |  | N | BURIED ASSET |  |  | NON RISING STEM |  |  | FLANGED |  | OPEN | 0 PSI | 36.00 TN |  | LEFT | SQUARE | AW | XX | DI | XX | [5 empty] | DIST (M) |  | GRASS | XX |  | XX | XX | 2 | RESILIENT |  |  |  | 8 | GATE | Maint Trans & Dist (T&D) | Ops Trans & Dist
10205781 | UNKNOWN | Z1-CSU00637 STREET/VALVE | ILCH-Z1-VALVE-001P | P313 | INSV | INST | HUSSAARM | H |  |  | MANUAL | DISTRIBUTION IN GRID |  | N | BURIED ASSET |  |  | NON RISING STEM |  |  | FLANGED |  | OPEN | 0 PSI | 36.00 TN |  | LEFT | SQUARE | AW | 12 | DI | XX | [5 empty] | DIST (M) |  | GRASS | XX |  | VALVE BOX | XX | 2 | RESILIENT |  |  |  | 8 | GATE | Maint Trans & Dist (T&D) | Ops Trans & Dist
10205779 | UNKNOWN | Z1-CSU00636 STREET/VALVE | ILCH-Z1-VALVE-001P | P313 | INSV | INST | HUSSAARM | H |  |  | MANUAL | DISTRIBUTION IN GRID |  | N | BURIED ASSET |  |  | NON RISING STEM |  |  | FLANGED |  | CLOSED | 0 PSI | 36.00 TN |  | LEFT | SQUARE | AW | 12 | DI | XX | [5 empty] | DIST (M) |  | GRASS | XX |  | XX | XX | 2 | RESILIENT |  |  |  | 8 | GATE | Maint Trans & Dist (T&D) | Ops Trans & Dist
10200055 | UNKNOWN | Z1 - HTSV00809 STREET/VALVE | ILHT-Z1-VALVE-001P | P313 | INSV | INST | HUSSAARM | H |  |  | MANUAL | DISTRIBUTION IN GRID |  | XX | BURIED ASSET |  |  | NON RISING STEM |  |  | XX |  | OPEN | 0 PSI | 70.00 TN |  | LEFT | SQUARE | AW | 20 | DI | XX | [5 empty] | DIST (M) |  | ASPHALT | DRIVEWAY |  | VALVE BOX | XX | 2 | CAST IRON |  |  |  | 20 | GATE | Maint Trans & Dist (T&D) | Ops Trans & Dist
10194438 | UNKNOWN | Z1 - CHSV00396 STREET/VALVE | ILCH-Z1-VALVE-001P | P313 | INSV | INST | HUSSAARM | H |  |  | MANUAL | DISTRIBUTION IN GRID |  | N | BURIED ASSET |  |  | NON RISING STEM | VB396 |  | FLANGED |  | OPEN | 0 PSI | 36.00 TN |  | LEFT | SQUARE | AW | 24 | DI | XX | [5 empty] | DIST (M) |  | GRASS | XX |  | VAULT | XX | 2 | RESILIENT |  |  |  | 24 | GATE | Maint Trans & Dist (T&D) | Ops Trans & Dist
10194436 | UNKNOWN | Z1 - CHSV00395 STREET/VALVE | ILCH-Z1-VALVE-001P | P313 | INSV | INST | HUSSAARM | H |  |  | MANUAL | DIST DEAD END |  | N | BURIED ASSET |  |  | NON RISING STEM | VB395 |  | FLANGED |  | OPEN | 0 PSI | 36.00 TN |  | LEFT | SQUARE | AW | 24 | CI | XX | [5 empty] | DIST (M) |  | GRASS | XX |  | VAULT | XX | 2 | RESILIENT |  |  |  | 24 | BUTTERFLY | Maint Trans & Dist (T&D) | Ops Trans & Dist
10194434 | UNKNOWN | Z1-CSU00394 STREET/VALVE | ILCH-Z1-VALVE-001P | P313 | INSV | INST | HUSSAARM | H |  |  | MANUAL | DIST DEAD END |  | N | BURIED ASSET |  |  | NON RISING STEM |  |  | FLANGED |  | OPEN | 0 PSI | 30.00 TN |  | LEFT | SQUARE | AW | 10 | DI | XX | [5 empty] | DIST (M) |  | GRASS | XX |  | VAULT | XX | 2 | RESILIENT |  |  |  | 10 | GATE | Maint Trans & Dist (T&D) | Ops Trans & Dist
10194432 | UNKNOWN | Z1-CSU00393 STREET/VALVE | ILCH-Z1-VALVE-001P | P313 | INSV | INST | HUSSAARM | H |  |  | MANUAL | DISTRIBUTION IN GRID |  | N | BURIED ASSET |  |  | NON RISING STEM |  |  | FLANGED |  | OPEN | 0 PSI | 36.00 TN |  | LEFT | SQUARE | AW | 12 | DI | XX | [5 empty] | DIST (M) |  | GRASS | XX |  | VAULT | XX | 2 | RESILIENT |  |  |  | 12 | GATE | Maint Trans & Dist (T&D) | Ops Trans & Dist
10194203 | UNKNOWN | Z1-ARB00109 STREET/VALVE | ILAH-Z1-VALVE-001P | P313 | INSV | INST | HUSSAARM | H |  |  | MANUAL | DISTRIBUTION IN GRID |  | N | BURIED ASSET |  |  | NON RISING STEM |  |  | FLANGED |  | OPEN | 0 PSI | 36.00 TN |  | LEFT | SQUARE | AW | 12 | DI | XX | [5 empty] | DIST (M) |  | GRASS | XX |  | XX | XX | 2 | RESILIENT |  |  |  | 12 | GATE | Maint Trans & Dist (T&D) | Ops Trans & Dist
10190578 | UNKNOWN | Z1-WS01157 STREET/VALVE | ILWS-Z1-VALVE-001P | P313 | INSV | INST | HUSSAARM | H |  |  | MANUAL | DISTRIBUTION IN GRID |  | N | BURIED ASSET |  |  | NON RISING STEM | WS01157 |  | XX |  | OPEN | 0 PSI | 24.00 TN |  | LEFT | SQUARE | AW | 8 | DI | XX | [5 empty] | DIST (M) |  | GRASS | XX |  | VALVE BOX | 4 | 2 | CAST IRON |  |  |  | 8 | GATE | Maint Trans & Dist (T&D) | Ops Trans & Dist
10310268 | UNKNOWN | Z1 - LOSV00012 STREET/VALVE | ILLO-Z1-VALVE-001P | P313 | INSV | INST | HUSSAARM | H |  |  | MANUAL | DISTRIBUTION IN GRID |  | N | BURIED ASSET |  |  | NON RISING STEM |  |  | XX |  | OPEN | 0 PSI | 12.00 TN |  | LEFT | SQUARE | AW | 6 | CI | XX | [5 empty] | DIST (M) |  | GRASS | UNPAVED |  | XX | XX | 2 | CAST IRON |  |  |  | 6 | GATE | Maint Trans & Dist (T&D) | Ops Trans & Dist
10926635 | MUELLER | Z1 - WSSV04627 STREET/VALVE | ILWS-Z1-VALVE-001P | P313 | INSV | INST | SCHAEFC2 | H |  |  | MANUAL | DISTRIBUTION IN GRID |  | N | BURIED ASSET |  |  | NON RISING STEM |  |  | MJ |  | OPEN | 0 PSI | 39.50 TN |  | LEFT | SQUARE | AW | 12 | DI | 250 | CHICAGO-WESTSUBURBAN EAST PZ |  | 2016-12-22 NEW VALVES EMAIL |  |  | DIST (M) | WEST SUBURBAN | XX | STREET |  | VALVE BOX | XX | 2 | RESILIENT | N |  | WATER | 12 | GATE | Maint Trans & Dist (T&D) | Ops Trans & Dist
10926634 | MUELLER | Z1 - WSSV04628 STREET/VALVE | ILWS-Z1-VALVE-001P | P313 | INSV | INST | SCHAEFC2 | H |  |  | MANUAL | DISTRIBUTION IN GRID |  | N | BURIED ASSET |  |  | NON RISING STEM |  |  | MJ |  | OPEN | 0 PSI | 39.50 TN |  | LEFT | SQUARE | AW | 12 | DI | 250 | CHICAGO-WESTSUBURBAN EAST PZ |  | 2016-12-22 NEW VALVES EMAIL |  |  | DIST (M) | WEST SUBURBAN | XX | STREET |  | VALVE BOX | XX | 2 | RESILIENT | N |  | WATER | 12 | GATE | Maint Trans & Dist (T&D) | Ops Trans & Dist
10886446 | MUELLER | Z1 - FRSV00212 STREET/VALVE | ILFR-Z1-VALVE-001P | P313 | INSV | INST | SCHAEFC2 | H |  |  | MANUAL | DISTRIBUTION IN GRID |  | N | BURIED ASSET |  |  | NON RISING STEM |  | R25-86F1.14-P-0001 | MJ |  | OPEN | 0 PSI | 39.50 TN |  | LEFT | SQUARE | AW | 12 | DI | 250 | [5 empty] | DIST (M) | FERNWAY | XX | XX |  | VALVE BOX | XX | 2 | RESILIENT | N |  |  | 12 | GATE | Maint Trans & Dist (T&D) | Ops Trans & Dist
10873333 | UNKNOWN | Z1 - VVSV00189 STREET/VALVE | ILVV-Z1-VALVE-001P | P313 | INSV | INST | SCHAEFC2 | M |  |  |  | DIST DEAD END |  | N | BURIED ASSET | [5 empty] | XX |  | OPEN |  | 33.50 TN |  | LEFT | XX | AW | 10 | XX | XX | [5 empty] | DIST (M) | VALLEY VIEW | XX | XX |  | XX | XX | XX |  |  |  |  | 10 | GATE | Maint Trans & Dist (T&D) | Ops Trans & Dist
10872929 | UNKNOWN | Z1 - SFHV00001 HYD AUX/VALVE | ILSF-Z1-HYDRT-001P | P313 | INSV | INST | SCHAEFC2 | M |  |  | MANUAL | HYD AUX |  | N | BURIED ASSET |  |  | NON RISING STEM |  |  | MJ |  | OPEN |  | 20.50 TN |  | LEFT | SQUARE | AW | 6 | DI | 250 | [5 empty] | HYD AUX (M) | SANTA FE | XX | OTHER |  | VALVE BOX | XX | 2 | RESILIENT |  |  |  | 6 | GATE | Maint Trans & Dist (T&D) | Ops Trans & Dist
10871721 | UNKNOWN | Z1 - LOSV00017 STREET/VALVE | ILLO-Z1-VALVE-001P | P313 | INSV | INST | SCHAEFC2 | M |  |  | MANUAL | DISTRIBUTION IN GRID |  | N | BURIED ASSET |  |  | NON RISING STEM |  |  | XX |  | OPEN |  | 20.50 TN |  | LEFT | SQUARE | AW | 6 | CI | XX | [5 empty] | DIST (M) | LOMBARD | XX | OTHER |  | VALVE BOX | XX | 2 | RESILIENT |  |  |  | 6 | GATE | Maint Trans & Dist (T&D) | Ops Trans & Dist
10871720 | UNKNOWN | Z1 - LOSV00034 STREET/VALVE | ILLO-Z1-VALVE-001P | P313 | INSV | INST | SCHAEFC2 | M |  |  |  | DISTRIBUTION IN GRID |  | N | BURIED ASSET | [5 empty] | XX |  | OPEN |  | 20.50 TN |  | LEFT | XX | AW | 6 | CI | XX | [5 empty] | DIST (M) | LOMBARD | XX | OTHER |  | XX | XX | XX |  |  |  |  | 6 | GATE | Maint Trans & Dist (T&D) | Ops Trans & Dist
10871719 | UNKNOWN | Z1 - LOSV00033 STREET/VALVE | ILLO-Z1-VALVE-001P | P313 | INSV | INST | SCHAEFC2 | M |  |  |  | DISTRIBUTION IN GRID |  | N | BURIED ASSET | [5 empty] | XX |  | OPEN |  | 20.50 TN |  | LEFT | XX | AW | 6 | CI | XX | [5 empty] | DIST (M) | LOMBARD | XX | OTHER |  | XX | XX | XX |  |  |  |  | 6 | GATE | Maint Trans & Dist (T&D) | Ops Trans & Dist
10849579 | UNKNOWN | Z1-LCSP10 STREET/VALVE | ILLC-Z1-SPLNT | P307 | INSV | INST | MURPHYJW | H |  |  |  | PLANT |  | N | BURIED ASSET | [5 empty] | MJ |  | OPEN |  | 999.00 TN |  | XX | XX | AW | 12 | DI | XX | [5 empty] | DIST (M) |  | XX | XX |  | VAULT | XX | XX |  |  |  |  | 10 | CHECK | Maint Trans & Dist (T&D) | Ops Trans & Dist
10849578 | UNKNOWN | Z1-LCSP9 | ILLC-Z1-SPLNT | P307 | INSV | INST | MURPHYJW | H |  |  |  | PLANT |  | N | BURIED ASSET | [5 empty] | MJ |  | OPEN |  | 999.00 TN |  | XX | XX | AW | 16 | DI | XX | [5 empty] | DIST (M) |  | XX | XX |  | VALVE BOX | XX | XX |  |  |  |  | 16 | GATE | Maint Trans & Dist (T&D) | Ops Trans & Dist
10849577 | UNKNOWN | Z1-LCSP8 | ILLC-Z1-SPLNT | P307 | INSV | INST | MURPHYJW | H |  |  |  | PLANT |  | N | BURIED ASSET |  |  |  |  | 70053981 | MJ |  | OPEN |  | 999.00 TN |  | XX | XX | AW | 10 | UNK | XX | [5 empty] | DIST (M) |  | XX | XX |  | VALVE BOX | XX | XX |  |  |  |  | 10 | TAPPING | Maint Trans & Dist (T&D) | Ops Trans & Dist
10849576 | UNKNOWN | Z1-LCSP7 STREET/VALVE | ILLC-Z1-SPLNT | P307 | INSV | INST | MURPHYJW | H |  |  |  | PLANT |  | N | BURIED ASSET |  |  |  |  | 70053981 | MJ |  | OPEN |  | 999.00 TN |  | XX | XX | AW | 20 | DI | XX | [5 empty] | DIST (M) |  | XX | XX |  | VALVE BOX | XX | XX |  |  |  |  | 20 | TAPPING | Maint Trans & Dist (T&D) | Ops Trans & Dist
10849575 | UNKNOWN | Z1-LCSP6 STREET/VALVE | ILLC-Z1-SPLNT | P307 | INSV | INST | MURPHYJW | H |  |  |  | PLANT |  | N | BURIED ASSET |  |  |  |  | 70053981 | MJ |  | OPEN |  | 999.00 TN |  | XX | XX | AW | 20 | UNK | XX | [5 empty] | DIST (M) |  | XX | XX |  | VALVE BOX | XX | XX |  |  |  |  | 20 | BUTTERFLY | Maint Trans & Dist (T&D) | Ops Trans & Dist
10849574 | UNKNOWN | Z1-LCSP5 STREET/VALVE | ILLC-Z1-SPLNT | P307 | INSV | INST | MURPHYJW | H |  |  |  | PLANT |  | N | BURIED ASSET |  |  |  |  | 70053981 | MJ |  | OPEN |  | 999.00 TN |  | XX | XX | AW | 20 | DI | XX | [5 empty] | DIST (M) |  | XX | XX |  | VALVE BOX | XX | XX |  |  |  |  | 10 | GATE | Maint Trans & Dist (T&D) | Ops Trans & Dist
10849573 | UNKNOWN | Z1-LCSP4A HYD AUX/VALVE | ILLC-Z1-SPLNT | P307 | INSV | INST | MURPHYJW | M |  |  |  | HYD AUX |  | N | BURIED ASSET |  |  |  |  | 70053981 | MJ |  | OPEN |  | 999.00 TN |  | XX | XX | AW | 20 | DI | XX | [5 empty] | HYD AUX (M) |  | XX | XX |  | VALVE BOX | XX | XX |  |  |  |  | 6 | GATE | Maint Trans & Dist (T&D) | Ops Trans & Dist
10849572 | UNKNOWN | Z1-LCSP3 STREET/VALVE | ILLC-Z1-SPLNT | P307 | INSV | INST | MURPHYJW | H |  |  |  | PLANT |  | N | BURIED ASSET | [5 empty] | MJ |  | OPEN |  | 999.00 TN |  | XX | XX | AW | 16 | UNK | XX | [5 empty] | DIST (M) |  | XX | XX |  | VALVE BOX | XX | XX |  |  |  |  | 16 | TAPPING | Maint Trans & Dist (T&D) | Ops Trans & Dist
10849571 | UNKNOWN | Z1-LCSP2 STREET/VALVE | ILLC-Z1-SPLNT | P307 | INSV | INST | MURPHYJW | H |  |  |  | PLANT |  | N | BURIED ASSET |  |  |  |  | 70053981 | MJ |  | OPEN |  | 999.00 TN |  | XX | XX | AW | 10 | UNK | XX | [5 empty] | DIST (M) |  | XX | XX |  | VALVE BOX | XX | XX |  |  |  |  | 10 | TAPPING | Maint Trans & Dist (T&D) | Ops Trans & Dist
10849570 | UNKNOWN | Z1-LCSP1 STREET/VALVE | ILLC-Z1-SPLNT | P307 | INSV | INST | MURPHYJW | H |  |  |  | PLANT |  | N | BURIED ASSET |  |  |  |  | 70053981 | MJ |  | OPEN |  | 999.00 TN |  | XX | XX | AW | 12 | UNK | XX | [5 empty] | DIST (M) |  | XX | XX |  | VALVE BOX | XX | XX |  |  |  |  | 12 | TAPPING | Maint Trans & Dist (T&D) | Ops Trans & Dist
10846100 | UNKNOWN | Z1 - WSAR00002 AIR RELIEF/VALVE | ILWS-Z1-VALVE-001P | P313 | INSV | INST | SCHAEFC2 | M |  |  |  | DISTRIBUTION IN GRID |  | N | BURIED ASSET | [5 empty] | MJ |  | CLOSED | 0 PSI | 999.00 TN |  | LEFT | XX | AW | 20 | DI | XX |  |  | 2013-SCHMIDT_RD_20IN_WMR |  |  | DIST (M) |  | GRASS | STREET |  | VAULT | XX | XX |  |  |  |  | 4 | AIR RELIEF | Maint Trans & Dist (T&D) | Ops Trans & Dist
10846020 | UNKNOWN | Z1 - WSSV04571 STREET/VALVE | ILWS-Z1-VALVE-001P | P313 | OOS | DLFL INST | SCHAEFC2 | U |  |  |  | DISTRIBUTION IN GRID |  | N | BURIED ASSET | [5 empty] | MJ |  | OPEN | 0 PSI | 20.50 TN |  | LEFT | XX | AW | 8 | DI | XX |  |  | 2013-10-04_ROYCE RD CONCORD LN |  |  | DIST (M) |  | GRASS | STREET |  | OTHER | XX | XX |  |  |  |  | 8 | GATE | Maint Trans & Dist (T&D) | Ops Trans & Dist
10846019 | UNKNOWN | Z1 - WSSV04570 STREET/VALVE | ILWS-Z1-VALVE-001P | P313 | OOS | DLFL INST | SCHAEFC2 | M |  |  |  | DIST DEAD END |  | N | BURIED ASSET | [5 empty] | MJ |  | CLOSED | 0 PSI | 20.50 TN |  | LEFT | XX | AW | 6 | DI | XX |  |  | 2013-10-04_ROYCE RD CONCORD LN |  |  | DIST (M) |  | GRASS | STREET |  | OTHER | XX | XX |  |  |  |  | 6 | GATE | Maint Trans & Dist (T&D) | Ops Trans & Dist
10365401 | UNKNOWN | Z1-WS04380 STREET/VALVE | ILWS-Z1-VALVE-001P | P313 | INSV | INST | HUSSAARM | H |  |  | MANUAL | DISTRIBUTION IN GRID |  | N | BURIED ASSET |  |  | NON RISING STEM | WS04380 |  | XX |  | CLOSED | 0 PSI | 18.00 TN |  | LEFT | SQUARE | AW | 8 | DI | XX | [5 empty] | DIST (M) |  | ASPHALT | SIDEWALK |  | VALVE BOX | 4 | 2 | RESILIENT |  |  |  | 12 | GATE | Maint Trans & Dist (T&D) | Ops Trans & Dist
10362899 | UNKNOWN | Z1-VVSV00203 STREET/VALVE | ILVV-Z1-VALVE-001P | P313 | INSV | INST | HUSSAARM | H |  |  | MANUAL | DISTRIBUTION IN GRID |  | N | BURIED ASSET |  |  | NON RISING STEM |  |  | XX |  | OPEN | 0 PSI | 24.00 TN |  | LEFT | SQUARE | AW | 8 | CI | XX | [5 empty] | DIST (M) | VALLEY VIEW | GRASS | OTHER |  | XX | XX | 2 | CAST IRON |  |  |  | 8 | GATE | Maint Trans & Dist (T&D) | Ops Trans & Dist
10355368 | UNKNOWN | Z1-WS00682 STREET/VALVE | ILWS-Z1-VALVE-001P | P313 | INSV | INST | HUSSAARM | H |  |  | MANUAL | DISTRIBUTION IN GRID |  | N | BURIED ASSET |  |  | NON RISING STEM | WS00682 |  | XX |  | OPEN | 0 PSI | 30.00 TN |  | LEFT | SQUARE | AW | 10 | XX | XX | [5 empty] | DIST (M) |  | GRASS | XX |  | XX | XX | 2 | RESILIENT |  |  |  | 10 | GATE | Maint Trans & Dist (T&D) | Ops Trans & Dist
10355001 | UNKNOWN | Z1 - WSSV01131 STREET/VALVE | ILWS-Z1-VALVE-001P | P313 | INSV | INST | HUSSAARM | H |  |  | MANUAL | DISTRIBUTION IN GRID |  | N | BURIED ASSET |  |  | WORM | VB1131 |  | MJ |  | OPEN | 0 PSI | 48.00 TN |  | LEFT | SQUARE | AW | 16 | DI | XX | [5 empty] | DIST (M) |  | GRASS | XX |  | VAULT | 4.5 | 2 | RESILIENT |  |  |  | 16 | GATE | Maint Trans & Dist (T&D) | Ops Trans & Dist
10351950 | UNKNOWN | Z1 - WSSV01130 STREET/VALVE | ILWS-Z1-VALVE-001P | P313 | INSV | INST | HUSSAARM | H |  |  | MANUAL | DIST DEAD END |  | N | BURIED ASSET |  |  | NON RISING STEM | VB1130 |  | MJ |  | CLOSED | 0 PSI | 48.00 TN |  | LEFT | SQUARE | AW | 16 | DI | XX | [5 empty] | DIST (M) |  | GRASS | UNPAVED |  | VALVE BOX | 4 | 2 | RESILIENT |  |  |  | 16 | GATE | Maint Trans & Dist (T&D) | Ops Trans & Dist
10326713 | UNKNOWN | Z1-WS00138 STREET/VALVE | ILWS-Z1-VALVE-001P | P313 | INSV | INST | HUSSAARM | H |  |  | MANUAL | DISTRIBUTION IN GRID |  | N | BURIED ASSET |  |  | NON RISING STEM | WS00138 |  | XX |  | OPEN | 0 PSI | 18.00 TN |  | LEFT | SQUARE | AW | 6 | DI | XX | [5 empty] | DIST (M) |  | GRASS | XX |  | XX | XX | 2 | RESILIENT |  |  |  | 6 | GATE | Maint Trans & Dist (T&D) | Ops Trans & Dist
10320260 | UNKNOWN | Z1-WS04308 STREET/VALVE | ILWS-Z1-VALVE-001P | P313 | INSV | INST | HUSSAARM | H |  |  | MANUAL | DISTRIBUTION IN GRID |  | N | BURIED ASSET |  |  | NON RISING STEM | WS04308 |  | XX |  | CLOSED | 0 PSI | 36.00 TN |  | LEFT | SQUARE | AW | 12 | CI | XX | [5 empty] | DIST (M) |  | GRASS | XX |  | VALVE BOX | XX | 2 | RESILIENT |  |  |  | 8 | GATE | Maint Trans & Dist (T&D) | Ops Trans & Dist
10316530 | UNKNOWN | Z1 - LOSV00021 STREET/VALVE | ILLO-Z1-VALVE-001P | P313 | INSV | INST | HUSSAARM | H |  |  | MANUAL | DISTRIBUTION IN GRID |  | N | BURIED ASSET |  |  | NON RISING STEM |  |  | XX |  | OPEN | 0 PSI | 20.00 TN |  | LEFT | SQUARE | AW | 8 | CI | XX | [5 empty] | DIST (M) |  | GRASS | UNPAVED |  | VAULT | 4 | 2 | CAST IRON |  |  |  | 8 | GATE | Maint Trans & Dist (T&D) | Ops Trans & Dist
10310497 | UNKNOWN | Z1 - LOSV00020 STREET/VALVE | ILLO-Z1-VALVE-001P | P313 | INSV | INST | HUSSAARM | H |  |  | MANUAL | DISTRIBUTION IN GRID |  | N | BURIED ASSET |  |  | NON RISING STEM |  |  | XX |  | OPEN | 0 PSI | 24.00 TN |  | LEFT | SQUARE | AW | 8 | CI | XX | [5 empty] | DIST (M) |  | GRASS | UNPAVED |  | XX | XX | 2 | CAST IRON |  |  |  | 8 | GATE | Maint Trans & Dist (T&D) | Ops Trans & Dist
10310400 | UNKNOWN | Z1 - LOSV00016 STREET/VALVE | ILLO-Z1-VALVE-001P | P313 | INSV | INST | HUSSAARM | H |  |  | MANUAL | DISTRIBUTION IN GRID |  | N | BURIED ASSET |  |  | NON RISING STEM |  |  | XX |  | CLOSED | 0 PSI | 18.00 TN |  | LEFT | SQUARE | AW | 6 | CI | XX | [5 empty] | DIST (M) |  | ASPHALT | SIDEWALK |  | VALVE BOX | 4 | 2 | CAST IRON |  |  |  | 6 | GATE | Maint Trans & Dist (T&D) | Ops Trans & Dist
10055333 | UNKNOWN | Z1-CCH00054 STREET/VALVE | ILCC-Z1-VALVE-001P | P313 | INSV | INST | HUSSAARM | H |  |  | MANUAL | DISTRIBUTION IN GRID |  | N | BURIED ASSET |  |  | NON RISING STEM |  |  | XX |  | OPEN | 0 PSI | 24.00 TN |  | LEFT | SQUARE | AW | 8 | DI | XX | [5 empty] | DIST (M) |  | CONCRETE | DRIVEWAY |  | VALVE BOX | 4 | 2 |  |  |  |  | 8 | GATE | Maint Trans & Dist (T&D) | Ops Trans & Dist
10055330 | UNKNOWN | Z1 - CCSV00053 STREET/VALVE | ILCC-Z1-VALVE-001P | P313 | INSV | INST | HUSSAARM | H |  |  | MANUAL | DISTRIBUTION IN GRID |  | N | BURIED ASSET |  |  | NON RISING STEM |  |  | MJ |  | OPEN | 0 PSI | 24.00 TN |  | LEFT | SQUARE | AW | 8 | DI | XX | [5 empty] | DIST (M) |  | GRASS | OTHER |  | VALVE BOX | XX | 2 |  |  |  |  | 8 | GATE | Maint Trans & Dist (T&D) | Ops Trans & Dist
10055327 | UNKNOWN | Z1 - CCSV00052 STREET/VALVE | ILCC-Z1-VALVE-001P | P313 | INSV | INST | HUSSAARM | H |  |  | MANUAL | DISTRIBUTION IN GRID |  | N | BURIED ASSET |  |  | NON RISING STEM |  |  | MJ |  | OPEN | 0 PSI | 20.00 TN |  | LEFT | SQUARE | AW | 8 | DI | XX | [5 empty] | DIST (M) |  | GRASS | OTHER |  | XX | XX | 2 |  |  |  |  | 6 | GATE | Maint Trans & Dist (T&D) | Ops Trans & Dist
10055324 | UNKNOWN | Z1 - CCSV00051 STREET/VALVE | ILCC-Z1-VALVE-001P | P313 | INSV | INST | HUSSAARM | H |  |  | MANUAL | DISTRIBUTION IN GRID |  | N | BURIED ASSET |  |  | NON RISING STEM |  |  | MJ |  | OPEN | 0 PSI | 24.00 TN |  | LEFT | SQUARE | AW | 8 | DI | XX | [5 empty] | DIST (M) |  | GRASS | OTHER |  | VALVE BOX | XX | 2 |  |  |  |  | 8 | GATE | Maint Trans & Dist (T&D) | Ops Trans & Dist
10055321 | UNKNOWN | Z1 - CCSV00050 STREET/VALVE | ILCC-Z1-VALVE-001P | P313 | INSV | INST | HUSSAARM | H |  |  | MANUAL | DISTRIBUTION IN GRID |  | N | BURIED ASSET |  |  | NON RISING STEM |  |  | XX |  | OPEN | 0 PSI | 24.00 TN |  | LEFT | SQUARE | AW | 8 | DI | XX | [5 empty] | DIST (M) |  | GRASS | OTHER |  | XX | XX | 2 |  |  |  |  | 8 | GATE | Maint Trans & Dist (T&D) | Ops Trans & Dist
10055317 | UNKNOWN | Z1 - CCSV00049 STREET/VALVE | ILCC-Z1-VALVE-001P | P313 | INSV | INST | HUSSAARM | H |  |  | MANUAL | TRANSMISSION |  | N | BURIED ASSET |  |  | NON RISING STEM |  |  | MJ |  | OPEN | 0 PSI | 24.00 TN |  | LEFT | SQUARE | AW | 8 | DI | XX | [5 empty] | TRANS (M) | COUNTRY CLUB | GRASS | STREET |  | VALVE BOX | XX | 2 |  |  |  |  | 8 | GATE | Maint Trans & Dist (T&D) | Ops Trans & Dist
10048482 | UNKNOWN | Z1-ARSV00123 STREET/VALVE | ILAR-Z1-VALVE-001P | P313 | INSV | INST | HUSSAARM | H |  |  | MANUAL | DISTRIBUTION IN GRID |  | N | BURIED ASSET |  |  | NON RISING STEM |  |  | XX |  | OPEN | 0 PSI | 24.00 TN |  | LEFT | XX | AW | 8 | CI | XX | [5 empty] | DIST (M) |  | ASPHALT | DRIVEWAY |  | VALVE BOX | 4 | XX | BRONZE |  |  |  | 8 | GATE | Maint Trans & Dist (T&D) | Ops Trans & Dist
10048464 | UNKNOWN | Z1-ARSV00116 STREET/VALVE | ILAR-Z1-VALVE-001P | P313 | INSV | INST | HUSSAARM | H |  |  | MANUAL | DISTRIBUTION IN GRID |  | N | BURIED ASSET |  |  | NON RISING STEM |  |  | FLANGED |  | OPEN | 0 PSI | 24.00 TN |  | LEFT | SQUARE | AW | 8 | DI | XX | [5 empty] | DIST (M) |  | ASPHALT | DRIVEWAY |  | VALVE BOX | 4 | 2 | RESILIENT |  |  |  | 8 | GATE | Maint Trans & Dist (T&D) | Ops Trans & Dist
10048461 | UNKNOWN | Z1-ARZS00115 STREET/VALVE | ILAR-Z1-VALVE-001P | P313 | INSV | INST | HUSSAARM | H |  |  | MANUAL | ZONE SEPARATION |  | N | BURIED ASSET |  |  | NON RISING STEM |  |  | FLANGED |  | OPEN | 0 PSI | 24.00 TN |  | LEFT | SQUARE | AW | 8 | DI | XX | [5 empty] | TRANS (M) |  | GRASS | XX |  | VALVE BOX | 4 | 2 | RESILIENT |  |  |  | 8 | GATE | Maint Trans & Dist (T&D) | Ops Trans & Dist
10048458 | UNKNOWN | Z1-ARSV00114 STREET/VALVE | ILAR-Z1-VALVE-001P | P313 | INSV | INST | HUSSAARM | H |  |  | MANUAL | DISTRIBUTION IN GRID |  | N | BURIED ASSET |  |  | NON RISING STEM |  |  | FLANGED |  | OPEN | 0 PSI | 24.00 TN |  | LEFT | SQUARE | AW | 8 | DI | XX | [5 empty] | DIST (M) |  | ASPHALT | DRIVEWAY |  | VALVE BOX | 6 | 2 | RESILIENT |  |  |  | 8 | GATE | Maint Trans & Dist (T&D) | Ops Trans & Dist
10048455 | UNKNOWN | Z1-ARSV00113 STREET/VALVE | ILAR-Z1-VALVE-001P | P313 | INSV | INST | HUSSAARM | H |  |  | MANUAL | DISTRIBUTION IN GRID |  | N | BURIED ASSET |  |  | NON RISING STEM |  |  | FLANGED |  | OPEN | 0 PSI | 24.00 TN |  | LEFT | SQUARE | AW | 8 | DI | XX | [5 empty] | DIST (M) |  | ASPHALT | DRIVEWAY |  | VALVE BOX | 4 | 2 | RESILIENT |  |  |  | 8 | GATE | Maint Trans & Dist (T&D) | Ops Trans & Dist
10048453 | UNKNOWN | Z1-ARSV00112 STREET/VALVE | ILAR-Z1-VALVE-001P | P313 | INSV | INST | HUSSAARM | H |  |  | MANUAL | DISTRIBUTION IN GRID |  | N | BURIED ASSET |  |  | NON RISING STEM |  |  | FLANGED |  | OPEN | 0 PSI | 24.00 TN |  | LEFT | SQUARE | AW | 8 | DI | XX | [5 empty] | DIST (M) |  | ASPHALT | DRIVEWAY |  | XX | XX | 2 | RESILIENT |  |  |  | 8 | GATE | Maint Trans & Dist (T&D) | Ops Trans & Dist
10048450 | UNKNOWN | Z1-ARSV00111 STREET/VALVE | ILAR-Z1-VALVE-001P | P313 | INSV | INST | HUSSAARM | H |  |  | MANUAL | DISTRIBUTION IN GRID |  | N | BURIED ASSET |  |  | NON RISING STEM |  |  | FLANGED |  | OPEN | 0 PSI | 24.00 TN |  | LEFT | SQUARE | AW | 8 | DI | XX | [5 empty] | DIST (M) |  | ASPHALT | DRIVEWAY |  | VALVE BOX | 4 | 2 | RESILIENT |  |  |  | 8 | GATE | Maint Trans & Dist (T&D) | Ops Trans & Dist
10048447 | UNKNOWN | Z1-ARSV00110 STREET/VALVE | ILAR-Z1-VALVE-001P | P313 | INSV | INST | HUSSAARM | H |  |  | MANUAL | DISTRIBUTION IN GRID |  | N | BURIED ASSET |  |  | NON RISING STEM |  |  | FLANGED |  | OPEN | 0 PSI | 24.00 TN |  | LEFT | SQUARE | AW | 8 | DI | XX | [5 empty] | DIST (M) |  | ASPHALT | DRIVEWAY |  | XX | XX | 2 | RESILIENT |  |  |  | 8 | GATE | Maint Trans & Dist (T&D) | Ops Trans & Dist
10048443 | UNKNOWN | Z1 - ARSV00109 STREET/VALVE | ILAR-Z1-VALVE-001P | P313 | INSV | INST | HUSSAARM | H |  |  | MANUAL | DISTRIBUTION IN GRID |  | N | BURIED ASSET |  |  | NON RISING STEM |  |  | FLANGED |  | OPEN | 0 PSI | 24.00 TN |  | LEFT | SQUARE | AW | 8 | DI | XX | [5 empty] | DIST (M) |  | ASPHALT | DRIVEWAY |  | VALVE BOX | 4 | 2 | RESILIENT |  |  |  | 8 | GATE | Maint Trans & Dist (T&D) | Ops Trans & Dist
10048440 | UNKNOWN | Z1-ARSV00108 STREET/VALVE | ILAR-Z1-VALVE-001P | P313 | INSV | INST | HUSSAARM | H |  |  | MANUAL | DISTRIBUTION IN GRID |  | N | BURIED ASSET |  |  | NON RISING STEM |  |  | FLANGED |  | OPEN | 0 PSI | 24.00 TN |  | LEFT | SQUARE | AW | 8 | DI | XX | [5 empty] | DIST (M) |  | ASPHALT | DRIVEWAY |  | VALVE BOX | 4 | 2 | RESILIENT |  |  |  | 8 | GATE | Maint Trans & Dist (T&D) | Ops Trans & Dist
10048401 | UNKNOWN | Z1-ARSV00093 STREET/VALVE | ILAR-Z1-VALVE-001P | P313 | INSV | INST | HUSSAARM | H |  |  | MANUAL | DISTRIBUTION IN GRID |  | N | BURIED ASSET |  |  | NON RISING STEM |  |  | FLANGED |  | OPEN | 0 PSI | 24.00 TN |  | LEFT | SQUARE | AW | 8 | DI | XX | [5 empty] | DIST (M) |  | ASPHALT | DRIVEWAY |  | VALVE BOX | 4 | 2 | RESILIENT |  |  |  | 8 | GATE | Maint Trans & Dist (T&D) | Ops Trans & Dist
10048398 | UNKNOWN | Z1-ARSV00092 STREET/VALVE | ILAR-Z1-VALVE-001P | P313 | INSV | INST | HUSSAARM | H |  |  | MANUAL | DISTRIBUTION IN GRID |  | N | BURIED ASSET |  |  | NON RISING STEM |  |  | FLANGED |  | OPEN | 0 PSI | 24.00 TN |  | LEFT | SQUARE | AW | 8 | DI | XX | [5 empty] | DIST (M) |  | GRASS | XX |  | VALVE BOX | 4 | 2 | RESILIENT |  |  |  | 8 | GATE | Maint Trans & Dist (T&D) | Ops Trans & Dist
10048395 | UNKNOWN | Z1-ARSV00091 STREET/VALVE | ILAR-Z1-VALVE-001P | P313 | INSV | INST | HUSSAARM | H |  |  | MANUAL | DISTRIBUTION IN GRID |  | N | BURIED ASSET |  |  | NON RISING STEM |  |  | FLANGED |  | CLOSED | 0 PSI | 24.00 TN |  | LEFT | SQUARE | AW | 8 | DI | XX | [5 empty] | DIST (M) |  | ASPHALT | DRIVEWAY |  | VALVE BOX | 3 | 2 | RESILIENT |  |  |  | 8 | GATE | Maint Trans & Dist (T&D) | Ops Trans & Dist
10041256 | UNKNOWN | Z1-ARHV00105 HYD AUX/VALVE | ILAR-Z1-HYDRT-001P | P313 | INSV | INST | HUSSAARM | M |  |  | MANUAL | HYD AUX |  | N | BURIED ASSET |  |  | NON RISING STEM |  |  | XX |  | OPEN |  | 18.00 TN | N | LEFT | SQUARE | AW | 6 | DI | XX | [5 empty] | HYD AUX (M) |  | XX | XX |  | XX | XX | 2 | RESILIENT |  |  |  | 6 | GATE | Maint Trans & Dist (T&D) | Ops Trans & Dist
10036707 | UNKNOWN | Z1-VVSV00190 STREET/VALVE | ILVV-Z1-VALVE-001P | P313 | INSV | INST | HUSSAARM | H |  |  | MANUAL | DISTRIBUTION IN GRID |  | N | BURIED ASSET |  |  | NON RISING STEM |  |  | XX |  | OPEN | 0 PSI | 30.00 TN |  | LEFT | SQUARE | AW | 10 | CI | XX | [5 empty] | DIST (M) | VALLEY VIEW | GRASS | OTHER |  | VALVE BOX | 4 | 2 | CAST IRON |  |  |  | 10 | GATE | Maint Trans & Dist (T&D) | Ops Trans & Dist
10034468 | UNKNOWN | Z1-ARHV00019 HYD AUX/VALVE | ILAR-Z1-HYDRT-001P | P313 | INSV | INST | HUSSAARM | M |  |  | MANUAL | HYD AUX |  | N | BURIED ASSET |  |  | NON RISING STEM |  |  | XX |  | OPEN |  | 18.00 TN | N | LEFT | SQUARE | AW | 6 | CI | XX | [5 empty] | HYD AUX (M) |  | XX | XX |  | XX | XX | 2 | RESILIENT |  |  |  | 6 | GATE | Maint Trans & Dist (T&D) | Ops Trans & Dist
10033112 | UNKNOWN | Z1 - WSSV00756 STREET/VALVE | ILWS-Z1-VALVE-001P | P313 | INSV | INST | HUSSAARM | H |  |  | MANUAL | DISTRIBUTION IN GRID |  | N | BURIED ASSET |  |  | WORM | VB756 |  | MJ |  | OPEN | 0 PSI | 30.00 TN |  | LEFT | SQUARE | AW | 16 | CI | XX | [5 empty] | DIST (M) |  | GRASS | XX |  | VAULT | XX | 2 | RESILIENT |  |  |  | 16 | GATE | Maint Trans & Dist (T&D) | Ops Trans & Dist
10032984 | UNKNOWN | Z1-VVSV00209 STREET/VALVE | ILVV-Z1-VALVE-001P | P313 | INSV | INST | HUSSAARM | H |  |  | MANUAL | DISTRIBUTION IN GRID |  | N | BURIED ASSET |  |  | NON RISING STEM |  |  | XX |  | OPEN | 0 PSI | 18.00 TN |  | LEFT | SQUARE | AW | 6 | CI | XX | [5 empty] | DIST (M) | VALLEY VIEW | GRASS | OTHER |  | XX | XX | 2 | CAST IRON |  |  |  | 8 | GATE | Maint Trans & Dist (T&D) | Ops Trans & Dist
10032938 | UNKNOWN | Z1-VVSV00208 STREET/VALVE | ILVV-Z1-VALVE-001P | P313 | INSV | INST | HUSSAARM | H |  |  | MANUAL | DISTRIBUTION IN GRID |  | N | BURIED ASSET |  |  | NON RISING STEM |  |  | XX |  | OPEN | 0 PSI | 12.00 TN |  | LEFT | SQUARE | AW | 4 | CI | XX | [5 empty] | DIST (M) | VALLEY VIEW | GRASS | OTHER |  | XX | XX | 2 | CAST IRON |  |  |  | 4 | GATE | Maint Trans & Dist (T&D) | Ops Trans & Dist
10032894 | UNKNOWN | Z1 - VVSV00207 STREET/VALVE | ILVV-Z1-VALVE-001P | P313 | INSV | INST | HUSSAARM | H |  |  | MANUAL | DISTRIBUTION IN GRID |  | N | BURIED ASSET |  |  | NON RISING STEM |  |  | XX |  | OPEN | 0 PSI | 24.00 TN |  | LEFT | SQUARE | AW | 8 | CI | XX | [5 empty] | DIST (M) | VALLEY VIEW | GRASS | OTHER |  | XX | XX | 2 | CAST IRON |  |  |  | 8 | GATE | Maint Trans & Dist (T&D) | Ops Trans & Dist
10032846 | UNKNOWN | Z1-VVSV00205 STREET/VALVE | ILVV-Z1-VALVE-001P | P313 | INSV | INST | HUSSAARM | H |  |  | MANUAL | DISTRIBUTION IN GRID |  | N | BURIED ASSET |  |  | NON RISING STEM |  |  | XX |  | CLOSED | 0 PSI | 30.00 TN |  | LEFT | SQUARE | AW | 10 | XX | XX | [5 empty] | DIST (M) | VALLEY VIEW | GRASS | OTHER |  | XX | XX | 2 | CAST IRON |  |  |  | 10 | GATE | Maint Trans & Dist (T&D) | Ops Trans & Dist
10032801 | UNKNOWN | Z1-VVSV00204 STREET/VALVE | ILVV-Z1-VALVE-001P | P313 | INSV | INST | HUSSAARM | H |  |  | MANUAL | DISTRIBUTION IN GRID |  | N | BURIED ASSET |  |  | NON RISING STEM |  |  | XX |  | CLOSED | 0 PSI | 24.00 TN |  | LEFT | SQUARE | AW | 8 | CI | XX | [5 empty] | DIST (M) | VALLEY VIEW | GRASS | OTHER |  | XX | XX | 2 | CAST IRON |  |  |  | 8 | GATE | Maint Trans & Dist (T&D) | Ops Trans & Dist
10032754 | UNKNOWN | Z1-VVSV00206 STREET/VALVE | ILVV-Z1-VALVE-001P | P313 | INSV | INST | HUSSAARM | H |  |  | MANUAL | DISTRIBUTION IN GRID |  | N | BURIED ASSET |  |  | NON RISING STEM |  |  | XX |  | OPEN | 0 PSI | 24.00 TN |  | LEFT | SQUARE | AW | 8 | CI | XX | [5 empty] | DIST (M) | VALLEY VIEW | GRASS | OTHER |  | XX | XX | 2 | CAST IRON |  |  |  | 8 | GATE | Maint Trans & Dist (T&D) | Ops Trans & Dist
10032707 | UNKNOWN | Z1-VVSV00202 STREET/VALVE | ILVV-Z1-VALVE-001P | P313 | INSV | INST | HUSSAARM | H |  |  | MANUAL | DISTRIBUTION IN GRID |  | N | BURIED ASSET |  |  | NON RISING STEM |  |  | XX |  | OPEN | 0 PSI | 30.00 TN |  | LEFT | SQUARE | AW | 10 | CI | XX | [5 empty] | DIST (M) | VALLEY VIEW | GRASS | OTHER |  | XX | XX | 2 | CAST IRON |  |  |  | 10 | GATE | Maint Trans & Dist (T&D) | Ops Trans & Dist
10014075 | UNKNOWN | Z1 - HTSV00996 STREET/VALVE | ILHT-Z1-VALVE-001P | P313 | INSV | INST | HUSSAARM | H |  |  | MANUAL | DISTRIBUTION IN GRID |  | XX | BURIED ASSET |  |  | WORM |  |  | XX |  | OPEN | 0 PSI | 48.00 TN |  | LEFT | SQUARE | AW | 16 | DI | XX | [5 empty] | DIST (M) |  | GRASS | XX |  | VALVE BOX | XX | 2 | RESILIENT |  |  |  | 16 | GATE | Maint Trans & Dist (T&D) | Ops Trans & Dist
10068116 | UNKNOWN | Z1-WS02334 STREET/VALVE | ILWS-Z1-VALVE-001P | P313 | INSV | INST | HUSSAARM | H |  |  | MANUAL | DISTRIBUTION IN GRID |  | N | BURIED ASSET |  |  | NON RISING STEM | WS02334 |  | XX |  | CLOSED | 0 PSI | 36.00 TN |  | LEFT | SQUARE | AW | 12 | DI | XX | [5 empty] | DIST (M) |  | ASPHALT | DRIVEWAY |  | VAULT | XX | 2 | RESILIENT |  |  |  | 12 | GATE | Maint Trans & Dist (T&D) | Ops Trans & Dist
10190522 | UNKNOWN | Z1 - WSSV01132 STREET/VALVE | ILWS-Z1-VALVE-001P | P313 | INSV | INST | HUSSAARM | H |  |  | MANUAL | DISTRIBUTION IN GRID |  | N | BURIED ASSET |  |  | WORM | VB1132 |  | MJ |  | OPEN | 0 PSI | 36.00 TN |  | LEFT | SQUARE | AW | 12 | DI | XX | [5 empty] | DIST (M) |  | GRASS | XX |  | VALVE BOX | XX | 2 | CAST IRON |  |  |  | 16 | BUTTERFLY | Maint Trans & Dist (T&D) | Ops Trans & Dist
10177781 | UNKNOWN | Z1-FR00212 STREET/VALVE | ILFR-Z1-VALVE-001P | P313 | OOS | DLFL INAC INST | HUSSAARM | H |  |  | MANUAL | DISTRIBUTION IN GRID |  | N | BURIED ASSET |  |  | NON RISING STEM |  |  | FLANGED |  | OPEN | 0 PSI | 36.00 TN |  | LEFT | SQUARE | AW | 12 | DI | XX | [5 empty] | DIST (M) |  | GRASS | XX |  | VALVE BOX | 3 | 2 | RESILIENT |  |  |  | 12 | GATE | Maint Trans & Dist (T&D) | Ops Trans & Dist
10177678 | UNKNOWN | Z1-ARB00067 STREET/VALVE | ILAH-Z1-VALVE-001P | P313 | INSV | INST | HUSSAARM | H |  |  | MANUAL | DISTRIBUTION IN GRID |  | N | BURIED ASSET |  |  | NON RISING STEM |  |  | FLANGED |  | OPEN | 0 PSI | 24.00 TN |  | LEFT | SQUARE | AW | 8 | DI | XX | [5 empty] | DIST (M) |  | GRASS | XX |  | XX | XX | 2 | RESILIENT |  |  |  | 8 | GATE | Maint Trans & Dist (T&D) | Ops Trans & Dist
10177666 | UNKNOWN | Z1-FR00196 STREET/VALVE | ILFR-Z1-VALVE-001P | P313 | INSV | INST | HUSSAARM | H |  |  | MANUAL | PLANT |  | N | BURIED ASSET |  |  | NON RISING STEM |  |  | FLANGED |  | OPEN | 0 PSI | 24.00 TN |  | LEFT | SQUARE | AW | 8 | CI | XX | [5 empty] | DIST (M) |  | GRASS | XX |  | XX | XX | 2 | RESILIENT |  |  |  | 8 | GATE | Maint Trans & Dist (T&D) | Ops Trans & Dist
10177664 | UNKNOWN | Z1-ARB00065 STREET/VALVE | ILAH-Z1-VALVE-001P | P313 | INSV | INST | HUSSAARM | H |  |  | MANUAL | DISTRIBUTION IN GRID |  | N | BURIED ASSET |  |  | NON RISING STEM |  |  | FLANGED |  | OPEN | 0 PSI | 24.00 TN |  | LEFT | SQUARE | AW | 8 | DI | XX | [5 empty] | DIST (M) |  | GRASS | XX |  | XX | XX | 2 | RESILIENT |  |  |  | 8 | GATE | Maint Trans & Dist (T&D) | Ops Trans & Dist
10177653 | UNKNOWN | Z1-FR00195 STREET/VALVE | ILFR-Z1-VALVE-001P | P313 | INSV | INST | HUSSAARM | H |  |  | MANUAL | PLANT |  | N | BURIED ASSET |  |  | NON RISING STEM |  |  | FLANGED |  | OPEN | 0 PSI | 24.00 TN |  | LEFT | SQUARE | AW | 8 | CI | XX | [5 empty] | DIST (M) |  | GRAVEL | UNPAVED |  | VALVE BOX | 3 | 2 | RESILIENT |  |  |  | 8 | GATE | Maint Trans & Dist (T&D) | Ops Trans & Dist
10156840 | UNKNOWN | Z1-WS00496 STREET/VALVE | ILWS-Z1-VALVE-001P | P313 | INSV | INST | HUSSAARM | H |  |  | MANUAL | DISTRIBUTION IN GRID |  | N | BURIED ASSET |  |  | NON RISING STEM | WS00496 |  | XX |  | CLOSED | 0 PSI | 18.00 TN |  | LEFT | SQUARE | AW | 6 | CI | XX | [5 empty] | DIST (M) |  | GRASS | UNPAVED |  | VALVE BOX | 5 | 2 | CAST IRON |  |  |  | 6 | GATE | Maint Trans & Dist (T&D) | Ops Trans & Dist
10152074 | UNKNOWN | Z1-WS00446 STREET/VALVE | ILWS-Z1-VALVE-001P | P313 | INSV | INST | HUSSAARM | H |  |  | MANUAL | DISTRIBUTION IN GRID |  | N | BURIED ASSET |  |  | NON RISING STEM | WS00446 |  | XX |  | CLOSED | 0 PSI | 24.00 TN |  | LEFT | SQUARE | AW | 8 | CI | XX | [5 empty] | DIST (M) |  | GRASS | XX |  | VAULT | 5 | 2 | CAST IRON |  |  |  | 8 | GATE | Maint Trans & Dist (T&D) | Ops Trans & Dist
10150479 | UNKNOWN | Z1-ARB00015 STREET/VALVE | ILAH-Z1-VALVE-001P | P313 | INSV | INST | HUSSAARM | H |  |  | MANUAL | DISTRIBUTION IN GRID |  | N | BURIED ASSET |  |  | NON RISING STEM |  |  | FLANGED |  | OPEN | 0 PSI | 36.00 TN |  | LEFT | SQUARE | AW | 12 | DI | XX | [5 empty] | DIST (M) |  | GRASS | XX |  | XX | XX | 2 | RESILIENT |  |  |  | 12 | GATE | Maint Trans & Dist (T&D) | Ops Trans & Dist
10150437 | UNKNOWN | Z1-ARB00014 STREET/VALVE | ILAH-Z1-VALVE-001P | P313 | INSV | INST | HUSSAARM | H |  |  | MANUAL | DISTRIBUTION IN GRID |  | N | BURIED ASSET |  |  | NON RISING STEM |  |  | FLANGED |  | OPEN | 0 PSI | 24.00 TN |  | LEFT | SQUARE | AW | 8 | DI | XX | [5 empty] | DIST (M) |  | GRASS | XX |  | XX | XX | 2 | RESILIENT |  |  |  | 8 | GATE | Maint Trans & Dist (T&D) | Ops Trans & Dist
10150396 | UNKNOWN | Z1-ARB00013 STREET/VALVE | ILAH-Z1-VALVE-001P | P313 | INSV | INST | HUSSAARM | H |  |  | MANUAL | DISTRIBUTION IN GRID |  | N | BURIED ASSET |  |  | NON RISING STEM |  |  | FLANGED |  | OPEN | 0 PSI | 18.00 TN |  | LEFT | SQUARE | AW | 6 | DI | XX | [5 empty] | DIST (M) |  | GRASS | XX |  | XX | XX | 2 | RESILIENT |  |  |  | 6 | GATE | Maint Trans & Dist (T&D) | Ops Trans & Dist
10150356 | UNKNOWN | Z1-ARB00012 STREET/VALVE | ILAH-Z1-VALVE-001P | P313 | INSV | INST | HUSSAARM | H |  |  | MANUAL | DISTRIBUTION IN GRID |  | N | BURIED ASSET |  |  | NON RISING STEM |  |  | FLANGED |  | OPEN | 0 PSI | 18.00 TN |  | LEFT | SQUARE | AW | 6 | DI | XX | [5 empty] | DIST (M) |  | GRASS | XX |  | XX | XX | 2 | RESILIENT |  |  |  | 6 | GATE | Maint Trans & Dist (T&D) | Ops Trans & Dist
10150313 | UNKNOWN | Z1-ARB00011 STREET/VALVE | ILAH-Z1-VALVE-001P | P313 | INSV | INST | HUSSAARM | H |  |  | MANUAL | DISTRIBUTION IN GRID |  | N | BURIED ASSET |  |  | NON RISING STEM |  |  | FLANGED |  | OPEN | 0 PSI | 18.00 TN |  | LEFT | SQUARE | AW | 6 | XX | XX | [5 empty] | DIST (M) |  | GRASS | XX |  | XX | XX | 2 | RESILIENT |  |  |  | 6 | GATE | Maint Trans & Dist (T&D) | Ops Trans & Dist
10150237 | UNKNOWN | Z1-ARB00009 STREET/VALVE | ILAH-Z1-VALVE-001P | P313 | INSV | INST | HUSSAARM | H |  |  | MANUAL | DISTRIBUTION IN GRID |  | N | BURIED ASSET |  |  | NON RISING STEM |  |  | FLANGED |  | OPEN | 0 PSI | 24.00 TN |  | LEFT | SQUARE | AW | 8 | DI | XX | [5 empty] | DIST (M) |  | GRASS | XX |  | XX | XX | 2 | RESILIENT |  |  |  | 8 | GATE | Maint Trans & Dist (T&D) | Ops Trans & Dist
10150202 | UNKNOWN | Z1-ARB00008 STREET/VALVE | ILAH-Z1-VALVE-001P | P313 | INSV | INST | HUSSAARM | H |  |  | MANUAL | DISTRIBUTION IN GRID |  | N | BURIED ASSET |  |  | NON RISING STEM |  |  | FLANGED |  | OPEN | 0 PSI | 36.00 TN |  | LEFT | SQUARE | AW | 12 | DI | XX | [5 empty] | DIST (M) |  | GRASS | XX |  | XX | XX | 2 | RESILIENT |  |  |  | 12 | GATE | Maint Trans & Dist (T&D) | Ops Trans & Dist
10150022 | UNKNOWN | Z1-CSU00192A HYD AUX/VALVE | ILCH-Z1-HYDRT-001P | P313 | INSV | INST | HUSSAARM | M |  |  | MANUAL | HYD AUX |  | N | BURIED ASSET |  |  | NON RISING STEM |  |  | XX |  | OPEN |  | 18.00 TN | N | LEFT | SQUARE | AW | 8 | DI | XX | [5 empty] | HYD AUX (M) |  | GRASS | XX |  | XX | XX | 2 | RESILIENT |  |  |  | 6 | GATE | Maint Trans & Dist (T&D) | Ops Trans & Dist
10143647 | UNKNOWN | Z1-WS00308 STREET/VALVE | ILWS-Z1-VALVE-001P | P313 | INSV | INST | HUSSAARM | H |  |  | MANUAL | DISTRIBUTION IN GRID |  | N | BURIED ASSET |  |  | NON RISING STEM | WS00308 |  | XX |  | OPEN | 0 PSI | 36.00 TN |  | LEFT | SQUARE | AW | 12 | DI | XX | [5 empty] | DIST (M) |  | GRASS | XX |  | VALVE BOX | XX | 2 | CAST IRON |  |  |  | 10 | GATE | Maint Trans & Dist (T&D) | Ops Trans & Dist
10134986 | UNKNOWN | Z1 - FRSV00056 STREET/VALVE | ILFR-Z1-VALVE-001P | P313 | INSV | INST | HUSSAARM | H |  |  | MANUAL | DISTRIBUTION IN GRID |  | N | BURIED ASSET |  |  | NON RISING STEM |  |  | FLANGED |  | CLOSED | 0 PSI | 18.00 TN |  | LEFT | SQUARE | AW | 6 | DI | XX | [5 empty] | DIST (M) |  | GRASS | OTHER |  | XX | XX | 2 | RESILIENT |  |  |  | 6 | GATE | Maint Trans & Dist (T&D) | Ops Trans & Dist
10134972 | UNKNOWN | Z1-FR00055 STREET/VALVE | ILFR-Z1-VALVE-001P | P313 | INSV | INST | HUSSAARM | H |  |  | MANUAL | DISTRIBUTION IN GRID |  | N | BURIED ASSET |  |  | NON RISING STEM |  |  | FLANGED |  | OPEN | 0 PSI | 18.00 TN |  | LEFT | SQUARE | AW | 6 | DI | XX | [5 empty] | DIST (M) |  | GRASS | UNPAVED |  | VALVE BOX | 2 | 2 | RESILIENT |  |  |  | 6 | GATE | Maint Trans & Dist (T&D) | Ops Trans & Dist
10134959 | UNKNOWN | Z1-FR00054 STREET/VALVE | ILFR-Z1-VALVE-001P | P313 | INSV | INST | HUSSAARM | H |  |  | MANUAL | DISTRIBUTION IN GRID |  | N | BURIED ASSET |  |  | NON RISING STEM |  |  | FLANGED |  | OPEN | 0 PSI | 36.00 TN |  | LEFT | SQUARE | AW | 12 | DI | XX | [5 empty] | DIST (M) |  | GRASS | XX |  | VAULT | 2 | 2 | RESILIENT |  |  |  | 12 | GATE | Maint Trans & Dist (T&D) | Ops Trans & Dist
10094027 | UNKNOWN | Z1-WS00156 STREET/VALVE | ILWS-Z1-VALVE-001P | P313 | INSV | INST | HUSSAARM | H |  |  | MANUAL | DISTRIBUTION IN GRID |  | N | BURIED ASSET |  |  | NON RISING STEM | WS00156 |  | XX |  | OPEN | 0 PSI | 18.00 TN |  | LEFT | SQUARE | AW | 6 | XX | XX | [5 empty] | DIST (M) |  | GRASS | XX |  | XX | XX | 2 | CAST IRON |  |  |  | 6 | GATE | Maint Trans & Dist (T&D) | Ops Trans & Dist
10091308 | UNKNOWN | Z1 - TCSV00041 STREET/VALVE | ILTC-Z1-VALVE-001P | P313 | INSV | INST | HUSSAARM | H |  |  | MANUAL | DISTRIBUTION IN GRID |  | XX | BURIED ASSET |  |  | WORM |  |  | MJ |  | CLOSED | 0 PSI | 30.00 TN |  | LEFT | SQUARE | AW | 16 | DI | XX | [5 empty] | DIST (M) |  | GRASS | XX |  | VAULT | XX | XX | RESILIENT |  |  |  | 16 | BUTTERFLY | Maint Trans & Dist (T&D) | Ops Trans & Dist
10082294 | UNKNOWN | Z1 - WSSV00118 STREET/VALVE | ILWS-Z1-VALVE-001P | P313 | INSV | INST | HUSSAARM | H |  |  | MANUAL | DIST DEAD END |  | N | BURIED ASSET |  |  | NON RISING STEM | WS00118 |  | XX |  | CLOSED | 0 PSI | 18.00 TN |  | LEFT | SQUARE | AW | 6 | CI | XX | [5 empty] | DIST (M) |  | CONCRETE | SIDEWALK |  | XX | XX | 2 | CAST IRON |  |  |  | 8 | GATE | Maint Trans & Dist (T&D) | Ops Trans & Dist
10081251 | UNKNOWN | Z1 - HTSV02491 STREET/VALVE | ILHT-Z1-VALVE-001P | P313 | INSV | INST | HUSSAARM | H |  |  | MANUAL | DISTRIBUTION IN GRID |  | XX | BURIED ASSET |  |  | NON RISING STEM |  |  | XX |  | OPEN | 0 PSI | 36.00 TN |  | LEFT | SQUARE | AW | 12 | DI | XX | [5 empty] | DIST (M) |  | XX | XX |  | XX | XX | 2 | CAST IRON |  |  |  | 12 | GATE | Maint Trans & Dist (T&D) | Ops Trans & Dist
10081209 | UNKNOWN | Z1 - HTSV02490 STREET/VALVE | ILHT-Z1-VALVE-001P | P313 | INSV | INST | HUSSAARM | H |  |  | MANUAL | DISTRIBUTION IN GRID |  | XX | BURIED ASSET |  |  | NON RISING STEM |  |  | XX |  | OPEN | 0 PSI | 36.00 TN |  | LEFT | SQUARE | AW | 12 | DI | XX | [5 empty] | DIST (M) |  | XX | XX |  | XX | XX | 2 | CAST IRON |  |  |  | 12 | GATE | Maint Trans & Dist (T&D) | Ops Trans & Dist
10076231 | UNKNOWN | Z1 - HTSV00998 STREET/VALVE | ILHT-Z1-VALVE-001P | P313 | INSV | INST | HUSSAARM | H |  |  | MANUAL | DISTRIBUTION IN GRID |  | N | BURIED ASSET |  |  | WORM |  |  | XX |  | OPEN | 0 PSI | 60.00 TN |  | LEFT | SQUARE | AW | 30 | DI | XX | [5 empty] | DIST (M) |  | GRASS | XX |  | VALVE BOX | 3 | 2 | CAST IRON |  |  |  | 30 | GATE | Maint Trans & Dist (T&D) | Ops Trans & Dist
10076190 | UNKNOWN | Z1 - HTSV00997 STREET/VALVE | ILHT-Z1-VALVE-001P | P313 | INSV | INST | HUSSAARM | H |  |  | MANUAL | DISTRIBUTION IN GRID |  | N | BURIED ASSET |  |  | NON RISING STEM |  |  | XX |  | OPEN | 0 PSI | 72.00 TN |  | LEFT | SQUARE | AW | 24 | DI | XX | [5 empty] | DIST (M) |  | XX | XX |  | VALVE BOX | 4 | 2 | RESILIENT |  |  |  | 24 | GATE | Maint Trans & Dist (T&D) | Ops Trans & Dist
10072419 | UNKNOWN | Z1-TC00066A HYD AUX/VALVE | ILTC-Z1-HYDRT-001P | P313 | INSV | INST | HUSSAARM | M |  |  |  | HYD AUX |  | N | BURIED ASSET | [5 empty] | XX |  | OPEN | 0 PSI | 18.00 TN | N | LEFT | XX | AW | 8 | PVC | XX | [5 empty] | HYD AUX (M) |  | GRASS | XX |  | XX | XX | XX | RESILIENT |  |  |  | 6 | GATE | Maint Trans & Dist (T&D) | Ops Trans & Dist
10072380 | UNKNOWN | Z1-TC00065A HYD AUX/VALVE | ILTC-Z1-HYDRT-001P | P313 | INSV | INST | HUSSAARM | M |  |  |  | HYD AUX |  | N | BURIED ASSET | [5 empty] | XX |  | OPEN | 0 PSI | 18.00 TN | N | LEFT | XX | AW | 8 | PVC | XX | [5 empty] | HYD AUX (M) |  | GRASS | XX |  | XX | XX | XX | RESILIENT |  |  |  | 6 | GATE | Maint Trans & Dist (T&D) | Ops Trans & Dist
10068253 | UNKNOWN | Z1-WS02307 STREET/VALVE | ILWS-Z1-VALVE-001P | P313 | INSV | INST | HUSSAARM | H |  |  | MANUAL | DISTRIBUTION IN GRID |  | N | BURIED ASSET |  |  | NON RISING STEM | WS02307 |  | XX |  | CLOSED | 0 PSI | 999.00 TN |  | LEFT | SQUARE | AW | 10 | XX | XX | [5 empty] | DIST (M) |  | GRASS | DRIVEWAY |  | VALVE BOX | XX | 2 | RESILIENT |  |  |  | 10 | GATE | Maint Trans & Dist (T&D) | Ops Trans & Dist
10068160 | UNKNOWN | Z1-WS02336 STREET/VALVE | ILWS-Z1-VALVE-001P | P313 | INSV | INST | HUSSAARM | H |  |  | MANUAL | DISTRIBUTION IN GRID |  | N | BURIED ASSET |  |  | NON RISING STEM | WS02336 |  | XX |  | OPEN | 0 PSI | 36.00 TN |  | LEFT | SQUARE | AW | 12 | DI | XX | [5 empty] | DIST (M) |  | GRASS | XX |  | XX | XX | 2 | RESILIENT |  |  |  | 12 | GATE | Maint Trans & Dist (T&D) | Ops Trans & Dist

## CLASS-SVLV-BO
Equipment | Manufacturer | Description | Functional Loc. | Planning plant | User status | System status | Created by | ABC indic. | ManufSerialNo. | Model number | Actuator Type | Application | Blow off Type | Book Page | Bypass Valve? | Dependency Driver 1 | Dependency Driver 2 | GEOACCURACY GIS-DATA | Gear Type | Historical ID | Installation WO# | Joint Type | Map Page | Normal Position | Normal Sys Pressure | Number of Turns | On SCADA? | Open Direction | Operating Nut Type | Owned By | Pipe / Channel Size | Pipe Material | Pressure Class | Pressure Zone | Pressure Zone HGL | Sketch # | Special Mtn Note | Special Mtn Note Det | Subdivision | Surface Cover | Surface Cover Loc Ty | Torque Limit | VLV Access Type | Vlv-Depth to Top of | Vlv-Oper Nut Size | Vlv-Seat Type | Vlv-Special V-Box Ma | Vlv-Top Valve Nut De | Vlv-Valve Box Markin | Vlv-Valve Size | Vlv-Valve Type | NARUC Maintenance Ac | NARUC Operations Acc | Special Mtn Note | Special Mtn Note Det
10860153 | UNKNOWN | CP - CPBO00190 BLOW-OFF/VALVE | ILCP-CP-VALVE-C01G | D301 | OOS | DLFL INAC INST | SCHAEFC2 | L |  |  |  |  | BLOWOFF(M) |  | N | BURIED ASSET | [5 empty] | XX |  | CLOSED |  | 999.00 TN |  | LEFT | XX | AW | 6 | XX | XX | [6 empty] | XX | XX |  | XX | XX | XX |  |  |  |  | 2 | GATE | Maint Trans & Dist (T&D) | Ops Trans & Dist
10951517 | UNKNOWN | VCY-9083/VALVE | ILCP-CY-VALVE | D301 | OOS | INAC INST | PE0100_RFC | M |  |  |  | BLOW-OFF | BLOWOFF(M) |  | N |  |  |  |  | 390639 | I25-140030 | XX |  | CLOSED |  | 0.00 TN |  | LEFT | XX | AW | XX | DI | XX | [6 empty] | XX | XX |  | XX | XX | XX |  |  |  |  | XX | BUTTERFLY | Maint Trans & Dist (T&D) | Ops Trans & Dist
10952088 | UNKNOWN | VCY-9084/VALVE | ILCP-CY-VALVE | D301 | INSV | INST | PE0100_RFC | M |  |  |  | BLOW-OFF | BLOWOFF(M) |  | N |  |  |  |  | 390894 |  | XX |  | CLOSED |  | 0.00 TN |  | LEFT | XX | AW | 2 | CU | XX | [6 empty] | XX | XX |  | XX | XX | XX |  |  |  |  | 2 | GATE | Maint Trans & Dist (T&D) | Ops Trans & Dist
10956723 | UNKNOWN | VCP-9885/VALVE | ILCP-CP-VALVE | D301 | INSV | INST | PE0100_RFC | M |  |  |  | BLOW-OFF | BLOWOFF(M) |  | N |  |  |  |  | 425342 | R25-14B1.14-P-0003 | XX |  | CLOSED |  | 20.00 TN |  | LEFT | XX | AW | 6 | DI | XX | [6 empty] | XX | XX |  | XX | XX | XX |  |  |  |  | 6 | GATE | Maint Trans & Dist (T&D) | Ops Trans & Dist
10957018 | UNKNOWN | VUR-4865/VALVE | ILCP-UR-VALVE | D301 | INSV | INST | PE0100_RFC | M |  |  |  | BLOW-OFF | BLOWOFF(M) |  | N |  |  |  |  | 425337 | R25-14B1.15-P-0005 | XX |  | CLOSED |  | 20.00 TN |  | LEFT | XX | AW | 6 | CI | XX | [6 empty] | XX | XX |  | XX | XX | XX |  |  |  |  | 6 | BUTTERFLY | Maint Trans & Dist (T&D) | Ops Trans & Dist

## CLASS-TNK-CHEM
Equipment | Manufacturer | Description | Functional Loc. | Planning plant | User status | System status | Created by | ABC indic. | ManufSerialNo. | Model number | Application | Indoor/Outdoor | Owned By | Special Mtn Note | Special Mtn Note Det | Tank Chemical | Tnk-Auto Refill | Tnk-Diameter | Tnk-Material | Tnk-Pressure Rating | Tnk-Side Length (ft) | Tnk-State Inspection | Tnk-Volume (gal) | Underground | NARUC Maintenance Ac | NARUC Operations Acc | Special Mtn Note | Special Mtn Note Det
5140987 | UNKNOWN | GIBBSSTA Phosphate /Tank | NJBC-CM-GBSTA | P203 | INSV | INST | HUSSAARM | M |  |  | ZINC ORTHOPHOSPHATE | INDOORS | AW |  |  | NON-PRESSURIZED CHEM | N | 1.50 Feet | PLASTIC | ATMOSPHERIC | 3.330 Feet | XX | 50.00 1GL | N | Maint Water Treatment Equip | Ops Water Treatment
5140985 | UNKNOWN | COOPER Caustic Day /Tank | NJBC-BU-COOPE | P203 | INSV | INST | HUSSAARM | M |  |  | SODIUM HYDROXIDE |  | AW |  |  | NON-PRESSURIZED CHEM | XX |  | XX | ATMOSPHERIC |  | XX |  | XX | Maint Water Treatment Equip | Ops Water Treatment
5140984 | POLYPROCESSING | MEDFORDIC Sodium Hypochlorite Bulk /Tank | NJBC-BU-MEDFO | P203 | INSV | INST | HUSSAARM | M | Y-04-03863 | 1000475-1-9-XLPE | SODIUM HYPOCHLORITE | INDOORS | AW |  |  | NON-PRESSURIZED CHEM | N | 0.00 Feet | PLASTIC | ATMOSPHERIC | 0.000 Feet | N | 475.00 1GL | N | Maint Water Treatment Equip | Ops Water Treatment
5140983 | UNKNOWN | SUNBURY Sodium Hypochlorite /Tank | NJBC-PB-SUNBU | P203 | INSV | INST | HUSSAARM | M |  |  | SODIUM HYPOCHLORITE | INDOORS | AW |  |  | NON-PRESSURIZED CHEM | N | 1.50 Feet | PLASTIC | ATMOSPHERIC | 3.000 Feet | N | 40.00 1GL | N | Maint Water Treatment Equip | Ops Water Treatment
5140981 | UNKNOWN | OLDORCHARD Sodium Hypochlorite Day /Tank | NJBC-CM-OLDOR | P203 | INSV | INST | HUSSAARM | M |  |  | SODIUM HYPOCHLORITE | INDOORS | AW |  |  | NON-PRESSURIZED CHEM | N | 0.00 Feet | PLASTIC | ATMOSPHERIC | 0.000 Feet | N | 0.00 1GL | N | Maint Water Treatment Equip | Ops Water Treatment
5140980 | UNKNOWN | OLDORCHARD SODHYP BLK /TANK | NJBC-CM-OLDOR | P203 | INSV | INST | HUSSAARM | M |  |  | SODIUM HYPOCHLORITE | INDOORS | AW |  |  | NON-PRESSURIZED CHEM | N | 0.00 Feet | PLASTIC | ATMOSPHERIC | 0.000 Feet | N | 0.00 1GL | N | Maint Water Treatment Equip | Ops Water Treatment
5140979 | UNKNOWN | POMONA-ALB Sodium Hypochlorite /Tank | NJBC-BU-POMON-ALB. | P203 | INSV | INST | HUSSAARM | M |  |  | SODIUM HYPOCHLORITE | INDOORS | AW |  |  | NON-PRESSURIZED CHEM | N | 0.00 Feet | PLASTIC | ATMOSPHERIC | 0.000 Feet | N | 0.00 1GL | N | Maint Water Treatment Equip | Ops Water Treatment
5140978 | UNKNOWN | MURRAY Caustic Day /Tank | NJBC-CM-MURRA | P203 | INSV | INST | HUSSAARM | M |  |  | SODIUM HYDROXIDE | INDOORS | AW |  |  | NON-PRESSURIZED CHEM | N | 0.00 Feet | PLASTIC | ATMOSPHERIC | 0.000 Feet | N | 0.00 1GL | N | Maint Water Treatment Equip | Ops Water Treatment
5140977 | UNKNOWN | HIGHLAND Caustic Day /Tank | NJBC-BU-HIGHL | P203 | INSV | INST | HUSSAARM | M |  |  | SODIUM HYDROXIDE | INDOORS | AW |  |  | NON-PRESSURIZED CHEM | N | 0.00 Feet | PLASTIC | ATMOSPHERIC | 0.000 Feet | N | 0.00 1GL | N | Maint Water Treatment Equip | Ops Water Treatment
5140975 | UNKNOWN | HIGHLAND Caustic Bulk /Tank | NJBC-BU-HIGHL | P203 | INSV | INST | HUSSAARM | M |  |  | SODIUM HYDROXIDE | INDOORS | AW |  |  | NON-PRESSURIZED CHEM | N | 0.00 Feet | FIBERGLASS | ATMOSPHERIC | 0.000 Feet | N | 0.00 1GL | N | Maint Water Treatment Equip | Ops Water Treatment
5140972 | UNKNOWN | HIGHLAND Sodium Hypochlorite /Tank | NJBC-BU-HIGHL | P203 | INSV | INST | HUSSAARM | M |  |  | SODIUM HYPOCHLORITE | INDOORS | AW |  |  | NON-PRESSURIZED CHEM | N | 0.00 Feet | PLASTIC | ATMOSPHERIC | 0.000 Feet | N | 0.00 1GL | N | Maint Water Treatment Equip | Ops Water Treatment
5140971 | SNYDER IND | FELLOWSHIP-BST SODHYP DAY /TANK | NJBC-BU-FELLO-BST. | P203 | INSV | INST | HUSSAARM | M |  | 997176 | SODIUM HYPOCHLORITE | INDOORS | AW |  |  | NON-PRESSURIZED CHEM | N | 2.50 Feet | PLASTIC | ATMOSPHERIC | 4.500 Feet | N | 150.00 1GL | N | Maint Water Treatment Equip | Ops Water Treatment
5140970 | CHEM-TAINER | FELLOWSHIP-BST SODHYP BLK /TANK | NJBC-BU-FELLO-BST. | P203 | INSV | INST | HUSSAARM | M | 0802477735 | 900 gal | SODIUM HYPOCHLORITE | INDOORS | AW |  |  | NON-PRESSURIZED CHEM | N | 5.00 Feet | PLASTIC | ATMOSPHERIC | 6.670 Feet | N | 1,000.00 1GL | N | Maint Water Treatment Equip | Ops Water Treatment
5140969 | UNKNOWN | COOPER Caustic Bulk /Tank | NJBC-BU-COOPE | P203 | INSV | INST | HUSSAARM | M |  |  | SODIUM HYDROXIDE |  | AW |  |  | NON-PRESSURIZED CHEM | XX |  | XX | ATMOSPHERIC |  | XX |  | XX | Maint Water Treatment Equip | Ops Water Treatment
5140968 | UNKNOWN | CHURCHRCHL SODHYP BLK1 /TANK | NJBC-BU-CHURC | P203 | INSV | INST | HUSSAARM | M |  |  | SODIUM HYPOCHLORITE | INDOORS | AW |  |  | NON-PRESSURIZED CHEM | N | 0.00 Feet | PLASTIC | ATMOSPHERIC | 0.000 Feet | N | 0.00 1GL | N | Maint Water Treatment Equip | Ops Water Treatment
5140967 | UNKNOWN | COOPER-IVY Sodium Hypochlorite Day /Tank | NJBC-BU-COOPE-IVY. | P203 | INSV | INST | HUSSAARM | M |  |  | SODIUM HYPOCHLORITE | INDOORS | AW |  |  | NON-PRESSURIZED CHEM | N | 0.00 Feet | PLASTIC | ATMOSPHERIC | 0.000 Feet | N | 100.00 1GL | N | Maint Water Treatment Equip | Ops Water Treatment
5140966 | UNKNOWN | COOPER Sodium Hypochlorite Bulk /Tank | NJBC-BU-COOPE | P203 | INSV | INST | HUSSAARM | M |  |  | SODIUM HYPOCHLORITE | INDOORS | AW |  |  | NON-PRESSURIZED CHEM | N |  | PLASTIC | ATMOSPHERIC |  | N |  | N | Maint Water Treatment Equip | Ops Water Treatment
5140965 | UNKNOWN | RUNNEMEDE Phosphate /Tank | NJBC-CM-RUNNE | P203 | INSV | INST | HUSSAARM | M |  |  | ZINC ORTHOPHOSPHATE | INDOORS | AW |  |  | NON-PRESSURIZED CHEM | N | 0.00 Feet | PLASTIC | ATMOSPHERIC | 0.000 Feet | N | 0.00 1GL | N | Maint Water Treatment Equip | Ops Water Treatment
5140964 | POLYPROCESSING | RUNNEMEDE Sodium Hypochlorite /Tank | NJBC-CM-RUNNE | P203 | INSV | INST | HUSSAARM | M | Y245X |  | SODIUM HYPOCHLORITE | INDOORS | AW |  |  | NON-PRESSURIZED CHEM | N | 31.00 Feet | PLASTIC | ATMOSPHERIC | 48.000 Feet | N | 135.00 1GL | N | Maint Water Treatment Equip | Ops Water Treatment
5140962 | UNKNOWN | OTTERBRK SODHYP BLK2 /TANK | NJBC-CM-OTTER | P203 | INSV | INST | HUSSAARM | M |  |  | SODIUM HYPOCHLORITE | INDOORS | AW |  |  | NON-PRESSURIZED CHEM | N | 0.00 Feet | PLASTIC | ATMOSPHERIC | 0.000 Feet | N | 0.00 1GL | N | Maint Water Treatment Equip | Ops Water Treatment
5140961 | UNKNOWN | OTTERBRK SODHYP BLK1 /TANK | NJBC-CM-OTTER | P203 | INSV | INST | HUSSAARM | M |  |  | SODIUM HYPOCHLORITE | INDOORS | AW |  |  | NON-PRESSURIZED CHEM | N | 0.00 Feet | PLASTIC | ATMOSPHERIC | 0.000 Feet | N | 0.00 1GL | N | Maint Water Treatment Equip | Ops Water Treatment
5140958 | UNKNOWN | MAGNOLIA Sodium Hypochlorite Bulk /Tank | NJBC-CM-MAGNO | P203 | INSV | INST | HUSSAARM | M |  |  | SODIUM HYPOCHLORITE | INDOORS | AW |  |  | NON-PRESSURIZED CHEM | N | 0.00 Feet | PLASTIC | ATMOSPHERIC | 0.000 Feet | N | 0.00 1GL | N | Maint Water Treatment Equip | Ops Water Treatment
5140957 | RAVEN | LAURELSP Sodium Hypochlorite /Tank | NJBC-CM-LAURE | P203 | INSV | INST | HUSSAARM | M |  | 73-454917 | SODIUM HYPOCHLORITE | INDOORS | AW |  |  | NON-PRESSURIZED CHEM | N | 5.00 Feet | PLASTIC | ATMOSPHERIC | 7.000 Feet | N | 1,225.00 1GL | N | Maint Water Treatment Equip | Ops Water Treatment
5140956 | UNKNOWN | LAURELSP Phosphate /Tank | NJBC-CM-LAURE | P203 | INSV | INST | HUSSAARM | M |  |  | ZINC ORTHOPHOSPHATE | INDOORS | AW |  |  | NON-PRESSURIZED CHEM | N | 0.00 Feet | PLASTIC | ATMOSPHERIC | 0.000 Feet | N | 0.00 1GL | N | Maint Water Treatment Equip | Ops Water Treatment
5140953 | UNKNOWN | HADDONHTS SODHYP BLK2 /TANK | NJBC-CM-HAHTS | P203 | INSV | INST | HUSSAARM | M |  |  | SODIUM HYPOCHLORITE | INDOORS | AW |  |  | NON-PRESSURIZED CHEM | N | 0.00 Feet | PLASTIC | ATMOSPHERIC | 0.000 Feet | N | 0.00 1GL | N | Maint Water Treatment Equip | Ops Water Treatment
5140952 | UNKNOWN | HADDONHTS SODHYP BLK1 /TANK | NJBC-CM-HAHTS | P203 | INSV | INST | HUSSAARM | M |  |  | SODIUM HYPOCHLORITE | INDOORS | AW |  |  | NON-PRESSURIZED CHEM | N | 0.00 Feet | PLASTIC | ATMOSPHERIC | 0.000 Feet | N | 0.00 1GL | N | Maint Water Treatment Equip | Ops Water Treatment
5140947 | UNKNOWN | COOPER Phosphate /Tank | NJBC-BU-COOPE | P203 | INSV | INST | HUSSAARM | L |  |  | ZINC ORTHOPHOSPHATE |  | AW |  |  | NON-PRESSURIZED CHEM | XX |  | XX | ATMOSPHERIC |  | XX |  | XX | Maint Water Treatment Equip | Ops Water Treatment
5140937 | UNKNOWN | SOMERDALE Phosphate /Tank | NJBC-CM-SOMER | P203 | INSV | INST | HUSSAARM | M |  |  | ZINC ORTHOPHOSPHATE |  | AW |  |  | NON-PRESSURIZED CHEM | XX | 0.00 Feet | XX | ATMOSPHERIC | 0.000 Feet | XX | 0.00 1GL | XX | Maint Water Treatment Equip | Ops Water Treatment
5140916 | UNKNOWN | MURRAY Sodium Hypochlorite /Tank | NJBC-CM-MURRA | P203 | INSV | INST | HUSSAARM | M |  |  | SODIUM HYPOCHLORITE | INDOORS | AW |  |  | NON-PRESSURIZED CHEM | N | 0.00 Feet | PLASTIC | ATMOSPHERIC | 0.000 Feet | N | 0.00 1GL | N | Maint Water Treatment Equip | Ops Water Treatment
5140913 | UNKNOWN | HADDONHTS Caustic Bulk /Tank | NJBC-CM-HAHTS | P203 | INSV | INST | HUSSAARM | M |  |  | SODIUM HYDROXIDE | INDOORS | AW |  |  | NON-PRESSURIZED CHEM | N | 0.00 Feet | FIBERGLASS | ATMOSPHERIC | 0.000 Feet | N | 6,000.00 1GL | N | Maint Water Treatment Equip | Ops Water Treatment
5140912 | UNKNOWN | HADDONHTS Caustic Day /Tank | NJBC-CM-HAHTS | P203 | INSV | INST | HUSSAARM | M |  |  | SODIUM HYDROXIDE | INDOORS | AW |  |  | NON-PRESSURIZED CHEM | N | 30.00 Feet | PLASTIC | ATMOSPHERIC | 0.000 Feet | N | 125.00 1GL | N | Maint Water Treatment Equip | Ops Water Treatment
5140911 | POLYPROCESSING | GIBBSSTA Sodium Hypochlorite Day /Tank | NJBC-CM-GBSTA | P203 | INSV | INST | HUSSAARM | M | V-12-01777 |  | SODIUM HYPOCHLORITE | INDOORS | AW |  |  | NON-PRESSURIZED CHEM | N | 3.00 Feet | PLASTIC | ATMOSPHERIC | 6.000 Feet | N | 275.00 1GL | N | Maint Water Treatment Equip | Ops Water Treatment
5140910 | POLYPROCESSING | GIBBSSTA SODHYP BLK2 /TANK | NJBC-CM-GBSTA | P203 | INSV | INST | HUSSAARM | M | V0002471 |  | SODIUM HYPOCHLORITE | INDOORS | AW |  |  | NON-PRESSURIZED CHEM | N | 5.33 Feet | PLASTIC | ATMOSPHERIC | 6.660 Feet | N | 1,100.00 1GL | N | Maint Water Treatment Equip | Ops Water Treatment
5140909 | SNYDER IND | GIBBSSTA SODHYP BLK1 /TANK | NJBC-CM-GBSTA | P203 | INSV | INST | HUSSAARM | M | 0604584838 | 997176 | SODIUM HYPOCHLORITE | INDOORS | AW |  |  | NON-PRESSURIZED CHEM | N | 5.50 Feet | PLASTIC | ATMOSPHERIC | 6.500 Feet | N | 1,050.00 1GL | N | Maint Water Treatment Equip | Ops Water Treatment
5252405 | UNKNOWN | OLDORCHARD SODHYP BLK 2 /TANK | NJBC-CM-OLDOR | P203 | INSV | INST | TAYLORDM | M |  |  | SODIUM HYPOCHLORITE | INDOORS | AW |  |  | NON-PRESSURIZED CHEM | N | 0.00 Feet | PLASTIC | ATMOSPHERIC | 0.000 Feet | N | 905.00 1GL | N | Maint Water Treatment Equip | Ops Water Treatment
5211240 | POLYPROCESSING | RANN KLENPHOS BULK TANK /TANK | NJPG-PG-RANN.-TRT. | P203 | INSV | INST | LOD_EAM_02 | H |  | V-13-02349 |  |  | AW |  |  | NON-PRESSURIZED CHEM |  | 0.00 Feet |  |  | 0.000 Feet |  | 0.00 1GL |  | Maint Water Treatment Equip | Ops Water Treatment
5211239 | CHEM-TAINER | RANN SALT BRINE TANK /TANK | NJPG-PG-RANN.-TRT. | P203 | INSV | INST | LOD_EAM_02 | H |  |  |  |  | AW |  |  | NON-PRESSURIZED CHEM |  | 0.00 Feet |  |  | 0.000 Feet |  | 0.00 1GL |  | Maint Water Treatment Equip | Ops Water Treatment
5211238 | POLYPROCESSING | RANN HYPO BULK TANK /TANK | NJPG-PG-RANN.-TRT. | P203 | INSV | INST | LOD_EAM_02 | H |  | V-13-02392 |  |  | AW |  |  | NON-PRESSURIZED CHEM |  | 0.00 Feet |  |  | 0.000 Feet |  | 0.00 1GL |  | Maint Water Treatment Equip | Ops Water Treatment
5211237 | POLYPROCESSING | RANN KOH DAY TANK /TANK | NJPG-PG-RANN.-TRT. | P203 | INSV | INST | LOD_EAM_02 | H |  | L-13-01542 |  |  | AW |  |  | NON-PRESSURIZED CHEM |  | 0.00 Feet |  |  | 0.000 Feet |  | 0.00 1GL |  | Maint Water Treatment Equip | Ops Water Treatment
5211236 | HIGHLAND TANK | RANN KOH BULK TANK 2 /TANK | NJPG-PG-RANN.-TRT. | P203 | INSV | INST | LOD_EAM_02 | H |  | UL142 |  |  | AW |  |  | NON-PRESSURIZED CHEM |  | 0.00 Feet |  |  | 0.000 Feet |  | 0.00 1GL |  | Maint Water Treatment Equip | Ops Water Treatment
5211235 | HIGHLAND TANK | RANN KOH BULK TANK 1 /TANK | NJPG-PG-RANN.-TRT. | P203 | INSV | INST | LOD_EAM_02 | H |  | UL142 |  |  | AW |  |  | NON-PRESSURIZED CHEM |  | 0.00 Feet |  |  | 0.000 Feet |  | 0.00 1GL |  | Maint Water Treatment Equip | Ops Water Treatment
5195510 | SNYDER IND | GREEN Zinc Ortho Day /Tank | NJBC-MH-GREEN | P203 | INSV | INST | TAYLORDM | M |  |  | ZINC ORTHOPHOSPHATE | INDOORS | AW |  |  | NON-PRESSURIZED CHEM | XX | 0.00 Feet | PLASTIC | ATMOSPHERIC | 0.000 Feet | XX | 105.00 1GL | N | Maint Water Treatment Equip | Ops Water Treatment
5195507 | UNKNOWN | GREEN Caustic Day /Tank | NJBC-MH-GREEN | P203 | INSV | INST | TAYLORDM | M |  |  | SODIUM HYDROXIDE | INDOORS | AW |  |  | NON-PRESSURIZED CHEM | N | 0.00 Feet | FIBERGLASS | ATMOSPHERIC | 0.000 Feet | N | 0.00 1GL | N | Maint Water Treatment Equip | Ops Water Treatment
5195506 | UNKNOWN | GREEN Caustic Bulk /Tank | NJBC-MH-GREEN | P203 | INSV | INST | TAYLORDM | M |  |  | SODIUM HYDROXIDE | INDOORS | AW |  |  | NON-PRESSURIZED CHEM | N | 0.00 Feet | FIBERGLASS | ATMOSPHERIC | 0.000 Feet | N | 0.00 1GL | N | Maint Water Treatment Equip | Ops Water Treatment
5156780 | UNKNOWN | DRWTP-TRMT CL2 SCRBBR CAUS /Tank | NJBC-BU-DRWTP-TRMT | P203 | INSV | INST | HUSSAARM | H | JOB 9300 | CP-1 | SODIUM HYDROXIDE |  | AW |  |  | NON-PRESSURIZED CHEM | XX |  | XX | ATMOSPHERIC |  | XX |  | XX | Maint Water Treatment Equip | Ops Water Treatment
5147898 | UNKNOWN | PURE Lime Slurry /Tank | NJLO-Z1-PURE. | P203 | INSV | INST | HUSSAARM | L |  |  | LIME (HYDRATED) | INDOORS | AW |  |  | NON-PRESSURIZED CHEM | XX |  | XX | ATMOSPHERIC |  | XX | 150.00 1GL | N | Maint Water Treatment Equip | Ops Water Treatment
5147897 | UNKNOWN | BIRCH Permanganate /Tank | NJLO-Z1-BIRCH | P203 | INSV | INST | HUSSAARM | M |  |  | POTASIUM PERMANGANATE | INDOORS | AW |  |  | NON-PRESSURIZED CHEM | XX | 0.00 Feet | XX | ATMOSPHERIC | 0.000 Feet | XX | 400.00 1GL | N | Maint Water Treatment Equip | Ops Water Treatment
5147896 | UNKNOWN | BIRCH Lime Slurry /Tank | NJLO-Z1-BIRCH | P203 | INSV | INST | HUSSAARM | M |  |  | LIME (HYDRATED) | INDOORS | AW |  |  | NON-PRESSURIZED CHEM | XX | 0.00 Feet | XX | ATMOSPHERIC | 0.000 Feet | XX | 1,000.00 1GL | N | Maint Water Treatment Equip | Ops Water Treatment
5147893 | UNKNOWN | BECK Permanganate /Tank | NJLO-Z1-BECK. | P203 | INSV | INST | HUSSAARM | M |  |  | POTASIUM PERMANGANATE | INDOORS | AW |  |  | NON-PRESSURIZED CHEM | XX | 0.00 Feet | XX | ATMOSPHERIC | 0.000 Feet | XX | 400.00 1GL | N | Maint Water Treatment Equip | Ops Water Treatment
5147892 | UNKNOWN | BECK Cationic Polymer /Tank | NJLO-Z1-BECK. | P203 | INSV | INST | HUSSAARM | M |  |  | POLYMER CATIONIC | INDOORS | AW |  |  | NON-PRESSURIZED CHEM | XX | 0.00 Feet | XX | ATMOSPHERIC | 0.000 Feet | XX | 500.00 1GL | N | Maint Water Treatment Equip | Ops Water Treatment
5147891 | UNKNOWN | BECK Lime Slurry 2 /Tank | NJLO-Z1-BECK. | P203 | INSV | INST | HUSSAARM | M |  |  | LIME (HYDRATED) | INDOORS | AW |  |  | NON-PRESSURIZED CHEM | XX | 0.00 Feet | XX | ATMOSPHERIC | 0.000 Feet | XX | 1,600.00 1GL | N | Maint Water Treatment Equip | Ops Water Treatment
5147890 | UNKNOWN | BECK Lime Slurry 1 /Tank | NJLO-Z1-BECK. | P203 | INSV | INST | HUSSAARM | M |  |  | LIME (HYDRATED) | INDOORS | AW |  |  | NON-PRESSURIZED CHEM | XX | 0.00 Feet | XX | ATMOSPHERIC | 0.000 Feet | XX | 1,600.00 1GL | N | Maint Water Treatment Equip | Ops Water Treatment
5142004 | UNKNOWN | SOMERDALE Sodium Hypochlorite /Tank | NJBC-CM-SOMER | P203 | INSV | INST | HUSSAARM | M |  |  | SODIUM HYPOCHLORITE |  | AW |  |  | NON-PRESSURIZED CHEM | XX | 0.00 Feet | XX | ATMOSPHERIC | 0.000 Feet | XX | 0.00 1GL | XX | Maint Water Treatment Equip | Ops Water Treatment
5142003 | UNKNOWN | OTTERBROOK Phosphate /Tank | NJBC-CM-OTTER | P203 | INSV | INST | HUSSAARM | M |  |  | ZINC ORTHOPHOSPHATE |  | AW |  |  | NON-PRESSURIZED CHEM | XX | 0.00 Feet | XX | ATMOSPHERIC | 0.000 Feet | XX | 0.00 1GL | XX | Maint Water Treatment Equip | Ops Water Treatment
5142002 | UNKNOWN | OTTERBROOK Brine Day /Tank | NJBC-CM-OTTER | P203 | INSV | INST | HUSSAARM | M |  |  |  |  | AW |  |  | NON-PRESSURIZED CHEM | XX | 0.00 Feet | XX | ATMOSPHERIC | 0.000 Feet | XX | 0.00 1GL | XX | Maint Water Treatment Equip | Ops Water Treatment
5142001 | UNKNOWN | OTTERBROOK Brine Bulk /Tank | NJBC-CM-OTTER | P203 | INSV | INST | HUSSAARM | M |  |  |  |  | AW |  |  | NON-PRESSURIZED CHEM | XX | 0.00 Feet | XX | ATMOSPHERIC | 0.000 Feet | XX | 0.00 1GL | XX | Maint Water Treatment Equip | Ops Water Treatment
5141113 | UNKNOWN | DRWTP-TRMT-ZINC DAY /Tank | NJBC-BU-DRWTP-TRMT-ZINC | P203 | INSV | INST | HUSSAARM | H | S33711 |  | ZINC ORTHOPHOSPHATE | INDOORS | AW |  |  | NON-PRESSURIZED CHEM | XX |  | PLASTIC | ATMOSPHERIC |  | XX | 100.00 1GL | N | Maint Water Treatment Equip | Ops Water Treatment
5141111 | UNKNOWN | DRWTP-TRMT-ZINC BULK /Tank | NJBC-BU-DRWTP-TRMT-ZINC | P203 | INSV | INST | HUSSAARM | H | S3369 |  | ZINC ORTHOPHOSPHATE | INDOORS | AW |  |  | NON-PRESSURIZED CHEM | XX |  | PLASTIC | ATMOSPHERIC |  | XX | 2,200.00 1GL | N | Maint Water Treatment Equip | Ops Water Treatment
5141103 | UNKNOWN | DRWTP-TRMT CHEM TRUCK PASS SIDE /Tank | NJBC-BU-DRWTP-TRMT | P203 | INSV | INST | HUSSAARM | M |  |  | SODIUM HYPOCHLORITE | OUTDOORS | AW |  |  | NON-PRESSURIZED CHEM | XX |  | PLASTIC | ATMOSPHERIC |  | XX |  | N | Maint Water Treatment Equip | Ops Water Treatment
5141101 | UNKNOWN | DRWTP-TRMT CHEM TRUCK DRIVER SIDE /Tank | NJBC-BU-DRWTP-TRMT | P203 | INSV | INST | HUSSAARM | M |  |  | SODIUM HYPOCHLORITE | OUTDOORS | AW |  |  | NON-PRESSURIZED CHEM | XX |  | PLASTIC | ATMOSPHERIC |  | XX |  | N | Maint Water Treatment Equip | Ops Water Treatment
5140999 | UNKNOWN | MAGNOLIA Phosphate /Tank | NJBC-CM-MAGNO | P203 | INSV | INST | HUSSAARM | M |  |  | ZINC ORTHOPHOSPHATE |  | AW |  |  | NON-PRESSURIZED CHEM | XX | 0.00 Feet | XX | ATMOSPHERIC | 0.000 Feet | XX | 0.00 1GL | XX | Maint Water Treatment Equip | Ops Water Treatment
5140998 | UNKNOWN | MAGNOLIA Sodium Hypochlorite Day /Tank | NJBC-CM-MAGNO | P203 | INSV | INST | HUSSAARM | M |  |  | SODIUM HYPOCHLORITE |  | AW |  |  | NON-PRESSURIZED CHEM | XX | 0.00 Feet | XX | ATMOSPHERIC | 0.000 Feet | XX | 0.00 1GL | XX | Maint Water Treatment Equip | Ops Water Treatment
5140997 | UNKNOWN | HADDONHTS Phosphate /Tank | NJBC-CM-HAHTS | P203 | INSV | INST | HUSSAARM | M |  |  | ZINC ORTHOPHOSPHATE |  | AW |  |  | NON-PRESSURIZED CHEM | XX | 0.00 Feet | XX | ATMOSPHERIC | 0.000 Feet | XX | 0.00 1GL | XX | Maint Water Treatment Equip | Ops Water Treatment
5140996 | UNKNOWN | COOPER Brine /Tank | NJBC-BU-COOPE | P203 | INSV | INST | HUSSAARM | M |  |  |  |  | AW |  |  | NON-PRESSURIZED CHEM | XX |  | XX | ATMOSPHERIC |  | XX |  | XX | Maint Water Treatment Equip | Ops Water Treatment
5140995 | CHEM-TAINER | LAURELSP Brine /Tank | NJBC-CM-LAURE | P203 | INSV | INST | HUSSAARM | M |  |  | BRINE | INDOORS | AW |  |  | NON-PRESSURIZED CHEM | XX | 3.50 Feet | PLASTIC | ATMOSPHERIC | 4.000 Feet | N | 280.00 1GL | N | Maint Water Treatment Equip | Ops Water Treatment
5140992 | UNKNOWN | ASHLAND Phosphate /Tank | NJBC-CM-ASHLA | P203 | INSV | INST | HUSSAARM | M |  |  | ZINC ORTHOPHOSPHATE |  | AW |  |  | NON-PRESSURIZED CHEM | XX | 0.00 Feet | XX | ATMOSPHERIC | 0.000 Feet | XX | 0.00 1GL | XX | Maint Water Treatment Equip | Ops Water Treatment
5140990 | UNKNOWN | ASHLAND Sodium Hypochlorite Day /Tank | NJBC-CM-ASHLA | P203 | INSV | INST | HUSSAARM | M |  |  | SODIUM HYPOCHLORITE |  | AW |  |  | NON-PRESSURIZED CHEM | XX | 0.00 Feet | XX | ATMOSPHERIC | 0.000 Feet | XX | 0.00 1GL | XX | Maint Water Treatment Equip | Ops Water Treatment
5140988 | UNKNOWN | OLDORCHARD Phosphate /Tank | NJBC-CM-OLDOR | P203 | INSV | INST | HUSSAARM | M |  |  | ZINC ORTHOPHOSPHATE |  | AW |  |  | NON-PRESSURIZED CHEM | XX | 0.00 Feet | XX | ATMOSPHERIC | 0.000 Feet | XX | 0.00 1GL | XX | Maint Water Treatment Equip | Ops Water Treatment
5139896 | UNKNOWN | POMONA Caustic Day By Feed Pump 1 /Tank | NJBC-BU-POMON | P203 | INSV | INST | HUSSAARM | M |  |  | SODIUM HYDROXIDE | INDOORS | AW |  |  | NON-PRESSURIZED CHEM | N | 0.00 Feet | PLASTIC | ATMOSPHERIC | 0.000 Feet | N | 0.00 1GL | N | Maint Water Treatment Equip | Ops Water Treatment
5139895 | UNKNOWN | POMONA Caustic Bulk /Tank | NJBC-BU-POMON | P203 | INSV | INST | HUSSAARM | M |  |  | SODIUM HYDROXIDE | INDOORS | AW |  |  | NON-PRESSURIZED CHEM | N | 0.00 Feet | FIBERGLASS | ATMOSPHERIC | 0.000 Feet | N | 0.00 1GL | N | Maint Water Treatment Equip | Ops Water Treatment
5139894 | UNKNOWN | MURRAY Hydrogen Peroxide /Tank | NJBC-CM-MURRA | P203 | INSV | INST | HUSSAARM | M |  |  | HYDROGEN PEROXIDE |  | AW |  |  | NON-PRESSURIZED CHEM | XX | 0.00 Feet | XX | ATMOSPHERIC | 0.000 Feet | XX | 0.00 1GL | XX | Maint Water Treatment Equip | Ops Water Treatment
5118987 | UNKNOWN | VNCE-TNK Chlorine Booster /Tank | NJBC-VT-VNCE.-TNK. | P203 | INSV | INST | HUSSAARM | M |  |  | SODIUM HYPOCHLORITE | INDOORS | AW |  |  | NON-PRESSURIZED CHEM | XX | 0.00 Feet | XX | 15-100PSIG | 0.000 Feet | XX | 50.00 1GL | N | Maint Water Treatment Equip | Ops Water Treatment
5118970 | UNKNOWN | VNCE Klenplos 100 /Tank | NJBC-VT-VNCE. | P203 | INSV | INST | HUSSAARM | M |  |  | PHOSPHORIC ACID | INDOORS | AW |  |  | NON-PRESSURIZED CHEM | N | 1.00 Feet | PLASTIC | 15-100PSIG | 3.000 Feet | XX | 75.00 1GL | N | Maint Water Treatment Equip | Ops Water Treatment
5118964 | UNKNOWN | VNCE Chlorine /Tank | NJBC-VT-VNCE. | P203 | INSV | INST | HUSSAARM | M | 171100792 |  | SODIUM HYPOCHLORITE | INDOORS | AW |  |  | NON-PRESSURIZED CHEM | N | 1.00 Feet | PLASTIC | ATMOSPHERIC | 5.000 Feet | XX | 105.00 1GL | N | Maint Water Treatment Equip | Ops Water Treatment
5118956 | UNKNOWN | WOOD Chlorine Post /Tank | NJBC-MH-WOOD. | P203 | INSV | INST | HUSSAARM | M |  |  | SODIUM HYPOCHLORITE | INDOORS | AW |  |  | NON-PRESSURIZED CHEM | XX | 4.00 Feet | PLASTIC | ATMOSPHERIC | 6.500 Feet | XX | 300.00 1GL | N | Maint Water Treatment Equip | Ops Water Treatment
5118954 | CHEM-TAINER | WOOD Zinc Ortho /Tank | NJBC-MH-WOOD. | P203 | INSV | INST | HUSSAARM | M |  | 100 gallon | ZINC ORTHOPHOSPHATE | INDOORS | AW |  |  | NON-PRESSURIZED CHEM | N | 2.50 Feet | PLASTIC | ATMOSPHERIC | 3.500 Feet | XX | 100.00 1GL | N | Maint Water Treatment Equip | Ops Water Treatment
5118952 | UNKNOWN | WOOD Chlorine Pre /Tank | NJBC-MH-WOOD. | P203 | INSV | INST | HUSSAARM | M |  |  | SODIUM HYPOCHLORITE | INDOORS | AW |  |  | NON-PRESSURIZED CHEM | XX | 4.00 Feet | PLASTIC | ATMOSPHERIC | 6.500 Feet | XX | 300.00 1GL | N | Maint Water Treatment Equip | Ops Water Treatment
5118950 | UNKNOWN | WOOD Caustic /Tank | NJBC-MH-WOOD. | P203 | INSV | INST | HUSSAARM | M | 70812641 | DAY TANK | SODIUM HYDROXIDE | INDOORS | AW |  |  | NON-PRESSURIZED CHEM | XX | 1.75 Feet | PLASTIC | ATMOSPHERIC | 5.000 Feet | XX | 750.00 1GL | N | Maint Water Treatment Equip | Ops Water Treatment
5118948 | NALGENE | WOOD Permanganate /Tank | NJBC-MH-WOOD. | P203 | INSV | INST | HUSSAARM | M |  | 11100-0150 | POTASIUM PERMANGANATE | INDOORS | AW |  |  | NON-PRESSURIZED CHEM | XX | 2.67 Feet | PLASTIC | ATMOSPHERIC | 3.920 Feet | XX | 150.00 1GL | N | Maint Water Treatment Equip | Ops Water Treatment
5118946 | UNKNOWN | GREEN Zinc Ortho /Tank | NJBC-MH-GREEN | P203 | OOS | INAC INST | HUSSAARM | M |  |  | ZINC ORTHOPHOSPHATE | INDOORS | AW |  |  | NON-PRESSURIZED CHEM | XX | 0.00 Feet | XX | 15-100PSIG | 0.000 Feet | XX | 50.00 1GL | N | Maint Water Treatment Equip | Ops Water Treatment
5118944 | UNKNOWN | GREEN Caustic Post /Tank | NJBC-MH-GREEN | P203 | INSV | INST | HUSSAARM | M |  |  | SODIUM HYDROXIDE | INDOORS | AW |  |  | NON-PRESSURIZED CHEM | XX | 0.00 Feet | XX | 15-100PSIG | 0.000 Feet | XX | 200.00 1GL | N | Maint Water Treatment Equip | Ops Water Treatment
5118943 | UNKNOWN | GREEN Hypo Post /Tank | NJBC-MH-GREEN | P203 | OOS | INAC INST | HUSSAARM | M |  |  | SODIUM HYPOCHLORITE | INDOORS | AW |  |  | NON-PRESSURIZED CHEM | XX | 0.00 Feet | XX | 15-100PSIG | 0.000 Feet | XX | 100.00 1GL | N | Maint Water Treatment Equip | Ops Water Treatment
5118941 | UNKNOWN | GREEN Hypo Pre /Tank | NJBC-MH-GREEN | P203 | OOS | INAC INST | HUSSAARM | M |  |  | SODIUM HYPOCHLORITE | INDOORS | AW |  |  | NON-PRESSURIZED CHEM | XX | 0.00 Feet | XX | 15-100PSIG | 0.000 Feet | XX | 500.00 1GL | N | Maint Water Treatment Equip | Ops Water Treatment
5118939 | SNYDER IND | MANS-PLT Caustic Pump (Pre) /Tank | NJBC-MF-MANS.-PLT. | P203 | INSV | INST | HUSSAARM | M |  | 505045 | SODIUM HYDROXIDE | INDOORS | AW |  |  | NON-PRESSURIZED CHEM | XX | 0.00 Feet | PLASTIC | ATMOSPHERIC | 0.000 Feet | XX | 2,000.00 1GL | N | Maint Water Treatment Equip | Ops Water Treatment
5118937 | SNYDER IND | MANS-PLT Hypo (Pre) /Tank | NJBC-MF-MANS.-PLT. | P203 | INSV | INST | HUSSAARM | M |  |  | SODIUM HYPOCHLORITE | INDOORS | AW |  |  | NON-PRESSURIZED CHEM | XX | 0.00 Feet | PLASTIC | ATMOSPHERIC | 0.000 Feet | XX | 2,000.00 1GL | N | Maint Water Treatment Equip | Ops Water Treatment
5118935 | JUSTIN | MANS-PLT Permaganate (Pre) /Tank | NJBC-MF-MANS.-PLT. | P203 | INSV | INST | HUSSAARM | M |  | 509206 | POTASIUM PERMANGANATE | INDOORS | AW |  |  | NON-PRESSURIZED CHEM | XX | 0.00 Feet | FIBERGLASS | ATMOSPHERIC | 0.000 Feet | XX | 1,100.00 1GL | N | Maint Water Treatment Equip | Ops Water Treatment
5118933 | SNYDER IND | MANS-PLT Alum /Tank | NJBC-MF-MANS.-PLT. | P203 | INSV | INST | HUSSAARM | M |  | 40803 | SODIUM ALUMINATE | INDOORS | AW |  |  | NON-PRESSURIZED CHEM | XX | 0.00 Feet | PLASTIC | ATMOSPHERIC | 0.000 Feet | XX | 105.00 1GL | N | Maint Water Treatment Equip | Ops Water Treatment
5118931 | SNYDER IND | MANS-PLT Zinc Ortho /Tank | NJBC-MF-MANS.-PLT. | P203 | INSV | INST | HUSSAARM | M |  | 40803 | ZINC ORTHOPHOSPHATE | INDOORS | AW |  |  | NON-PRESSURIZED CHEM | XX | 0.00 Feet | PLASTIC | ATMOSPHERIC | 0.000 Feet | XX | 105.00 1GL | N | Maint Water Treatment Equip | Ops Water Treatment
5118929 | SNYDER IND | MANS-PLT Caustic Pump (Post) /Tank | NJBC-MF-MANS.-PLT. | P203 | INSV | INST | HUSSAARM | M |  | 997176 | SODIUM HYDROXIDE | INDOORS | AW |  |  | NON-PRESSURIZED CHEM | XX | 0.00 Feet | XX | ATMOSPHERIC | 0.000 Feet | XX | 550.00 1GL | N | Maint Water Treatment Equip | Ops Water Treatment
5118927 | SNYDER IND | MANS-PLT Hypo (Post) /Tank | NJBC-MF-MANS.-PLT. | P203 | INSV | INST | HUSSAARM | M |  | 997176 | SODIUM HYPOCHLORITE | INDOORS | AW |  |  | NON-PRESSURIZED CHEM | XX | 0.00 Feet | PLASTIC | ATMOSPHERIC | 0.000 Feet | XX | 550.00 1GL | N | Maint Water Treatment Equip | Ops Water Treatment
5118925 | UNKNOWN | HOME Permaganate /Tank | NJBC-HS-HOME. | P203 | INSV | INST | HUSSAARM | M |  |  | POTASIUM PERMANGANATE | INDOORS | AW |  |  | NON-PRESSURIZED CHEM | XX | 0.00 Feet | XX | 15-100PSIG | 0.000 Feet | XX | 100.00 1GL | N | Maint Water Treatment Equip | Ops Water Treatment
5118920 | UNKNOWN | HOME Chlorine #2 /Tank | NJBC-HS-HOME. | P203 | INSV | INST | HUSSAARM | M |  |  | SODIUM HYPOCHLORITE | INDOORS | AW |  |  | NON-PRESSURIZED CHEM | XX | 0.00 Feet | XX | 15-100PSIG | 0.000 Feet | XX | 100.00 1GL | N | Maint Water Treatment Equip | Ops Water Treatment
5118918 | UNKNOWN | HOME Chlorine #1 /Tank | NJBC-HS-HOME. | P203 | INSV | INST | HUSSAARM | M |  |  | SODIUM HYPOCHLORITE | INDOORS | AW |  |  | NON-PRESSURIZED CHEM | XX | 0.00 Feet | XX | 15-100PSIG | 0.000 Feet | XX | 100.00 1GL | N | Maint Water Treatment Equip | Ops Water Treatment
5103887 | UNKNOWN | LAYT-TRT Lime /Tank | NJPG-PG-LAYT.-TRT. | P203 | OOS | INAC INST | HUSSAARM | M |  |  | LIME (HYDRATED) | INDOORS | AW |  |  | NON-PRESSURIZED CHEM | XX | 0.00 Feet | STEEL | ATMOSPHERIC | 0.000 Feet | N | 0.00 1GL | N | Maint Water Treatment Equip | Ops Water Treatment
5103885 | UNKNOWN | RANN-TRT Lime /Tank | NJPG-PG-RANN.-TRT. | P203 | OOS | INAC INST | HUSSAARM | M |  |  | LIME (HYDRATED) | INDOORS | AW |  |  | NON-PRESSURIZED CHEM | XX | 0.00 Feet | STEEL | ATMOSPHERIC | 0.000 Feet | N | 0.00 1GL | N | Maint Water Treatment Equip | Ops Water Treatment
5103884 | UNKNOWN | RANN-W7 HTH /Tank | NJPG-PG-RANN.-W7.. | P203 | OOS | INAC INST | HUSSAARM | M |  |  |  | INDOORS | AW |  |  | NON-PRESSURIZED CHEM | XX | 0.00 Feet | PLASTIC | ATMOSPHERIC | 0.000 Feet | N | 250.00 1GL | N | Maint Water Treatment Equip | Ops Water Treatment
5103883 | UNKNOWN | LAYT-TRT Hypo /Tank | NJPG-PG-LAYT.-TRT. | P203 | OOS | INAC INST | HUSSAARM | M |  |  | SODIUM HYPOCHLORITE | INDOORS | AW |  |  | NON-PRESSURIZED CHEM | XX | 0.00 Feet | PLASTIC | ATMOSPHERIC | 0.000 Feet | N | 0.00 1GL | N | Maint Water Treatment Equip | Ops Water Treatment
5096177 | UNKNOWN | BRIG Phosphate /Tank | NJBP-Z1-BRIG. | P203 | INSV | INST | HUSSAARM | M |  |  | MISC SEQUESTERANT | INDOORS | AW |  |  | NON-PRESSURIZED CHEM | XX |  | XX | ATMOSPHERIC |  | XX |  | XX | Maint Water Treatment Equip | Ops Water Treatment
5096176 | UNKNOWN | BRIG Caustic /Tank | NJBP-Z1-BRIG. | P203 | INSV | INST | HUSSAARM | M |  |  | SODIUM HYDROXIDE | INDOORS | AW |  |  | NON-PRESSURIZED CHEM | XX |  | XX | ATMOSPHERIC |  | XX |  | XX | Maint Water Treatment Equip | Ops Water Treatment
5096175 | UNKNOWN | BRIG Hypo /Tank | NJBP-Z1-BRIG. | P203 | INSV | INST | HUSSAARM | M |  |  | SODIUM HYPOCHLORITE | INDOORS | AW |  |  | NON-PRESSURIZED CHEM | XX |  | XX | ATMOSPHERIC |  | XX |  | XX | Maint Water Treatment Equip | Ops Water Treatment
5088119 | UNKNOWN | POMONA Caustic Day By Feed Pmp2 /Corner | NJBC-BU-POMON | P203 | INSV | INST | HUSSAARM | L |  |  | SODIUM HYDROXIDE | INDOORS | AW |  |  | NON-PRESSURIZED CHEM | N | 0.00 Feet | PLASTIC | ATMOSPHERIC | 0.000 Feet | N | 0.00 1GL | N | Maint Water Treatment Equip | Ops Water Treatment
5088113 | UNKNOWN | CHURCHRCHL SodHyp Day /TANK | NJBC-BU-CHURC | P203 | INSV | INST | HUSSAARM | M |  |  |  |  | AW |  |  | NON-PRESSURIZED CHEM | XX | 0.00 Feet | XX | XX | 0.000 Feet | XX | 0.00 1GL | XX | Maint Water Treatment Equip | Ops Water Treatment
5140907 | UNKNOWN | BROWNING Sodium Hypochlorite Day /Tank | NJBC-CM-BROWN | P203 | INSV | INST | HUSSAARM | M |  |  | SODIUM HYPOCHLORITE | INDOORS | AW |  |  | NON-PRESSURIZED CHEM | N | 0.00 Feet | PLASTIC | ATMOSPHERIC | 0.000 Feet | N | 250.00 1GL | N | Maint Water Treatment Equip | Ops Water Treatment
5140905 | UNKNOWN | BROWNING SODHYP BLK2 /TANK | NJBC-CM-BROWN | P203 | INSV | INST | HUSSAARM | M |  |  | SODIUM HYPOCHLORITE | INDOORS | AW |  |  | NON-PRESSURIZED CHEM | N | 0.00 Feet | PLASTIC | ATMOSPHERIC | 0.000 Feet | N | 800.00 1GL | N | Maint Water Treatment Equip | Ops Water Treatment
5140904 | UNKNOWN | BROWNING SODHYP BLK1 /TANK | NJBC-CM-BROWN | P203 | INSV | INST | HUSSAARM | M |  |  | SODIUM HYPOCHLORITE | INDOORS | AW |  |  | NON-PRESSURIZED CHEM | N | 0.00 Feet | PLASTIC | ATMOSPHERIC | 0.000 Feet | N | 800.00 1GL | N | Maint Water Treatment Equip | Ops Water Treatment
5140903 | UNKNOWN | HADDONHTS Sodium Hypochlorite Day /Tank | NJBC-CM-HAHTS | P203 | INSV | INST | HUSSAARM | M |  |  | SODIUM HYPOCHLORITE |  | AW |  |  | NON-PRESSURIZED CHEM | XX | 0.00 Feet | XX | ATMOSPHERIC | 0.000 Feet | XX | 125.00 1GL | XX | Maint Water Treatment Equip | Ops Water Treatment
5140902 | CHEM-TAINER | MEDFORDIC Brine /Tank | NJBC-BU-MEDFO | P203 | INSV | INST | HUSSAARM | M |  | TC2832AA |  |  | AW |  |  | NON-PRESSURIZED CHEM | XX | 0.00 Feet | XX | ATMOSPHERIC | 0.000 Feet | XX | 0.00 1GL | XX | Maint Water Treatment Equip | Ops Water Treatment
5140900 | UNKNOWN | POMONA Sodium Hypochlorite Day /Tank | NJBC-BU-POMON | P203 | INSV | INST | HUSSAARM | M |  |  | SODIUM HYPOCHLORITE | INDOORS | AW |  |  | NON-PRESSURIZED CHEM | N | 0.00 Feet | PLASTIC | ATMOSPHERIC | 0.000 Feet | N | 0.00 1GL | N | Maint Water Treatment Equip | Ops Water Treatment
5140699 | UNKNOWN | DRWTP-RWPS HYPO DAY 1 /Tank | NJBC-BU-DRWTP-RWPS | P203 | INSV | INST | HUSSAARM | L |  |  | SODIUM HYPOCHLORITE | INDOORS | AW |  |  | NON-PRESSURIZED CHEM | XX |  | PLASTIC | ATMOSPHERIC |  | XX | 500.00 1GL | N | Maint Water Treatment Equip | Ops Water Treatment
5140697 | UNKNOWN | DRWTP-RWPS HYPO BULK 2 /Tank | NJBC-BU-DRWTP-RWPS | P203 | INSV | INST | HUSSAARM | L |  |  | SODIUM HYPOCHLORITE | INDOORS | AW |  |  | NON-PRESSURIZED CHEM | XX |  | PLASTIC | ATMOSPHERIC |  | XX | 5,400.00 1GL | N | Maint Water Treatment Equip | Ops Water Treatment
5140694 | UNKNOWN | DRWTP-RWPS HYPO BULK 1 /Tank | NJBC-BU-DRWTP-RWPS | P203 | INSV | INST | HUSSAARM | L |  |  | SODIUM HYPOCHLORITE | INDOORS | AW |  |  | NON-PRESSURIZED CHEM | XX |  | PLASTIC | ATMOSPHERIC |  | XX | 5,400.00 1GL | N | Maint Water Treatment Equip | Ops Water Treatment
5140693 | UNKNOWN | DRWTP-RWPS KMnO4 /Tank | NJBC-BU-DRWTP-RWPS | P203 | INSV | INST | HUSSAARM | L |  |  | POTASIUM PERMANGANATE | INDOORS | AW |  |  | NON-PRESSURIZED CHEM | XX |  | PLASTIC | ATMOSPHERIC |  | XX |  | N | Maint Water Treatment Equip | Ops Water Treatment
5140691 | UNKNOWN | DRWTP-LLPS KMnO4 /Tank | NJBC-BU-DRWTP-LLPS | P203 | INSV | INST | HUSSAARM | L |  |  | POTASIUM PERMANGANATE | INDOORS | AW |  |  | NON-PRESSURIZED CHEM | XX |  | PLASTIC | ATMOSPHERIC |  | XX |  | N | Maint Water Treatment Equip | Ops Water Treatment
5140688 | UNKNOWN | DRWTP-TRMT KMnO4 SOLUTION B WINDOW /Tank | NJBC-BU-DRWTP-TRMT | P203 | INSV | INST | HUSSAARM | H | n/a | n/a | POTASIUM PERMANGANATE | INDOORS | AW |  |  | NON-PRESSURIZED CHEM | XX |  | XX | ATMOSPHERIC |  | XX | 1,500.00 1GL | N | Maint Water Treatment Equip | Ops Water Treatment
5140686 | UNKNOWN | DRWTP-TRMT KMnO4 SOLUTION A DOOR /Tank | NJBC-BU-DRWTP-TRMT | P203 | INSV | INST | HUSSAARM | H | n/a | n/a | POTASIUM PERMANGANATE | INDOORS | AW |  |  | NON-PRESSURIZED CHEM | XX |  | XX | ATMOSPHERIC |  | XX | 1,500.00 1GL | N | Maint Water Treatment Equip | Ops Water Treatment
5140684 | UNKNOWN | DRWTP-TRMT KMnO4 SILO /Tank | NJBC-BU-DRWTP-TRMT | P203 | INSV | INST | HUSSAARM | L |  |  | POTASIUM PERMANGANATE | OUTDOORS | AW |  |  | NON-PRESSURIZED CHEM | XX | 0.00 Feet | STEEL | XX | 0.000 Feet | XX | 0.00 1GL | N | Maint Water Treatment Equip | Ops Water Treatment
5140682 | UNKNOWN | DRWTP-RSHS BELT PRESS POLY UP/LOW /Tank | NJBC-BU-DRWTP-RSHS | P203 | INSV | INST | HUSSAARM | M |  |  | POLYMER ANIONIC | INDOORS | AW |  |  | NON-PRESSURIZED CHEM | XX |  | STAINLESS STEEL | ATMOSPHERIC |  | XX |  | N | Maint Water Treatment Equip | Ops Water Treatment
5140680 | UNKNOWN | DRWTP-TRMT FILTER AID POLY DAY /Tank | NJBC-BU-DRWTP-TRMT | P203 | INSV | INST | HUSSAARM | L |  |  | POLYMER NON-IONIC | INDOORS | AW |  |  | NON-PRESSURIZED CHEM | XX |  | PLASTIC | ATMOSPHERIC |  | XX |  | N | Maint Water Treatment Equip | Ops Water Treatment
5140678 | UNKNOWN | DRWTP-TRMT-FLOC TL POLY DAY /Tank | NJBC-BU-DRWTP-TRMT-FLOC | P203 | INSV | INST | HUSSAARM | M |  |  | POLYMER NON-IONIC | INDOORS | AW |  |  | NON-PRESSURIZED CHEM | XX | 0.00 Feet | PLASTIC | ATMOSPHERIC | 0.000 Feet | XX | 180.00 1GL | N | Maint Water Treatment Equip | Ops Water Treatment
5140677 | UNKNOWN | DRWTP-TRMT-SBPS DAY /Tank | NJBC-BU-DRWTP-TRMT-SBPS | P203 | INSV | INST | HUSSAARM | M |  |  | POLYMER NON-IONIC | INDOORS | AW |  |  | NON-PRESSURIZED CHEM | XX | 0.00 Feet | PLASTIC | ATMOSPHERIC | 0.000 Feet | XX | 180.00 1GL | N | Maint Water Treatment Equip | Ops Water Treatment
5140674 | UNKNOWN | DRWTP-TRMT-PACS BULK/DAY /Tank | NJBC-BU-DRWTP-TRMT-PACS | P203 | INSV | INST | HUSSAARM | L |  |  | POWERED ACT CARBON | INDOORS | AW |  |  | NON-PRESSURIZED CHEM | XX |  | STEEL | ATMOSPHERIC |  | XX |  | N | Maint Water Treatment Equip | Ops Water Treatment
5140673 | UNKNOWN | DRWTP-TRMT-LIME SLURRY 2 /Tank | NJBC-BU-DRWTP-TRMT-LIME | P203 | INSV | INST | HUSSAARM | M |  |  | LIME (SOLID) | INDOORS | AW |  |  | NON-PRESSURIZED CHEM | XX | 0.00 Feet | STEEL | ATMOSPHERIC | 0.000 Feet | XX | 1,800.00 1GL | N | Maint Water Treatment Equip | Ops Water Treatment
5140670 | UNKNOWN | DRWTP-TRMT-LIME SLURRY 1 /Tank | NJBC-BU-DRWTP-TRMT-LIME | P203 | INSV | INST | HUSSAARM | M |  |  | LIME (SOLID) | INDOORS | AW |  |  | NON-PRESSURIZED CHEM | XX | 0.00 Feet | STEEL | ATMOSPHERIC | 0.000 Feet | XX | 1,800.00 1GL | N | Maint Water Treatment Equip | Ops Water Treatment
5140667 | UNKNOWN | DRWTP-TRMT-LIME SILO /Tank | NJBC-BU-DRWTP-TRMT-LIME | P203 | INSV | INST | HUSSAARM | L |  |  | LIME (SOLID) | OUTDOORS | AW |  |  | NON-PRESSURIZED CHEM | XX | 0.00 Feet | STEEL | ATMOSPHERIC | 0.000 Feet | XX | 0.00 1GL | N | Maint Water Treatment Equip | Ops Water Treatment
5140663 | POLYPROCESSING | DRWTP-TRMT-FERR DAY 2 /Tank | NJBC-BU-DRWTP-TRMT-FERR | P203 | INSV | INST | HUSSAARM | H | PNAA 488X |  | FERRIC CHLORIDE | INDOORS | AW |  |  | NON-PRESSURIZED CHEM | XX |  | PLASTIC | ATMOSPHERIC |  | XX | 1,500.00 1GL | N | Maint Water Treatment Equip | Ops Water Treatment
5140661 | UNKNOWN | DRWTP-TRMT-FERR DAY 1 /Tank | NJBC-BU-DRWTP-TRMT-FERR | P203 | INSV | INST | HUSSAARM | H | PNAA 485X |  | FERRIC CHLORIDE | INDOORS | AW |  |  | NON-PRESSURIZED CHEM | XX | 0.00 Feet | PLASTIC | ATMOSPHERIC | 0.000 Feet | XX | 1,500.00 1GL | N | Maint Water Treatment Equip | Ops Water Treatment
5140657 | UNKNOWN | DRWTP-TRMT-FERR BULK 5 /Tank | NJBC-BU-DRWTP-TRMT-FERR | P203 | OOS | INST | HUSSAARM | H |  |  | FERRIC CHLORIDE | INDOORS | AW |  |  | NON-PRESSURIZED CHEM | XX |  | PLASTIC | ATMOSPHERIC |  | XX | 12,000.00 1GL | N | Maint Water Treatment Equip | Ops Water Treatment
5140654 | UNKNOWN | DRWTP-TRMT-FERR BULK 4 /Tank | NJBC-BU-DRWTP-TRMT-FERR | P203 | OOS | INST | HUSSAARM | H |  |  | FERRIC CHLORIDE | INDOORS | AW |  |  | NON-PRESSURIZED CHEM | XX |  | PLASTIC | ATMOSPHERIC |  | XX | 12,000.00 1GL | N | Maint Water Treatment Equip | Ops Water Treatment
5140652 | UNKNOWN | DRWTP-TRMT-FERR BULK 3 /Tank | NJBC-BU-DRWTP-TRMT-FERR | P203 | INSV | INST | HUSSAARM | H | BNA 483X | 3183437565 | FERRIC CHLORIDE | INDOORS | AW |  |  | NON-PRESSURIZED CHEM | XX |  | PLASTIC | ATMOSPHERIC |  | XX | 12,000.00 1GL | N | Maint Water Treatment Equip | Ops Water Treatment
5140650 | UNKNOWN | DRWTP-TRMT-FERR BULK 2 /Tank | NJBC-BU-DRWTP-TRMT-FERR | P203 | INSV | INST | HUSSAARM | H | BNA 487X | 3183437565 | FERRIC CHLORIDE | INDOORS | AW |  |  | NON-PRESSURIZED CHEM | XX |  | PLASTIC | ATMOSPHERIC |  | XX | 12,000.00 1GL | N | Maint Water Treatment Equip | Ops Water Treatment
5140647 | UNKNOWN | DRWTP-TRMT-FERR BULK 1 /Tank | NJBC-BU-DRWTP-TRMT-FERR | P203 | INSV | INST | HUSSAARM | H | BNA 496X | 3183437565 | FERRIC CHLORIDE | INDOORS | AW |  |  | NON-PRESSURIZED CHEM | XX |  | PLASTIC | ATMOSPHERIC |  | XX | 12,000.00 1GL | N | Maint Water Treatment Equip | Ops Water Treatment
5140643 | UNKNOWN | DRWTP-LLPS CuSO4 /Tank | NJBC-BU-DRWTP-LLPS | P203 | INSV | INST | HUSSAARM | L |  |  | SODIUM HYDROXIDE | INDOORS | AW |  |  | NON-PRESSURIZED CHEM | XX |  | PLASTIC | ATMOSPHERIC |  | XX |  | N | Maint Water Treatment Equip | Ops Water Treatment
5140641 | UNKNOWN | DRWTP-TRMT-CAUS DAY /Tank | NJBC-BU-DRWTP-TRMT-CAUS | P203 | INSV | INST | HUSSAARM | H |  |  | SODIUM HYDROXIDE | INDOORS | AW |  |  | NON-PRESSURIZED CHEM | XX | 0.00 Feet | PLASTIC | ATMOSPHERIC | 0.000 Feet | XX | 420.00 1GL | N | Maint Water Treatment Equip | Ops Water Treatment
5140639 | UNKNOWN | DRWTP-TRMT-CAUS BULK /Tank | NJBC-BU-DRWTP-TRMT-CAUS | P203 | INSV | INST | HUSSAARM | H |  |  | SODIUM HYDROXIDE | INDOORS | AW |  |  | NON-PRESSURIZED CHEM | XX | 0.00 Feet | PLASTIC | ATMOSPHERIC | 0.000 Feet | XX | 10,000.00 1GL | N | Maint Water Treatment Equip | Ops Water Treatment
5140636 | UNKNOWN | DRWTP-TRMT BRINE /Tank | NJBC-BU-DRWTP-TRMT | P203 | INSV | INST | HUSSAARM | L |  |  | BRINE | INDOORS | AW |  |  | NON-PRESSURIZED CHEM | XX |  | STEEL | ATMOSPHERIC |  | XX |  | N | Maint Water Treatment Equip | Ops Water Treatment
5139899 | UNKNOWN | ASHLAND Sodium Hypochlorite Bulk /Tank | NJBC-CM-ASHLA | P203 | INSV | INST | HUSSAARM | M |  |  | SODIUM HYPOCHLORITE |  | AW |  |  | NON-PRESSURIZED CHEM | XX | 0.00 Feet | XX | ATMOSPHERIC | 0.000 Feet | XX | 0.00 1GL | XX | Maint Water Treatment Equip | Ops Water Treatment

## CLASS-TNK-FUEL
Equipment | Manufacturer | Description | Functional Loc. | Planning plant | User status | System status | Created by | ABC indic. | ManufSerialNo. | Model number | Application | Containment | Distance to Ditch of | Fire Protected (min | Fire Resistant (min | Indoor/Outdoor | Leak Detection | Owned By | Special Mtn Note | Special Mtn Note Det | Spill and Overfill P | Tank Fuel | Tnk-Auto Refill | Tnk-Diameter | Tnk-Material | Tnk-Pressure Rating | Tnk-Side Length (ft) | Tnk-State Inspection | Tnk-Volume (gal) | Underground | NARUC Maintenance Ac | NARUC Operations Acc | Special Mtn Note | Special Mtn Note Det
5017991 | UNKNOWN | LINC DIESEL /Tank | ILCP-UR-LINC. | P301 | REMV | INAC INST | HUSSAARM | M |  |  | DIESEL |  |  |  |  | OUTDOORS |  | AW |  |  |  | PRESSURIZED/BLADDER FUEL | N |  | XX | VACUUM |  | XX | 400.00 1GL | N | Maint Look Functional Location | Ops Look Functional Location
5017992 | UNKNOWN | MATS DIESEL /Tank | ILCP-CP-MATS. | P301 | INSV | INST | HUSSAARM | M |  |  | DIESEL |  |  |  |  | INDOORS |  | AW |  |  |  | PRESSURIZED/BLADDER FUEL | N |  | XX | VACUUM |  | XX | 500.00 1GL | N | Maint Look Functional Location | Ops Look Functional Location
5017993 | UNKNOWN | BRAD DIESEL /Tank | ILCP-CP-BRAD. | P301 | INSV | INST | HUSSAARM | M |  |  | DIESEL |  |  |  |  | OUTDOORS |  | AW |  |  |  | PRESSURIZED/BLADDER FUEL | N |  | XX | VACUUM |  | XX | 600.00 1GL | N | Maint Look Functional Location | Ops Look Functional Location
5017994 | UNKNOWN | WL53 DIESEL /Tank | ILCP-CP-WL53. | P301 | INSV | INST | HUSSAARM | M |  |  | DIESEL |  |  |  |  | OUTDOORS |  | AW |  |  |  | PRESSURIZED/BLADDER FUEL | N |  | XX | VACUUM |  | XX | 300.00 1GL | N | Maint Look Functional Location | Ops Look Functional Location
5017995 | UNKNOWN | WL54 DIESEL /Tank | ILCP-CP-WL54. | P301 | INSV | INST | HUSSAARM | M |  |  | DIESEL |  |  |  |  | OUTDOORS |  | AW |  |  |  | PRESSURIZED/BLADDER FUEL | N |  | XX | VACUUM |  | XX | 500.00 1GL | N | Maint Look Functional Location | Ops Look Functional Location
5017996 | UNKNOWN | MATS-W56 DIESEL /Tank | ILCP-CP-MATS.-W56. | P301 | INSV | INST | HUSSAARM | M |  |  | DIESEL |  |  |  |  | OUTDOORS |  | AW |  |  |  | PRESSURIZED/BLADDER FUEL | N |  | XX | VACUUM |  | XX | 300.00 1GL | N | Maint Look Functional Location | Ops Look Functional Location
5017997 | UNKNOWN | WL58 DIESEL /Tank | ILCP-CP-WL58. | P301 | INSV | INST | HUSSAARM | M |  |  | DIESEL |  |  |  |  | OUTDOORS |  | AW |  |  |  | PRESSURIZED/BLADDER FUEL | N |  | XX | VACUUM |  | XX | 300.00 1GL | N | Maint Look Functional Location | Ops Look Functional Location
5017998 | UNKNOWN | WL59 DIESEL /Tank | ILCP-CP-WL59. | P301 | INSV | INST | HUSSAARM | M |  |  | DIESEL |  |  |  |  | OUTDOORS |  | AW |  |  |  | PRESSURIZED/BLADDER FUEL | N |  | XX | VACUUM |  | XX | 500.00 1GL | N | Maint Look Functional Location | Ops Look Functional Location
5017999 | UNKNOWN | WL68 DIESEL /Tank | ILCP-CP-WL68. | P301 | INSV | INST | HUSSAARM | M |  |  | DIESEL |  |  |  |  | OUTDOORS |  | AW |  |  |  | PRESSURIZED/BLADDER FUEL | N |  | XX | VACUUM |  | XX | 300.00 1GL | N | Maint Look Functional Location | Ops Look Functional Location
5019500 | UNKNOWN | WL72 DIESEL /Tank | ILCP-CP-WL72. | P301 | INSV | INST | HUSSAARM | M |  |  | DIESEL |  |  |  |  | OUTDOORS |  | AW |  |  |  | PRESSURIZED/BLADDER FUEL | N |  | XX | VACUUM |  | XX | 300.00 1GL | N | Maint Look Functional Location | Ops Look Functional Location
5019501 | UNKNOWN | R150 DIESEL /Tank | ILCP-CP-R150. | P301 | INSV | INST | HUSSAARM | M |  |  | DIESEL |  |  |  |  | INDOORS |  | AW |  |  |  | PRESSURIZED/BLADDER FUEL | N |  | XX | VACUUM |  | XX | 500.00 1GL | N | Maint Look Functional Location | Ops Look Functional Location
5019502 | UNKNOWN | R150 GEN DIESEL /Tank | ILCP-CP-R150. | P301 | INSV | INST | HUSSAARM | M |  |  | DIESEL |  |  |  |  | INDOORS |  | AW |  |  |  | PRESSURIZED/BLADDER FUEL | N |  | XX | VACUUM |  | XX | 300.00 1GL | N | Maint Look Functional Location | Ops Look Functional Location
5208724 | UNKNOWN | WL66 DIESEL /Tank | ILCP-CP-WL66. | P301 | INSV | INST | WIEMERBM | H | [9 empty] | AW |  |  |  | XX | XX |  | XX | XX |  | XX |  | XX | Maint Look Functional Location | Ops Look Functional Location
5208725 | UNKNOWN | TOLONO DIESEL /Tank | ILCP-TO-TLNO.-BTR. | P301 | INSV | INST | WIEMERBM | H | [9 empty] | AW |  |  |  | XX | XX |  | XX | XX |  | XX |  | XX | Maint Look Functional Location | Ops Look Functional Location

## CLASS-TNK-PVAC
Equipment | Manufacturer | Description | Functional Loc. | Planning plant | User status | System status | Created by | ABC indic. | ManufSerialNo. | Model number | Application | Indoor/Outdoor | Owned By | Special Mtn Note | Special Mtn Note Det | Tank Air/Vacuum | Tnk-Auto Refill | Tnk-Diameter | Tnk-Material | Tnk-Pressure Rating | Tnk-Side Length (ft) | Tnk-State Inspection | Tnk-Volume (gal) | Underground | NARUC Maintenance Ac | NARUC Operations Acc | Special Mtn Note | Special Mtn Note Det
5003518 | UNKNOWN | BXTK-T TBLDR /Tank | MOSL-W2-BXTK.-T... | P359 | INSV | INST | HUSSAARM | M |  |  |  | INDOORS | AW |  |  | TNK-PVAC* | Y | 1.75 Feet | XX | 15-100PSIG | 1.500 Feet | N | 32.00 1GL | XX | Maint Look Functional Location | Ops Look Functional Location
5014588 | UNKNOWN | CENT-FP1-LWRLVL AIR /Tank | MOSL-W4-CENT.-FP1.-LWLV | P359 | INSV | INST | HUSSAARM | L |  |  |  | INDOORS | AW |  |  | TNK-PVAC* | Y | 0.00 Feet | STEEL | GREATER THAN 100PSIG | 0.000 Feet | XX | 100.00 1GL | XX | Maint Look Functional Location | Ops Look Functional Location
5014591 | UNKNOWN | CENT-FP2-LWRLVL AIR /Tank | MOSL-W4-CENT.-FP2.-LWRL | P359 | INSV | INST | HUSSAARM | L |  |  |  | INDOORS | AW |  |  | TNK-PVAC* | Y | 0.00 Feet | STEEL | GREATER THAN 100PSIG | 0.000 Feet | XX | 200.00 1GL | XX | Maint Look Functional Location | Ops Look Functional Location
5014660 | UNKNOWN | CENT-CB-WBASE-PWR 1 AIR T /Tank | MOSL-W4-CENT.-CB..-BASE | P359 | INSV | INST | HUSSAARM | L |  |  | PRESSURE | INDOORS | AW |  |  | TNK-PVAC* | Y | 0.00 Feet | STEEL | 15-100PSIG | 0.000 Feet | XX | 400.00 1GL | N | Maint Look Functional Location | Ops Look Functional Location
5014661 | UNKNOWN | CENT-CB-WBASE-PWR 2 AIR T /Tank | MOSL-W4-CENT.-CB..-BASE | P359 | INSV | INST | HUSSAARM | L |  |  |  |  | AW |  |  | TNK-PVAC* | XX | 0.00 Feet | XX | 15-100PSIG | 0.000 Feet | XX | 400.00 1GL | XX | Maint Look Functional Location | Ops Look Functional Location
5059903 | QUINCY | PLNT-CHB Air Compressor | MOJC-SY-PLNT.-CHB. | P352 | INSV | INST | HUSSAARM | H |  |  | PRESSURE | INDOORS | AW |  |  | TNK-PVAC* | Y |  | XX | GREATER THAN 100PSIG |  | Y | 50.00 1GL | XX | Maint Look Functional Location | Ops Look Functional Location

## CLASS-TNK-WNON
Equipment | Manufacturer | Description | Functional Loc. | Planning plant | User status | System status | Created by | ABC indic. | ManufSerialNo. | Model number | Application | Indoor/Outdoor | Owned By | Special Mtn Note | Special Mtn Note Det | Tank Non Potable Wat | Tnk-Auto Refill | Tnk-Diameter | Tnk-Material | Tnk-Pressure Rating | Tnk-Side Length (ft) | Tnk-State Inspection | Tnk-Volume (gal) | Underground | NARUC Maintenance Ac | NARUC Operations Acc | Special Mtn Note | Special Mtn Note Det
5215402 | UNKNOWN | DRWTP-RSHS-CLAR Distribution Box /TANK | NJBC-BU-DRWTP-RSHS-CLAR | P203 | INSV | INST | TAYLORDM | M |  |  | RAW WATER | OUTDOORS | AW |  |  | NON-PRESSURIZED WNON | XX |  | CONCRETE |  |  | XX |  | Y | Maint Look Functional Location | Ops Look Functional Location
5211333 | UNKNOWN | RANN SLUDGE HOLDING /TANK | NJPG-PG-RANN. | P203 | INSV | INST | LOD_EAM_02 | M | 8123518 | 2010WT |  |  | AW |  |  | NON-PRESSURIZED WNON | [8 empty] | Maint Look Functional Location | Ops Look Functional Location
5211332 | UNKNOWN | RANN BACKWASH 2 /TANK | NJPG-PG-RANN. | P203 | INSV | INST | LOD_EAM_02 | M | 8129649 | 2516WT |  |  | AW |  |  | NON-PRESSURIZED WNON | [8 empty] | Maint Look Functional Location | Ops Look Functional Location
5211331 | UNKNOWN | RANN BACKWASH 1 /TANK | NJPG-PG-RANN. | P203 | INSV | INST | LOD_EAM_02 | M | 8129649 | 2516WT |  |  | AW |  |  | NON-PRESSURIZED WNON | [8 empty] | Maint Look Functional Location | Ops Look Functional Location
5141144 | UNKNOWN | DRWTP-LLPS WET WELL 2 /Tank | NJBC-BU-DRWTP-LLPS | P203 | INSV | INST | HUSSAARM | L |  |  | RAW WATER | INDOORS | AW |  |  | NON-PRESSURIZED WNON | XX |  | CONCRETE | ATMOSPHERIC |  | XX |  | Y | Maint Look Functional Location | Ops Look Functional Location
5141142 | UNKNOWN | DRWTP-LLPS WET WELL 1 /Tank | NJBC-BU-DRWTP-LLPS | P203 | INSV | INST | HUSSAARM | L |  |  | RAW WATER | INDOORS | AW |  |  | NON-PRESSURIZED WNON | XX |  | CONCRETE | ATMOSPHERIC |  | XX |  | Y | Maint Look Functional Location | Ops Look Functional Location
5141140 | UNKNOWN | DRWTP-RWPS WET WELL 2 /Tank | NJBC-BU-DRWTP-RWPS | P203 | INSV | INST | HUSSAARM | L |  |  | RAW WATER | INDOORS | AW |  |  | NON-PRESSURIZED WNON | XX |  | CONCRETE | ATMOSPHERIC |  | XX |  | Y | Maint Look Functional Location | Ops Look Functional Location
5141138 | UNKNOWN | DRWTP-RWPS WET WELL 1 /Tank | NJBC-BU-DRWTP-RWPS | P203 | INSV | INST | HUSSAARM | L |  |  | RAW WATER | INDOORS | AW |  |  | NON-PRESSURIZED WNON | XX |  | CONCRETE | ATMOSPHERIC |  | XX |  | Y | Maint Look Functional Location | Ops Look Functional Location
5140960 | UNKNOWN | OTTERBROOK Clarifier /Tank | NJBC-CM-OTTER | P203 | INSV | INST | HUSSAARM | M |  |  | WASH WATER | OUTDOORS | AW |  |  | NON-PRESSURIZED WNON | Y | 16.00 Feet | STEEL | ATMOSPHERIC | 17.000 Feet | N | 23,000.00 1GL | N | Maint Look Functional Location | Ops Look Functional Location
5140948 | UNKNOWN | OLDORCHARD Clarifier /Tank | NJBC-CM-OLDOR | P203 | INSV | INST | HUSSAARM | M |  |  | WASH WATER | OUTDOORS | AW |  |  | NON-PRESSURIZED WNON | Y | 30.00 Feet | STEEL | 15-100PSIG | 12.000 Feet | N | 60,000.00 1GL | N | Maint Look Functional Location | Ops Look Functional Location
5140945 | UNKNOWN | GIBBSSTA Clarifier /Tank | NJBC-CM-GBSTA | P203 | INSV | INST | HUSSAARM | M |  |  | WASH WATER |  | AW |  |  | NON-PRESSURIZED WNON | XX | 35.00 Feet | XX | 15-100PSIG | 12.000 Feet | XX | 40,000.00 1GL | XX | Maint Look Functional Location | Ops Look Functional Location
5140942 | UNKNOWN | KINGSTON Clarifier /Tank | NJBC-CM-KINGS | P203 | INSV | INST | HUSSAARM | M |  |  | WASH WATER | OUTDOORS | AW |  |  | NON-PRESSURIZED WNON | Y | 20.00 Feet | STEEL | 15-100PSIG | 12.000 Feet | N | 25,000.00 1GL | N | Maint Look Functional Location | Ops Look Functional Location
5140941 | UNKNOWN | HADDONHTS Clarifier /Tank | NJBC-CM-HAHTS | P203 | INSV | INST | HUSSAARM | M |  |  | WASH WATER | OUTDOORS | AW |  |  | NON-PRESSURIZED WNON | Y | 34.00 Feet | CONCRETE | 15-100PSIG | 15.000 Feet | N | 60,000.00 1GL | N | Maint Look Functional Location | Ops Look Functional Location
5140932 | UNKNOWN | ELLISBERG Clarifier /Tank | NJBC-CM-ELLIS | P203 | INSV | INST | HUSSAARM | L |  |  | WASH WATER | OUTDOORS | AW |  |  | NON-PRESSURIZED WNON | Y | 37.00 Feet | CONCRETE | 15-100PSIG | 12.000 Feet | N | 50,000.00 1GL | N | Maint Look Functional Location | Ops Look Functional Location
5140930 | UNKNOWN | COLUMBIALK Clarifier /Tank | NJBC-CM-COLUM | P203 | INSV | INST | HUSSAARM | L |  |  | WASH WATER | OUTDOORS | AW |  |  | NON-PRESSURIZED WNON | Y | 16.00 Feet | STEEL | 15-100PSIG | 17.000 Feet | N | 23,000.00 1GL | N | Maint Look Functional Location | Ops Look Functional Location
5140929 | UNKNOWN | EGBERT Waste Water Holding /Tank | NJBC-CM-EGBER | P203 | INSV | INST | HUSSAARM | L |  |  | WASH WATER |  | AW |  |  | NON-PRESSURIZED WNON | XX | 12.00 Feet | XX | 15-100PSIG | 16.500 Feet | XX | 14,000.00 1GL | XX | Maint Look Functional Location | Ops Look Functional Location
5140928 | UNKNOWN | CAMDEN Recovery /Tank | NJBC-CM-CASTA | P203 | INSV | INST | HUSSAARM | L |  |  | WASH WATER | OUTDOORS | AW |  |  | NON-PRESSURIZED WNON | Y | 22.00 Feet | CONCRETE | ATMOSPHERIC | 13.000 Feet | N | 26,000.00 1GL | N | Maint Look Functional Location | Ops Look Functional Location
5140927 | UNKNOWN | CAMDEN Low Service Suction Well /Tank | NJBC-CM-CASTA | P203 | INSV | INST | HUSSAARM | L |  |  | WASH WATER | OUTDOORS | AW |  |  | NON-PRESSURIZED WNON | Y |  | CONCRETE | 15-100PSIG | 11.000 Feet | N | 52,000.00 1GL | Y | Maint Look Functional Location | Ops Look Functional Location
5140925 | UNKNOWN | CAMDEN Clarifier /Tank | NJBC-CM-CASTA | P203 | INSV | INST | HUSSAARM | L |  |  | WASH WATER | OUTDOORS | AW |  |  | NON-PRESSURIZED WNON | Y | 32.00 Feet | CONCRETE | 15-100PSIG | 17.000 Feet | N | 92,000.00 1GL | N | Maint Look Functional Location | Ops Look Functional Location
5140922 | UNKNOWN | BROWNING Clarifier /Tank | NJBC-CM-BROWN | P203 | INSV | INST | HUSSAARM | M |  |  | WASH WATER | OUTDOORS | AW |  |  | NON-PRESSURIZED WNON | Y | 37.00 Feet | CONCRETE | 15-100PSIG | 14.000 Feet | N | 86,000.00 1GL | N | Maint Look Functional Location | Ops Look Functional Location
5140919 | UNKNOWN | BEVERLY Settling Basin /Tank | NJBC-BU-BEVER | P203 | OOS | INAC INST | HUSSAARM | L |  |  | WASH WATER | OUTDOORS | AW |  |  | NON-PRESSURIZED WNON | N | 40.00 Feet | CONCRETE | ATMOSPHERIC | 40.000 Feet | N | 150,000.00 1GL | N | Maint Look Functional Location | Ops Look Functional Location
5140918 | UNKNOWN | MAGNOLIA Wash Water Settling /Tank | NJBC-CM-MAGNO | P203 | INSV | INST | HUSSAARM | M |  |  | WASH WATER |  | AW |  |  | NON-PRESSURIZED WNON | XX | 16.00 Feet | XX | 15-100PSIG | 17.000 Feet | XX | 23,000.00 1GL | XX | Maint Look Functional Location | Ops Look Functional Location
5120012 | UNKNOWN | MANS-PLT Settling Tank /Tank | NJBC-MF-MANS.-PLT. | P203 | INSV | INST | HUSSAARM | M |  |  | WASH WATER | OUTDOORS | AW |  |  | NON-PRESSURIZED WNON | XX |  | XX | 15-100PSIG |  | XX |  | N | Maint Look Functional Location | Ops Look Functional Location
5120001 | UNKNOWN | MANS-PLT Settling Tank /Tank | NJBC-MF-MANS.-PLT. | P203 | INSV | INST | HUSSAARM | M |  |  | WASH WATER | OUTDOORS | AW |  |  | NON-PRESSURIZED WNON | XX |  | XX | 15-100PSIG |  | XX |  | N | Maint Look Functional Location | Ops Look Functional Location
5118923 | UNKNOWN | WOOD Settling Tank /Tank | NJBC-MH-WOOD. | P203 | INSV | INST | HUSSAARM | M |  |  | WASH WATER | OUTDOORS | AW |  |  | NON-PRESSURIZED WNON | XX |  | XX | 15-100PSIG |  | XX |  | N | Maint Look Functional Location | Ops Look Functional Location
5118921 | UNKNOWN | HOME Backwash Tank /Tank | NJBC-HS-HOME. | P203 | INSV | INST | HUSSAARM | M |  |  | WASH WATER | OUTDOORS | AW |  |  | NON-PRESSURIZED WNON | XX | 0.00 Feet | XX | 15-100PSIG | 0.000 Feet | XX | 0.00 1GL | N | Maint Look Functional Location | Ops Look Functional Location

## CLASS-TNK-WPOT
Equipment | Manufacturer | Description | Functional Loc. | Planning plant | User status | System status | Created by | ABC indic. | ManufSerialNo. | Model number | Application | Indoor/Outdoor | Owned By | Special Mtn Note | Special Mtn Note Det | Tank Potable Water | Tnk-Auto Refill | Tnk-Diameter | Tnk-Material | Tnk-Pressure Rating | Tnk-Side Length (ft) | Tnk-State Inspection | Tnk-Volume (gal) | Underground | NARUC Maintenance Ac | NARUC Operations Acc | Special Mtn Note | Special Mtn Note Det
5017940 | UNKNOWN | MATS-HYD WESTSURGE /Tank | ILCP-CP-MATS.-HYD. | P301 | INSV | INST | HUSSAARM | M |  |  | WATER | INDOORS | AW |  |  | PRESSURIZED/BLADDER WPOT | Y | 12.00 Feet | XX | 15-100PSIG | 12.000 Feet | XX | 20,000.00 1GL | N | Maint Trans & Dist Dist Res | Ops Trans & Dist Storage
5017941 | UNKNOWN | MATS-HYD EASTSURGE /Tank | ILCP-CP-MATS.-HYD. | P301 | INSV | INST | HUSSAARM | M |  |  | WATER | INDOORS | AW |  |  | PRESSURIZED/BLADDER WPOT | Y | 12.00 Feet | XX | 15-100PSIG | 12.000 Feet | XX | 20,000.00 1GL | N | Maint Trans & Dist Dist Res | Ops Trans & Dist Storage
5017942 | UNKNOWN | URBNA-TNK GROUND /Tank | ILCP-UR-URBNA-TNK. | P301 | INSV | INST | HUSSAARM | H |  |  | WATER | OUTDOORS | AW |  |  | NON-PRESSURIZED WPOT | Y | 72.00 Feet | XX | 15-100PSIG | 65.000 Feet | XX | 2,000,000.00 1GL | N | Maint Trans & Dist Dist Res | Ops Trans & Dist Storage
5017943 | UNKNOWN | TLNO-TNK GROUND /Tank | ILCP-TO-TLNO.-TNK. | P301 | INSV | INST | HUSSAARM | H |  |  | WATER | OUTDOORS | AW |  |  | NON-PRESSURIZED WPOT | Y | 12.00 Feet | XX | 15-100PSIG | 40.000 Feet | XX | 650,000.00 1GL | N | Maint Trans & Dist Dist Res | Ops Trans & Dist Storage
5017944 | UNKNOWN | LINC-SCW SOUTHCLRWELL /Tank | ILCP-UR-LINC.-SCW. | P301 | REMV | INAC INST | HUSSAARM | H |  |  | WATER | OUTDOORS | AW |  |  | NON-PRESSURIZED WPOT | Y | 60.00 Feet | XX | 15-100PSIG | 15.000 Feet | XX | 300,000.00 1GL | Y | Maint Trans & Dist Dist Res | Ops Trans & Dist Storage
5017945 | UNKNOWN | LINC-NCW NORTHCLRWELL /Tank | ILCP-UR-LINC.-NCW. | P301 | REMV | INAC INST | HUSSAARM | H |  |  | WATER | OUTDOORS | AW |  |  | NON-PRESSURIZED WPOT | Y | 89.00 Feet | XX | 15-100PSIG | 15.000 Feet | XX | 700,000.00 1GL | Y | Maint Trans & Dist Dist Res | Ops Trans & Dist Storage
5017960 | UNKNOWN | STDP-STD STANDPIPE /Tank | ILCP-CP-STDP.-STD. | P301 | INSV | INST | HUSSAARM | H |  |  | WATER | OUTDOORS | AW |  |  | NON-PRESSURIZED WPOT | Y | 48.00 Feet | XX | 15-100PSIG | 81.000 Feet | XX | 1,000,000.00 1GL | N | Maint Trans & Dist Dist Res | Ops Trans & Dist Storage
5017961 | UNKNOWN | PESO-TNK PESOTUM /Tank | ILCP-PS-PESO.-TNK. | P301 | INSV | INST | HUSSAARM | H |  |  | WATER | OUTDOORS | AW |  |  | NON-PRESSURIZED WPOT | Y | 43.00 Feet | XX | 15-100PSIG | 110.000 Feet | XX | 50,000.00 1GL | N | Maint Trans & Dist Dist Res | Ops Trans & Dist Storage
5017962 | UNKNOWN | MKTST-TNK MARKET ST /Tank | ILCP-CP-MKTST-TNK. | P301 | INSV | INST | HUSSAARM | H |  |  | WATER | OUTDOORS | AW |  |  | NON-PRESSURIZED WPOT | Y | 86.00 Feet | XX | 15-100PSIG | 135.000 Feet | XX | 1,000,000.00 1GL | N | Maint Trans & Dist Dist Res | Ops Trans & Dist Storage
5017963 | UNKNOWN | STJO-TNK ST JOE /Tank | ILCP-SJ-STJO.-TNK. | P301 | INSV | INST | HUSSAARM | H |  |  | WATER | OUTDOORS | AW |  |  | NON-PRESSURIZED WPOT | Y | 22.00 Feet | XX | 15-100PSIG | 120.000 Feet | XX | 200,000.00 1GL | N | Maint Trans & Dist Dist Res | Ops Trans & Dist Storage
5017964 | UNKNOWN | NEIL-STK SOUTH /Tank | ILCP-CP-NEIL.-STK. | P301 | INSV | INST | HUSSAARM | H |  |  | WATER | OUTDOORS | AW |  |  | NON-PRESSURIZED WPOT | Y | 60.00 Feet | XX | 15-100PSIG | 47.000 Feet | XX | 1,000,000.00 1GL | N | Maint Trans & Dist Dist Res | Ops Trans & Dist Storage
5017965 | UNKNOWN | NEIL-NTK NORTH /Tank | ILCP-CP-NEIL.-NTK. | P301 | INSV | INST | HUSSAARM | H |  |  | WATER | OUTDOORS | AW |  |  | NON-PRESSURIZED WPOT | Y | 85.00 Feet | XX | 15-100PSIG | 47.000 Feet | XX | 2,000,000.00 1GL | N | Maint Trans & Dist Dist Res | Ops Trans & Dist Storage
5017985 | UNKNOWN | MATS W8 CLEARWELL /Tank | ILCP-CP-MATS. | P301 | INSV | INST | HUSSAARM | H |  |  | WATER | OUTDOORS | AW |  |  | NON-PRESSURIZED WPOT | Y |  | XX | ATMOSPHERIC |  | XX |  | Y | Maint Trans & Dist Dist Res | Ops Trans & Dist Storage
5017986 | UNKNOWN | MATS E8 CLEARWELL /Tank | ILCP-CP-MATS. | P301 | INSV | INST | HUSSAARM | H |  |  | WATER | OUTDOORS | AW |  |  | NON-PRESSURIZED WPOT | Y |  | XX | ATMOSPHERIC |  | XX |  | Y | Maint Trans & Dist Dist Res | Ops Trans & Dist Storage
5019511 | UNKNOWN | BRAD NORTH CLEARWELL /Tank | ILCP-CP-BRAD. | P301 | INSV | INST | HUSSAARM | H |  |  | WATER | OUTDOORS | AW |  |  | NON-PRESSURIZED WPOT | Y |  | XX | ATMOSPHERIC |  | XX | 1,500,000.00 1GL | N | Maint Trans & Dist Dist Res | Ops Trans & Dist Storage
5019512 | UNKNOWN | BRAD SOUTH CLEARWELL /Tank | ILCP-CP-BRAD. | P301 | INSV | INST | HUSSAARM | H |  |  | WATER | OUTDOORS | AW |  |  | NON-PRESSURIZED WPOT | Y |  | XX | ATMOSPHERIC |  | XX | 1,500,000.00 1GL | N | Maint Trans & Dist Dist Res | Ops Trans & Dist Storage
5019513 | UNKNOWN | MATS BACKWASH /Tank | ILCP-CP-MATS. | P301 | INSV | INST | HUSSAARM | H |  |  | WATER | OUTDOORS | AW |  |  | NON-PRESSURIZED WPOT | N |  | XX | ATMOSPHERIC |  | XX | 30,000.00 1GL | N | Maint Trans & Dist Dist Res | Ops Trans & Dist Storage
5237901 | UNKNOWN | /TANK | ILCP-SD-SADO. | P301 | INSV | INST | LOD_EAM_01 | M | 0 | 0 |  |  | AW |  |  | NON-PRESSURIZED WPOT | [8 empty] | Maint Trans & Dist Dist Res | Ops Trans & Dist Storage

## CLASS-TNK-WSTE
Equipment | Manufacturer | Description | Functional Loc. | Planning plant | User status | System status | Created by | ABC indic. | ManufSerialNo. | Model number | Application | Indoor/Outdoor | Owned By | Special Mtn Note | Special Mtn Note Det | Tank Waste | Tnk-Auto Refill | Tnk-Diameter | Tnk-Material | Tnk-Pressure Rating | Tnk-Side Length (ft) | Tnk-State Inspection | Tnk-Volume (gal) | Underground | NARUC Maintenance Ac | NARUC Operations Acc | Special Mtn Note | Special Mtn Note Det
5031026 | UNKNOWN | GCWT-PACB WASTE HOLDING /TANK | ILIU-GC-GCWT.-PACB | P311 | INSV | INST | HUSSAARM | M |  |  | WASTE WATER | OUTDOORS | AW |  |  | NON-PRESSURIZED WSTE | N | 4.00 Feet | CONCRETE | ATMOSPHERIC |  | N | 500.00 1GL | Y | Maint Look Functional Location | Ops Look Functional Location
5031027 | UNKNOWN | PLNT-PACB WASTE HOLDING /TANK | ILIU-ES-PLNT.-PACB | P310 | INSV | INST | HUSSAARM | M |  |  | WASTE WATER | OUTDOORS | AW |  |  | NON-PRESSURIZED WSTE | N | 4.00 Feet | CONCRETE | ATMOSPHERIC | 0.000 Feet | N | 500.00 1GL | Y | Maint Look Functional Location | Ops Look Functional Location
5065260 | UNKNOWN | STRTF-WSTK HOLDING /TANK | ILST-Z1-STRTF-WSTK | P302 | INSV | INST | HUSSAARM | L |  |  | WASTE WATER | OUTDOORS | AW |  |  | NON-PRESSURIZED WSTE | XX |  | XX | ATMOSPHERIC |  | XX | 430,000.00 1GL | XX | Maint Look Functional Location | Ops Look Functional Location
5065267 | UNKNOWN | STRTF-IXWT WASTE /TANK | ILST-Z1-STRTF-IXWT | P302 | INSV | INST | HUSSAARM | L |  |  | WASTE WATER | OUTDOORS | AW |  |  | NON-PRESSURIZED WSTE | XX | 86.00 Feet | XX | ATMOSPHERIC | 25.000 Feet | XX | 1,000,000.00 1GL | XX | Maint Look Functional Location | Ops Look Functional Location
5065269 | UNKNOWN | STRTF-WSTK LIFT STATION /TANK | ILST-Z1-STRTF-WSTK | P302 | INSV | INST | HUSSAARM | L |  |  | WASTE WATER | OUTDOORS | AW |  |  | NON-PRESSURIZED WSTE | XX | 6.00 Feet | XX | ATMOSPHERIC | 10.000 Feet | XX | 2,100.00 1GL | XX | Maint Look Functional Location | Ops Look Functional Location

## CLASS-TOOL
Equipment | Manufacturer | Description | Functional Loc. | Planning plant | User status | System status | Created by | ABC indic. | ManufSerialNo. | Model number | Capacity Rating | Capacity UOM | Owned By | Retest Required | Special Mtn Note | Special Mtn Note Det | Tool Type | NARUC Maintenance Ac | NARUC Operations Acc | Special Mtn Note | Special Mtn Note Det
5116180 | UNKNOWN | CRWTP-TR-CTRLBLDG MNT SHOP SNWBLWR /TOOL | NJRB-BM-CRWTP-TR..-CBLG | P204 | INSV | INST | HUSSAARM | L |  |  |  |  | AW | Y |  |  | HANDTOOL | Maint Look Functional Location | Ops Look Functional Location
5116182 | UNKNOWN | CRWTP-TR-CTRLBLDG Audio VOLT AVV1 /TOOL | NJRB-BM-CRWTP-TR..-CBLG | P204 | INSV | INST | HUSSAARM | H |  |  |  |  | AW | Y |  |  | HANDTOOL | Maint Look Functional Location | Ops Look Functional Location
5116184 | UNKNOWN | CRWTP-TR-CTRLBLDG SHOTGUN HOTSTICK /TOOL | NJRB-BM-CRWTP-TR..-CBLG | P204 | INSV | INST | HUSSAARM | H |  |  |  |  | AW | Y |  |  | HANDTOOL | Maint Look Functional Location | Ops Look Functional Location

## CLASS-TRAN-SW
Equipment | Manufacturer | Description | Functional Loc. | Planning plant | User status | System status | Created by | ABC indic. | ManufSerialNo. | Model number | Amp Rating | Owned By | Programmable | Special Mtn Note | Special Mtn Note Det | Transfer Switch Type | Volt Rating | NARUC Maintenance Ac | NARUC Operations Acc | Special Mtn Note | Special Mtn Note Det
5038203 | UNKNOWN | WELL3-MCC1 CONTROLS /TRAN-SW | ILHT-Z1-WELL3-MCC1 | P313 | INSV | INST | HUSSAARM | H |  |  |  | AW |  |  |  | MANUAL TRANSFER | 120/240 | Maint Pumping Power Prod | Ops Pumping Power Prd
5038205 | UNKNOWN | HSITE-BSTR-MCC1 CONTROLS /TRAN-SW | ILHT-Z1-HSITE-BSTR-MCC1 | P313 | INSV | INST | HUSSAARM | H |  |  |  | AW | Y |  |  | MANUAL TRANSFER | 120/240 | Maint Pumping Power Prod | Ops Pumping Power Prd
5038206 | ASCO | HTLWC-BSTR-MCC1 CONTROLS /TRAN-SW | ILHT-Z1-HTLWC-BSTR-MCC1 | P313 | INSV | INST | HUSSAARM | H |  |  |  | AW | Y |  |  | AUTOMATIC TRANSFER | 120/240 | Maint Pumping Power Prod | Ops Pumping Power Prd
5045555 | CUTLER HAMMER | EWTPS-PRBD-MCC1 TRANSFER SWITCH /TRAN-SW | ILSL-Z1-EWTPS-PRBD-MCC1 | P303 | INSV | INST | HUSSAARM | H |  | ATC 600 IQ TRANSFER | 1,600.00 A | AW | Y |  |  | AUTOMATIC TRANSFER | 480 | Maint Pumping Power Prod | Ops Pumping Power Prd
5045598 | RONK | WWTPS-TRTP W PLANT ATS 0001 /TRAN-SW | ILSL-Z1-WWTPS-TRTP | P303 | INSV | INST | HUSSAARM | H | 132894 | Cat#T6233-6 | 400.00 A | AW | N |  |  | MANUAL TRANSFER | 480 | Maint Pumping Power Prod | Ops Pumping Power Prd
5045615 | SQUARE D | RRBSS-BSTR RIVER RD BSTR /TRAN-SW | ILSL-Z1-RRBSS-BSTR | P303 | INSV | INST | HUSSAARM | L |  | CAT#4028133801 | 400.00 A | AW |  |  |  | MANUAL TRANSFER | 480 | Maint Pumping Power Prod | Ops Pumping Power Prd
5047108 | ASCO | WELL1-MCCW MCC /TRAN-SW | ILCS-Z1-WELL1-MCCW | P313 | INSV | INST | HUSSAARM | M |  | 7000 |  | AW | Y |  |  | AUTOMATIC TRANSFER |  | Maint Pumping Power Prod | Ops Pumping Power Prd
5047455 | ASCO | WELL1-MCCP CONTROL /TRAN-SW | ILNC-Z1-WELL1-MCCP | P313 | INSV | INST | HUSSAARM | H | 539255-004-RE |  |  | AW |  |  |  | AUTOMATIC TRANSFER |  | Maint Pumping Power Prod | Ops Pumping Power Prd
5050778 | UNKNOWN | WLBS-BST TRANSFER SWITCH /TRAN-SW | ILIU-BV-WLBS.-BST. | P310 | INSV | INST | HUSSAARM | H | F940547434 | 0T225 | 225.00 A | AW |  |  |  | AUTOMATIC TRANSFER | 480 | Maint Pumping Power Prod | Ops Pumping Power Prd
5050779 | GE | EDGE-BST HOUSE TRANSFER /TRAN-SW | ILIU-ES-EDGE.-BST. | P310 | INSV | INST | HUSSAARM | H | G030521719 | OTPCB-5628490 | 225.00 A | AW |  |  |  | AUTOMATIC TRANSFER | 208Y/120 | Maint Pumping Power Prod | Ops Pumping Power Prd
5050780 | UNKNOWN | EDGE-BST TRANSFER 4160 /TRAN-SW | ILIU-ES-EDGE.-BST. | P310 | INSV | INST | HUSSAARM | H |  |  | 600.00 A | AW |  |  |  | AUTOMATIC TRANSFER | 4160 | Maint Pumping Power Prod | Ops Pumping Power Prd
5050781 | UNKNOWN | BOND-BST TRANSFER /TRAN-SW | ILIU-GC-BOND.-BST. | P311 | INSV | INST | HUSSAARM | H | K970659026 | OT 800 | 800.00 A | AW |  |  |  | AUTOMATIC TRANSFER | 480 | Maint Pumping Power Prod | Ops Pumping Power Prd
5050782 | CUTLER HAMMER | BBST TRANSFER SWITCH /TRAN-SW | ILIU-ES-BBST. | P310 | INSV | INST | HUSSAARM | H |  |  | 400.00 A | AW |  |  |  | AUTOMATIC TRANSFER | 480 | Maint Pumping Power Prod | Ops Pumping Power Prd
5050784 | ASCO | DTCH TRANSFER SWITCH /TRAN-SW | ILIU-BV-DTCH. | P310 | INSV | INST | HUSSAARM | H | 347495-001 FP | H03AUS030800N10C | 800.00 A | AW |  |  |  | AUTOMATIC TRANSFER | 480 | Maint Pumping Power Prod | Ops Pumping Power Prd
5050785 | UNKNOWN | FRNK TRANSFER SWITCH /TRAN-SW | ILIU-BV-FRNK. | P310 | INSV | INST | HUSSAARM | H | J020428469 | OTPCO-558 3853 | 800.00 A | AW |  |  |  | AUTOMATIC TRANSFER | 480 | Maint Pumping Power Prod | Ops Pumping Power Prd
5050787 | UNKNOWN | GCBS-BST TRANSFER SWITCH /TRAN-SW | ILIU-GC-GCBS.-BST. | P311 | INSV | INST | HUSSAARM | H |  |  |  | AW |  |  |  | AUTOMATIC TRANSFER | 480 | Maint Pumping Power Prod | Ops Pumping Power Prd
5050821 | UNKNOWN | GCWT EMERG PWR X-FER SWITCH /TRAN-SW | ILIU-GC-GCWT. | P311 | INSV | INST | HUSSAARM | H |  |  | 600.00 A | AW |  |  |  | AUTOMATIC TRANSFER | 480 | Maint Pumping Power Prod | Ops Pumping Power Prd
5054681 | ASCO | WELL1-MCC1 PWRPNL /TRAN-SW | ILRG-Z1-WELL1-MCC1 | P313 | INSV | INST | HUSSAARM | H |  | 700 SERIES |  | AW |  |  |  | AUTOMATIC TRANSFER | 120/240 | Maint Pumping Power Prod | Ops Pumping Power Prd
5059918 | UNKNOWN | LWCON-WL01-MCCW MCC /TRAN-SW | ILLO-Z1-LWCON-WL01-MCCW | P313 | INSV | INST | HUSSAARM | H |  |  |  | AW |  |  |  | MANUAL TRANSFER |  | Maint Pumping Power Prod | Ops Pumping Power Prd
5063249 | GE | WSWL2-WL02-MCC1 CNTRLR /TRAN-SW | ILWS-Z1-WSWL2-WL02-MCC1 | P313 | INSV | INST | HUSSAARM | H |  |  |  | AW | N |  |  | MANUAL TRANSFER | 120/240 | Maint Pumping Power Prod | Ops Pumping Power Prd
5063250 | SQUARE D | EFRBS-MCC1 CNTRLR /TRAN-SW | ILWS-Z1-EFRBS-MCC1 | P313 | INSV | INST | HUSSAARM | H |  |  |  | AW | N |  |  | MANUAL TRANSFER | 120/240 | Maint Pumping Power Prod | Ops Pumping Power Prd
5063257 | GE | WSW11-MCC1 CNTRLR /TRAN-SW | ILWS-Z1-WSW11-MCC1 | P313 | INSV | INST | HUSSAARM | H |  |  |  | AW | N |  |  | MANUAL TRANSFER | 120/240 | Maint Pumping Power Prod | Ops Pumping Power Prd
5065177 | ASCO | STRTF-HISB HIGH SIDE /TRAN-SW | ILST-Z1-STRTF-HISB | P302 | INSV | INST | HUSSAARM | M |  |  |  | AW |  |  |  | AUTOMATIC TRANSFER | 480 | Maint Pumping Power Prod | Ops Pumping Power Prd
5065178 | ASCO | STRTF-LWSB LOW SIDE /TRAN-SW | ILST-Z1-STRTF-LWSB | P302 | INSV | INST | HUSSAARM | M |  | 940 |  | AW |  |  |  | AUTOMATIC TRANSFER | 480 | Maint Pumping Power Prod | Ops Pumping Power Prd
5065179 | ONAN | WSTOR-BSTR WS BOOSTER /TRAN-SW | ILST-Z1-WSTOR-BSTR | P302 | INSV | INST | HUSSAARM | M |  |  |  | AW |  |  |  | AUTOMATIC TRANSFER | 480 | Maint Pumping Power Prod | Ops Pumping Power Prd
5068509 | GE | WELL5-MCC1 #1 /TRAN-SW | ILVV-Z1-WELL5-MCC1 | P313 | INSV | INST | HUSSAARM | H |  | TC35364 |  | AW |  |  |  | MANUAL TRANSFER | OTHER | Maint Pumping Power Prod | Ops Pumping Power Prd
5068510 | GE | LWCON-MCC1 #1 /TRAN-SW | ILVV-Z1-LWCON-MCC1 | P313 | INSV | INST | HUSSAARM | H |  | TC35366 | 0.00 A | AW |  |  |  | MANUAL TRANSFER | 120/240 | Maint Pumping Power Prod | Ops Pumping Power Prd
5068810 | GE | 2SITE-BSTR-MCCA #1 /TRAN-SW | ILWA-Z1-2SITE-BSTR-MCCA | P313 | INSV | INST | HUSSAARM | H |  | TC35365 | 0.00 A | AW | N |  |  | MANUAL TRANSFER | 120/240 | Maint Pumping Power Prod | Ops Pumping Power Prd
5184000 | WESTINGHOUSE | SWITCHGEAR UTILITY_GENERATOR/TRAN-SW | ILIU-ES-PLNT.-HSP. | P310 | INSV | INST | ALBERSTG | H | ST-29990 |  | 1,200.00 A | AW |  |  |  | AUTOMATIC TRANSFER | 4160 | Maint Pumping Power Prod | Ops Pumping Power Prd
5001209 | ASCO | WELL1-SWT1 MCC SWTCHGR /TRAN-SW | ILMR-Z1-WELL1-SWT1 | P313 | INSV | INST | HUSSAARM | H | 316504FP | 7000 | 260.00 A | AW | Y |  |  | AUTOMATIC TRANSFER | 120/240 | Maint Pumping Power Prod | Ops Pumping Power Prd
5001213 | SQUARE D | WELL2-SWT2 MCC SWTCHGR /TRAN-SW | ILMR-Z1-WELL2-SWT2 | P313 | INSV | INST | HUSSAARM | H |  |  | 100.00 A | AW | N |  |  | MANUAL TRANSFER | 480 | Maint Pumping Power Prod | Ops Pumping Power Prd
5010323 | UNKNOWN | WELLSITE SWITCH /TRAN-SW | ILMP-Z1-WELLS | P313 | INSV | INST | HUSSAARM | H | 1316669 | ZTGK22EC-38 |  | AW |  |  |  | AUTOMATIC TRANSFER |  | Maint Pumping Power Prod | Ops Pumping Power Prd
5010375 | SQUARE D | LWCONN-MCC LWCNN SWTGR /TRAN-SW | ILFR-Z1-LWCON-MCCL | P313 | INSV | INST | HUSSAARM | M |  | 82344-RB | 200.00 A | AW | N |  |  | MANUAL TRANSFER | 120/240 | Maint Pumping Power Prod | Ops Pumping Power Prd
5010377 | UNKNOWN | WELLSITE-W3-MCC W3 SWTGR /TRAN-SW | ILFR-Z1-WELLS-W3..-MCCW | P313 | INSV | INST | HUSSAARM | M |  |  | 600.00 A | AW | N |  |  | MANUAL TRANSFER | 120/240 | Maint Pumping Power Prod | Ops Pumping Power Prd
5010483 | SQUARE D | LWCONN-BST-MCCBSTRM MAN XFR /TRAN-SW | ILAR-Z1-LWCON-BST.-MCCB | P313 | INSV | INST | HUSSAARM | M |  | 82344 | 200.00 A | AW | N |  |  | MANUAL TRANSFER | 277/480 | Maint Pumping Power Prod | Ops Pumping Power Prd
5012714 | SQUARE D | PWTPS-SWTGR 1 Generator Trans /TRAN-SW | ILPT-PO-PWTPS-SWTG | P304 | INSV | INST | HUSSAARM | H |  |  |  | AW | N |  |  | MANUAL TRANSFER | 480 | Maint Pumping Power Prod | Ops Pumping Power Prd
5012724 | ONAN | SWTPS Transfer /TRAN-SW | ILPT-SN-SWTPS | P304 | INSV | INST | HUSSAARM | H |  | OTEC | 225.00 A | AW |  |  |  | AUTOMATIC TRANSFER | 120/240 | Maint Pumping Power Prod | Ops Pumping Power Prd
5012725 | ASCO | IMPST-GENB Transfer /TRAN-SW | ILPT-PO-IMPST-GENB | P304 | INSV | INST | HUSSAARM | H | 361710RE | 940 | 70.00 A | AW |  |  |  | AUTOMATIC TRANSFER | 480 | Maint Pumping Power Prod | Ops Pumping Power Prd
5012995 | SQUARE D | LWCON-WL02-MCC W PUMP ROOM /TRAN-SW | ILLW-Z1-LWCON-WL02-MCCW | P313 | INSV | INST | HUSSAARM | H |  |  | 100.00 A | AW | N |  |  | MANUAL TRANSFER |  | Maint Pumping Power Prod | Ops Pumping Power Prd
5023428 | SQUARE D | WELL2 TRANSFER SWITCH /TRAN-SW | ILAH-Z1-WELL2 | P313 | INSV | INST | HUSSAARM | M |  | 82344F | 200.00 A | AW |  |  |  | MANUAL TRANSFER | 480 | Maint Pumping Power Prod | Ops Pumping Power Prd
5024642 | ASCO | WELL SWITCHGEAR /TRAN-SW | ILRC-Z1-WELL. | P313 | INSV | INST | HUSSAARM | H |  | 7000 SERIES |  | AW | Y |  |  | AUTOMATIC TRANSFER | 240 | Maint Pumping Power Prod | Ops Pumping Power Prd
5028905 | ASCO | HARLD-BSTR 1 /TRAN-SW | ILAL-Z1-HARLD-BSTR | P308 | INSV | INST | HUSSAARM | H |  |  |  | AW | Y |  |  | AUTOMATIC TRANSFER | 480 | Maint Pumping Power Prod | Ops Pumping Power Prd
5028910 | UNKNOWN | PCBST-BSTR STATION /TRAN-SW | ILAL-Z1-PCBST-BSTR | P308 | INSV | INST | HUSSAARM | H |  |  |  | AW |  |  |  | AUTOMATIC TRANSFER | 480 | Maint Pumping Power Prod | Ops Pumping Power Prd
5028918 | UNKNOWN | PBRT3 STATION /TRAN-SW | ILAL-Z1-PBRT3 | P308 | INSV | INST | HUSSAARM | H |  |  |  | AW |  |  |  | AUTOMATIC TRANSFER | 480 | Maint Pumping Power Prod | Ops Pumping Power Prd
5029272 | GE | WELL2-MCC1 POWER PANEL /TRAN-SW | ILDP-LW-WELL2-MCC1 | P313 | INSV | INST | HUSSAARM | H |  | TC35365 |  | AW | N |  |  | MANUAL TRANSFER | 277/480 | Maint Pumping Power Prod | Ops Pumping Power Prd
5029275 | UNKNOWN | LWCON-BSTR-MCC1 POWER PANEL /TRAN-SW | ILDP-LW-LWCON-BSTR-MCC1 | P313 | INSV | INST | HUSSAARM | H |  |  |  | AW | N |  |  | MANUAL TRANSFER | 120/240 | Maint Pumping Power Prod | Ops Pumping Power Prd
5029327 | UNKNOWN | WELL1-MCC1 CNTRL /TRAN-SW | ILRO-Z1-WELL1-MCC1 | P313 | INSV | INST | HUSSAARM | H |  |  |  | AW |  |  |  | AUTOMATIC TRANSFER | 240 | Maint Pumping Power Prod | Ops Pumping Power Prd
5029363 | UNKNOWN | PSITE-PLNT-MCCA CNTRL /TRAN-SW | ILTC-Z1-PSITE-PLNT-MCCA | P313 | INSV | INST | HUSSAARM | H | 49119 | 98A06829-W |  | AW | Y |  |  | AUTOMATIC TRANSFER |  | Maint Pumping Power Prod | Ops Pumping Power Prd
5029438 | GE | WELL2-MCC1 /TRAN-SW | ILSF-Z1-WELL2-MCC1 | P313 | INSV | INST | HUSSAARM | H |  | TC35364 |  | AW |  |  |  | MANUAL TRANSFER |  | Maint Pumping Power Prod | Ops Pumping Power Prd
5029440 | ASCO | LWCON-MCC1 /TRAN-SW | ILSF-Z1-LWCON-MCC1 | P313 | INSV | INST | HUSSAARM | H |  |  |  | AW |  |  |  | AUTOMATIC TRANSFER |  | Maint Pumping Power Prod | Ops Pumping Power Prd
5030224 | ASCO | MNOFF-ADMN MAIN OFFICE /TRAN-SW | ILPK-Z1-MNOFF-ADMN | P305 | INSV | INST | HUSSAARM | H | 269456 | 7000 | 800.00 A | AW |  |  |  | AUTOMATIC TRANSFER | 480 | Maint Pumping Power Prod | Ops Pumping Power Prd
5030248 | UNKNOWN | FYTWS-WE02 WELL2 TRNSFR SWITCH /TRAN-SW | ILPK-Z1-FYTWS-WE02 | P305 | INSV | INST | HUSSAARM | H |  |  | 0.00 A | AW |  |  |  | AUTOMATIC TRANSFER | 480 | Maint Pumping Power Prod | Ops Pumping Power Prd
5030259 | ASCO | WLLWS-WE05 TRANSFER SWITCH /TRAN-SW | ILPK-Z1-WLLWS-WE05 | P305 | INSV | INST | HUSSAARM | H | 269395 FP | H7ACTSA30800N5XC | 800.00 A | AW |  |  |  | AUTOMATIC TRANSFER | 480 | Maint Pumping Power Prod | Ops Pumping Power Prd
5030299 | UNKNOWN | RT9BS ROUTE 9 /TRAN-SW | ILPK-Z1-RT9BS | P305 | INSV | INST | HUSSAARM | H | 1304122.1.3 | ZTSM40ES-5 | 400.00 A | AW |  |  |  | AUTOMATIC TRANSFER | 480 | Maint Pumping Power Prod | Ops Pumping Power Prd
5030308 | ASCO | CRTSS-RSVR COURT ST TRNSFR SW /TRAN-SW | ILPK-Z1-CRTSS-RSVR | P305 | INSV | INST | HUSSAARM | H | 269396 FP | E7ACTSA30400N5XL | 400.00 A | AW |  |  |  | AUTOMATIC TRANSFER | 480 | Maint Pumping Power Prod | Ops Pumping Power Prd
5031006 | EATON/CUTLER HAMMER | SHBS TRANSFER SWITCH /TRAN-SW | ILIU-BV-SHBS. | P310 | INSV | INST | HUSSAARM | H |  |  | 400.00 A | AW |  |  |  | MANUAL TRANSFER | 480 | Maint Pumping Power Prod | Ops Pumping Power Prd
5038069 | GE | WELL4-MCC1 CNTRL PNL /TRAN-SW | ILCH-Z1-WELL4-MCC1 | P313 | INSV | INST | HUSSAARM | H |  | TC3526 |  | AW | N |  |  | MANUAL TRANSFER | 120/240 | Maint Pumping Power Prod | Ops Pumping Power Prd
5038070 | ASCO | PHCON-MCC1 CNTRL PNL /TRAN-SW | ILCH-Z1-PHCON-MCC1 | P313 | INSV | INST | HUSSAARM | H | 630178RE | D00300020070F10C |  | AW |  |  |  | AUTOMATIC TRANSFER | 120/240 | Maint Pumping Power Prod | Ops Pumping Power Prd

## CLASS-TRT-AER
Equipment | Manufacturer | Description | Functional Loc. | Planning plant | User status | System status | Created by | ABC indic. | ManufSerialNo. | Model number | Aerator Type | CFM | Diffuser Material | Membrane Material | Owned By | Special Mtn Note | Special Mtn Note Det | NARUC Maintenance Ac | NARUC Operations Acc | Special Mtn Note | Special Mtn Note Det
5012889 | UNKNOWN | SWTPS Aerator /AERATOR | ILPT-SN-SWTPS | P304 | INSV | INST | HUSSAARM | H |  | Tonka | COARSE BUBBLER AERATOR |  |  |  | AW |  |  | Maint Water Treatment Equip | Ops Water Treatment
5215504 | UNKNOWN | /AERATOR | ILST-Z1-RANTF | P302 | INSV | INST | LOD_EAM_01 | M |  |  | XX |  |  |  | AW |  |  | Maint Water Treatment Equip | Ops Water Treatment

## CLASS-TRT-CLAR
Equipment | Manufacturer | Description | Functional Loc. | Planning plant | User status | System status | Created by | ABC indic. | ManufSerialNo. | Model number | Application | Auto Sludge Removal? | Clarifier Type | Contact Time (minute | Flow Normal Range | Indoor/Outdoor | Material of Construc | Owned By | Special Mtn Note | Special Mtn Note Det | Surface Area (sq/ft) | NARUC Maintenance Ac | NARUC Operations Acc | Special Mtn Note | Special Mtn Note Det
5113070 | UNKNOWN | CRWTP-SB-FLOC3-4 FLOC423 /TRT-CLAR | NJRB-BM-CRWTP-SB..-FL34 | P204 | INSV | INST | HUSSAARM | M |  | 3855M-S3-PTOS |  |  | FLOCCULATOR | 0 min |  |  |  | AW |  |  | 0.00 ft2 | Maint Water Treatment Equip | Ops Water Treatment
5113071 | UNKNOWN | CRWTP-SB-FLOC3-4 FLOC424 /TRT-CLAR | NJRB-BM-CRWTP-SB..-FL34 | P204 | INSV | INST | HUSSAARM | M |  | 3853M-S3-PTOS |  |  | FLOCCULATOR | 0 min |  |  |  | AW |  |  | 0.00 ft2 | Maint Water Treatment Equip | Ops Water Treatment
5113072 | UNKNOWN | CRWTP-SB-FLOC3-4 FLOC425 /TRT-CLAR | NJRB-BM-CRWTP-SB..-FL34 | P204 | INSV | INST | HUSSAARM | M |  | 3859M-S3-PTOS |  |  | FLOCCULATOR | 0 min |  |  |  | AW |  |  | 0.00 ft2 | Maint Water Treatment Equip | Ops Water Treatment
5113073 | UNKNOWN | CRWTP-SB-FLOC3-4 FLOC426 /TRT-CLAR | NJRB-BM-CRWTP-SB..-FL34 | P204 | INSV | INST | HUSSAARM | M |  | 3855M-S3-PTOS |  |  | FLOCCULATOR | 0 min |  |  |  | AW |  |  | 0.00 ft2 | Maint Water Treatment Equip | Ops Water Treatment
5113074 | UNKNOWN | CRWTP-SB-FLOC3-4 FLOC427 /TRT-CLAR | NJRB-BM-CRWTP-SB..-FL34 | P204 | INSV | INST | HUSSAARM | M |  | 3853M-S3-PTOS |  |  | FLOCCULATOR | 0 min |  |  |  | AW |  |  | 0.00 ft2 | Maint Water Treatment Equip | Ops Water Treatment
5113075 | UNKNOWN | CRWTP-SB-FLOC3-4 FLOC428 /TRT-CLAR | NJRB-BM-CRWTP-SB..-FL34 | P204 | INSV | INST | HUSSAARM | M |  | 3859M-S3-PTOS |  |  | FLOCCULATOR | 0 min |  |  |  | AW |  |  | 0.00 ft2 | Maint Water Treatment Equip | Ops Water Treatment
5113076 | UNKNOWN | CRWTP-SB-FLOC3-4 FLOC429 /TRT-CLAR | NJRB-BM-CRWTP-SB..-FL34 | P204 | INSV | INST | HUSSAARM | M |  | 3855M-S3-PTOS |  |  | FLOCCULATOR | 0 min |  |  |  | AW |  |  | 0.00 ft2 | Maint Water Treatment Equip | Ops Water Treatment
5113077 | UNKNOWN | CRWTP-SB-FLOC3-4 FLOC430 /TRT-CLAR | NJRB-BM-CRWTP-SB..-FL34 | P204 | INSV | INST | HUSSAARM | M |  | 3853M-S3-PTOS |  |  | FLOCCULATOR | 0 min |  |  |  | AW |  |  | 0.00 ft2 | Maint Water Treatment Equip | Ops Water Treatment
5113078 | UNKNOWN | CRWTP-SB-FLOC3-4 SLUDGE SCR403 | NJRB-BM-CRWTP-SB..-FL34 | P204 | INSV | INST | HUSSAARM | M |  |  |  |  | RAKE | 0 min |  |  |  | AW |  |  | 0.00 ft2 | Maint Water Treatment Equip | Ops Water Treatment
5113079 | UNKNOWN | CRWTP-SB-FLOC3-4 SLUDGE SCR404 | NJRB-BM-CRWTP-SB..-FL34 | P204 | INSV | INST | HUSSAARM | M |  |  |  |  | RAKE | 0 min |  |  |  | AW |  |  | 0.00 ft2 | Maint Water Treatment Equip | Ops Water Treatment
5113080 | UNKNOWN | CRWTP-SB-FLOC1-2 SLDCOL401 | NJRB-BM-CRWTP-SB..-FL12 | P204 | INSV | INST | HUSSAARM | M |  |  |  |  | RAKE | 0 min |  |  |  | AW |  |  | 0.00 ft2 | Maint Water Treatment Equip | Ops Water Treatment
5113081 | UNKNOWN | CRWTP-SB-FLOC1-2 SLDCRSCOL402 | NJRB-BM-CRWTP-SB..-FL12 | P204 | INSV | INST | HUSSAARM | M |  |  |  |  | RAKE | 0 min |  |  |  | AW |  |  | 0.00 ft2 | Maint Water Treatment Equip | Ops Water Treatment
5113082 | UNKNOWN | CRWTP-SB-FLOC1-2 SLDG LCol401 | NJRB-BM-CRWTP-SB..-FL12 | P204 | INSV | INST | HUSSAARM | M |  |  |  |  | RAKE | 0 min |  |  |  | AW |  |  | 0.00 ft2 | Maint Water Treatment Equip | Ops Water Treatment
5113083 | UNKNOWN | CRWTP-SB-FLOC1-2 SLDG LCol402 | NJRB-BM-CRWTP-SB..-FL12 | P204 | INSV | INST | HUSSAARM | M |  |  |  |  | RAKE | 0 min |  |  |  | AW |  |  | 0.00 ft2 | Maint Water Treatment Equip | Ops Water Treatment
5113084 | UNKNOWN | CRWTP-SB-FLOC1-2 SLDG LCol403 | NJRB-BM-CRWTP-SB..-FL12 | P204 | INSV | INST | HUSSAARM | M |  |  |  |  | RAKE | 0 min |  |  |  | AW |  |  | 0.00 ft2 | Maint Water Treatment Equip | Ops Water Treatment
5113085 | UNKNOWN | CRWTP-SB-FLOC1-2 SLDG LCol404 | NJRB-BM-CRWTP-SB..-FL12 | P204 | INSV | INST | HUSSAARM | M |  |  |  |  | RAKE | 0 min |  |  |  | AW |  |  | 0.00 ft2 | Maint Water Treatment Equip | Ops Water Treatment
5113086 | UNKNOWN | CRWTP-SB-FLOC1-2 SLDG LCol405 | NJRB-BM-CRWTP-SB..-FL12 | P204 | INSV | INST | HUSSAARM | M |  |  |  |  | RAKE | 0 min |  |  |  | AW |  |  | 0.00 ft2 | Maint Water Treatment Equip | Ops Water Treatment
5113087 | UNKNOWN | CRWTP-SB-FLOC1-2 SLDG LCol406 | NJRB-BM-CRWTP-SB..-FL12 | P204 | INSV | INST | HUSSAARM | M |  |  |  |  | RAKE | 0 min |  |  |  | AW |  |  | 0.00 ft2 | Maint Water Treatment Equip | Ops Water Treatment
5113088 | UNKNOWN | CRWTP-SB-FLOC1-2 SLDG LC 407 | NJRB-BM-CRWTP-SB..-FL12 | P204 | INSV | INST | HUSSAARM | M |  |  |  |  | RAKE | 0 min |  |  |  | AW |  |  | 0.00 ft2 | Maint Water Treatment Equip | Ops Water Treatment
5113089 | UNKNOWN | CRWTP-SB-FLOC1-2 SLDG LCol408 | NJRB-BM-CRWTP-SB..-FL12 | P204 | INSV | INST | HUSSAARM | M |  |  |  |  | RAKE | 0 min |  |  |  | AW |  |  | 0.00 ft2 | Maint Water Treatment Equip | Ops Water Treatment
5113090 | UNKNOWN | CRWTP-SB-FLOC1-2 SLDG LCol409 | NJRB-BM-CRWTP-SB..-FL12 | P204 | INSV | INST | HUSSAARM | M |  |  |  |  | RAKE | 0 min |  |  |  | AW |  |  | 0.00 ft2 | Maint Water Treatment Equip | Ops Water Treatment
5113091 | UNKNOWN | CRWTP-SB-FLOC1-2 SLDG LCol410 | NJRB-BM-CRWTP-SB..-FL12 | P204 | INSV | INST | HUSSAARM | M |  |  |  |  | RAKE | 0 min |  |  |  | AW |  |  | 0.00 ft2 | Maint Water Treatment Equip | Ops Water Treatment
5113048 | UNKNOWN | CRWTP-SB-FLOC1-2 FLOC401 /TRT-CLAR | NJRB-BM-CRWTP-SB..-FL12 | P204 | INSV | INST | HUSSAARM | M |  |  |  |  | FLOCCULATOR | 0 min |  |  |  | AW |  |  | 0.00 ft2 | Maint Water Treatment Equip | Ops Water Treatment
5113049 | UNKNOWN | CRWTP-SB-FLOC1-2 FLOC402 /TRT-CLAR | NJRB-BM-CRWTP-SB..-FL12 | P204 | INSV | INST | HUSSAARM | M |  |  |  |  | FLOCCULATOR | 0 min |  |  |  | AW |  |  | 0.00 ft2 | Maint Water Treatment Equip | Ops Water Treatment
5113050 | UNKNOWN | CRWTP-SB-FLOC1-2 FLOC403 /TRT-CLAR | NJRB-BM-CRWTP-SB..-FL12 | P204 | INSV | INST | HUSSAARM | M |  |  |  |  | FLOCCULATOR | 0 min |  |  |  | AW |  |  | 0.00 ft2 | Maint Water Treatment Equip | Ops Water Treatment
5113051 | UNKNOWN | CRWTP-SB-FLOC1-2 FLOC404 /TRT-CLAR | NJRB-BM-CRWTP-SB..-FL12 | P204 | INSV | INST | HUSSAARM | M |  |  |  |  | FLOCCULATOR | 0 min |  |  |  | AW |  |  | 0.00 ft2 | Maint Water Treatment Equip | Ops Water Treatment
5113052 | UNKNOWN | CRWTP-SB-FLOC1-2 FLOC405 /TRT-CLAR | NJRB-BM-CRWTP-SB..-FL12 | P204 | INSV | INST | HUSSAARM | M |  |  |  |  | FLOCCULATOR | 0 min |  |  |  | AW |  |  | 0.00 ft2 | Maint Water Treatment Equip | Ops Water Treatment
5113053 | UNKNOWN | CRWTP-SB-FLOC1-2 FLOC406 /TRT-CLAR | NJRB-BM-CRWTP-SB..-FL12 | P204 | INSV | INST | HUSSAARM | M |  |  |  |  | FLOCCULATOR | 0 min |  |  |  | AW |  |  | 0.00 ft2 | Maint Water Treatment Equip | Ops Water Treatment
5113054 | UNKNOWN | CRWTP-SB-FLOC1-2 FLOC407 /TRT-CLAR | NJRB-BM-CRWTP-SB..-FL12 | P204 | INSV | INST | HUSSAARM | M |  |  |  |  | FLOCCULATOR | 0 min |  |  |  | AW |  |  | 0.00 ft2 | Maint Water Treatment Equip | Ops Water Treatment
5113055 | UNKNOWN | CRWTP-SB-FLOC1-2 FLOC408 /TRT-CLAR | NJRB-BM-CRWTP-SB..-FL12 | P204 | INSV | INST | HUSSAARM | M |  |  |  |  | FLOCCULATOR | 0 min |  |  |  | AW |  |  | 0.00 ft2 | Maint Water Treatment Equip | Ops Water Treatment
5113056 | UNKNOWN | CRWTP-SB-FLOC1-2 FLOC409 /TRT-CLAR | NJRB-BM-CRWTP-SB..-FL12 | P204 | INSV | INST | HUSSAARM | M |  |  |  |  | FLOCCULATOR | 0 min |  |  |  | AW |  |  | 0.00 ft2 | Maint Water Treatment Equip | Ops Water Treatment
5113057 | UNKNOWN | CRWTP-SB-FLOC1-2 FLOC410 /TRT-CLAR | NJRB-BM-CRWTP-SB..-FL12 | P204 | INSV | INST | HUSSAARM | M |  |  |  |  | FLOCCULATOR | 0 min |  |  |  | AW |  |  | 0.00 ft2 | Maint Water Treatment Equip | Ops Water Treatment
5113058 | UNKNOWN | CRWTP-SB-FLOC1-2 FLOC411 /TRT-CLAR | NJRB-BM-CRWTP-SB..-FL12 | P204 | INSV | INST | HUSSAARM | M |  |  |  |  | FLOCCULATOR | 0 min |  |  |  | AW |  |  | 0.00 ft2 | Maint Water Treatment Equip | Ops Water Treatment
5113059 | UNKNOWN | CRWTP-SB-FLOC1-2 FLOC412 /TRT-CLAR | NJRB-BM-CRWTP-SB..-FL12 | P204 | INSV | INST | HUSSAARM | M |  |  |  |  | FLOCCULATOR | 0 min |  |  |  | AW |  |  | 0.00 ft2 | Maint Water Treatment Equip | Ops Water Treatment
5113060 | UNKNOWN | CRWTP-SB-FLOC3-4 FLOC413 /TRT-CLAR | NJRB-BM-CRWTP-SB..-FL34 | P204 | INSV | INST | HUSSAARM | M |  | 3859M-S3-PTOS |  |  | FLOCCULATOR | 0 min |  |  |  | AW |  |  | 0.00 ft2 | Maint Water Treatment Equip | Ops Water Treatment
5113061 | UNKNOWN | CRWTP-SB-FLOC3-4 FLOC414 /TRT-CLAR | NJRB-BM-CRWTP-SB..-FL34 | P204 | INSV | INST | HUSSAARM | M |  | 3855M-S3-PTOS |  |  | FLOCCULATOR | 0 min |  |  |  | AW |  |  | 0.00 ft2 | Maint Water Treatment Equip | Ops Water Treatment
5113062 | UNKNOWN | CRWTP-SB-FLOC3-4 FLOC415 /TRT-CLAR | NJRB-BM-CRWTP-SB..-FL34 | P204 | INSV | INST | HUSSAARM | M |  | 3853M-S3-PTOS |  |  | FLOCCULATOR | 0 min |  |  |  | AW |  |  | 0.00 ft2 | Maint Water Treatment Equip | Ops Water Treatment
5113063 | UNKNOWN | CRWTP-SB-FLOC3-4 FLOC416 /TRT-CLAR | NJRB-BM-CRWTP-SB..-FL34 | P204 | INSV | INST | HUSSAARM | M |  | 3859M-S3-PTOS |  |  | FLOCCULATOR | 0 min |  |  |  | AW |  |  | 0.00 ft2 | Maint Water Treatment Equip | Ops Water Treatment
5113064 | UNKNOWN | CRWTP-SB-FLOC3-4 FLOC417 /TRT-CLAR | NJRB-BM-CRWTP-SB..-FL34 | P204 | INSV | INST | HUSSAARM | M |  | 3855M-S3-PTOS |  |  | FLOCCULATOR | 0 min |  |  |  | AW |  |  | 0.00 ft2 | Maint Water Treatment Equip | Ops Water Treatment
5113065 | UNKNOWN | CRWTP-SB-FLOC3-4 FLOC418 /TRT-CLAR | NJRB-BM-CRWTP-SB..-FL34 | P204 | INSV | INST | HUSSAARM | M |  | 3853M-S3-PTOS |  |  | FLOCCULATOR | 0 min |  |  |  | AW |  |  | 0.00 ft2 | Maint Water Treatment Equip | Ops Water Treatment
5113066 | UNKNOWN | CRWTP-SB-FLOC3-4 FLOC419 /TRT-CLAR | NJRB-BM-CRWTP-SB..-FL34 | P204 | INSV | INST | HUSSAARM | M |  | 3859M-S3-PTOS |  |  | FLOCCULATOR | 0 min |  |  |  | AW |  |  | 0.00 ft2 | Maint Water Treatment Equip | Ops Water Treatment
5113067 | UNKNOWN | CRWTP-SB-FLOC3-4 FLOC420 /TRT-CLAR | NJRB-BM-CRWTP-SB..-FL34 | P204 | INSV | INST | HUSSAARM | M |  | 3855M-S3-PTOS |  |  | FLOCCULATOR | 0 min |  |  |  | AW |  |  | 0.00 ft2 | Maint Water Treatment Equip | Ops Water Treatment
5113068 | UNKNOWN | CRWTP-SB-FLOC3-4 FLOC421 /TRT-CLAR | NJRB-BM-CRWTP-SB..-FL34 | P204 | INSV | INST | HUSSAARM | M |  | 3853M-S3-PTOS |  |  | FLOCCULATOR | 0 min |  |  |  | AW |  |  | 0.00 ft2 | Maint Water Treatment Equip | Ops Water Treatment
5113069 | UNKNOWN | CRWTP-SB-FLOC3-4 FLOC422 /TRT-CLAR | NJRB-BM-CRWTP-SB..-FL34 | P204 | INSV | INST | HUSSAARM | M |  | 3859M-S3-PTOS |  |  | FLOCCULATOR | 0 min |  |  |  | AW |  |  | 0.00 ft2 | Maint Water Treatment Equip | Ops Water Treatment

## CLASS-TRT-CONT
Equipment | Manufacturer | Description | Functional Loc. | Planning plant | User status | System status | Created by | ABC indic. | ManufSerialNo. | Model number | Application | Backwash Rate (gpm/s | Contactor Type | Flow Normal Range | Indoor/Outdoor | Material of Construc | Media 1 Depth | Media 1 Type | Media 2 Depth | Media 2 Type | Media Regeneration R | Owned By | Special Mtn Note | Special Mtn Note Det | Surface Area (sq/ft) | Wash Type | NARUC Maintenance Ac | NARUC Operations Acc | Special Mtn Note | Special Mtn Note Det
5222106 | UNKNOWN | We;ll 1 CT Pipe /TRT-CONTRACTOR | PAMW-MC-WELL1 | P154 | INSV | INST | CENTINBM | M |  |  | WATER |  | TRT-CONT* | [8 empty] | AW |  |  |  |  | Maint Water Treatment Equip | Ops Water Treatment
5019591 | UNKNOWN | BRAD-WCB WESTPRIMARY /CONTACTOR | ILCP-CP-BRAD.-WCB. | P301 | INSV | INST | HUSSAARM | H |  |  |  | 0.000 GF2 | TRT-CONT* |  |  | CONCRETE | 0.00 Feet |  | 0.00 Feet |  |  | AW |  |  | 0.00 ft2 |  | Maint Water Treatment Equip | Ops Water Treatment

## CLASS-TRT-FILT
Equipment | Manufacturer | Description | Functional Loc. | Planning plant | User status | System status | Created by | ABC indic. | ManufSerialNo. | Model number | Application | Backwash Rate (gpm/s | Filter Type | Flow Normal Range | Indoor/Outdoor | Material of Construc | Media 1 Depth | Media 1 Type | Media 2 Depth | Media 2 Type | Media 3 Depth | Media 3 Type | Media 4 Depth | Media 4 Type | Media 5 Depth | Media 5 Type | Media Regeneration R | Owned By | Special Mtn Note | Special Mtn Note Det | Surface Area (sq/ft) | Wash Type | NARUC Maintenance Ac | NARUC Operations Acc | Special Mtn Note | Special Mtn Note Det
5019569 | UNKNOWN | LINC-F10 FILTER10 /TRT-FILT | ILCP-UR-LINC.-F10. | P301 | REMV | INAC INST | HUSSAARM | H |  |  | WATER | 0.000 GF2 | GRAVITY |  |  |  | 0.00 Feet |  | 0.00 Feet |  | 0.00 Feet |  | 0.00 Feet |  | 0.00 Feet |  |  | AW |  |  | 0.00 ft2 |  | Maint Water Treatment Equip | Ops Water Treatment
5019570 | UNKNOWN | LINC-F11 FILTER11 /TRT-FILT | ILCP-UR-LINC.-F11. | P301 | REMV | INAC INST | HUSSAARM | H |  |  | WATER | 0.000 GF2 | GRAVITY |  |  |  | 0.00 Feet |  | 0.00 Feet |  | 0.00 Feet |  | 0.00 Feet |  | 0.00 Feet |  |  | AW |  |  | 0.00 ft2 |  | Maint Water Treatment Equip | Ops Water Treatment
5019571 | UNKNOWN | LINC-F12 FILTER12 /TRT-FILT | ILCP-UR-LINC.-F12. | P301 | REMV | INAC INST | HUSSAARM | H |  |  | WATER | 0.000 GF2 | GRAVITY |  |  |  | 0.00 Feet |  | 0.00 Feet |  | 0.00 Feet |  | 0.00 Feet |  | 0.00 Feet |  |  | AW |  |  | 0.00 ft2 |  | Maint Water Treatment Equip | Ops Water Treatment
5019572 | UNKNOWN | BRAD-MNB FILTER1 /TRT-FILT | ILCP-CP-BRAD.-MNB. | P301 | INSV | INST | HUSSAARM | H |  |  | WATER | 0.000 GF2 | GRAVITY |  |  |  | 0.00 Feet |  | 0.00 Feet |  | 0.00 Feet |  | 0.00 Feet |  | 0.00 Feet |  |  | AW |  |  | 0.00 ft2 |  | Maint Water Treatment Equip | Ops Water Treatment
5019573 | UNKNOWN | BRAD-MNB FILTER2 /TRT-FILT | ILCP-CP-BRAD.-MNB. | P301 | INSV | INST | HUSSAARM | H |  |  | WATER | 0.000 GF2 | GRAVITY |  |  |  | 0.00 Feet |  | 0.00 Feet |  | 0.00 Feet |  | 0.00 Feet |  | 0.00 Feet |  |  | AW |  |  | 0.00 ft2 |  | Maint Water Treatment Equip | Ops Water Treatment
5019574 | UNKNOWN | BRAD-MNB FILTER3 /TRT-FILT | ILCP-CP-BRAD.-MNB. | P301 | INSV | INST | HUSSAARM | H |  |  | WATER | 0.000 GF2 | GRAVITY |  |  |  | 0.00 Feet |  | 0.00 Feet |  | 0.00 Feet |  | 0.00 Feet |  | 0.00 Feet |  |  | AW |  |  | 0.00 ft2 |  | Maint Water Treatment Equip | Ops Water Treatment
5019575 | UNKNOWN | BRAD-MNB FILTER4 /TRT-FILT | ILCP-CP-BRAD.-MNB. | P301 | INSV | INST | HUSSAARM | H |  |  | WATER | 0.000 GF2 | GRAVITY |  |  |  | 0.00 Feet |  | 0.00 Feet |  | 0.00 Feet |  | 0.00 Feet |  | 0.00 Feet |  |  | AW |  |  | 0.00 ft2 |  | Maint Water Treatment Equip | Ops Water Treatment
5019576 | UNKNOWN | MATS-FBE E8EASTFILTER /TRT-FILT | ILCP-CP-MATS.-FBE. | P301 | INSV | INST | HUSSAARM | H |  |  | WATER | 0.000 GF2 | GRAVITY |  |  |  | 0.00 Feet |  | 0.00 Feet |  | 0.00 Feet |  | 0.00 Feet |  | 0.00 Feet |  |  | AW |  |  | 0.00 ft2 |  | Maint Water Treatment Equip | Ops Water Treatment
5019577 | UNKNOWN | MATS-FBE E8WESTFILTER /TRT-FILT | ILCP-CP-MATS.-FBE. | P301 | INSV | INST | HUSSAARM | H |  |  | WATER | 0.000 GF2 | GRAVITY |  |  |  | 0.00 Feet |  | 0.00 Feet |  | 0.00 Feet |  | 0.00 Feet |  | 0.00 Feet |  |  | AW |  |  | 0.00 ft2 |  | Maint Water Treatment Equip | Ops Water Treatment
5019578 | UNKNOWN | MATS-FBW W8EASTFILTER /TRT-FILT | ILCP-CP-MATS.-FBW. | P301 | INSV | INST | HUSSAARM | H |  |  | WATER | 0.000 GF2 | GRAVITY |  |  |  | 0.00 Feet |  | 0.00 Feet |  | 0.00 Feet |  | 0.00 Feet |  | 0.00 Feet |  |  | AW |  |  | 0.00 ft2 |  | Maint Water Treatment Equip | Ops Water Treatment
5019579 | UNKNOWN | MATS-FBW W8WESTFILTER /TRT-FILT | ILCP-CP-MATS.-FBW. | P301 | INSV | INST | HUSSAARM | H |  |  | WATER | 0.000 GF2 | GRAVITY |  |  |  | 0.00 Feet |  | 0.00 Feet |  | 0.00 Feet |  | 0.00 Feet |  | 0.00 Feet |  |  | AW |  |  | 0.00 ft2 |  | Maint Water Treatment Equip | Ops Water Treatment

## CLASS-TRT-SOFT
Equipment | Manufacturer | Description | Functional Loc. | Planning plant | User status | System status | Created by | ABC indic. | ManufSerialNo. | Model number | Application | Backwash Rate (gpm/s | Flow Normal Range | Indoor/Outdoor | Material of Construc | Media 1 Depth | Media 1 Type | Media 2 Depth | Media 2 Type | Media Regeneration R | Owned By | Softener Type | Special Mtn Note | Special Mtn Note Det | Surface Area (sq/ft) | Wash Type | NARUC Maintenance Ac | NARUC Operations Acc | Special Mtn Note | Special Mtn Note Det
5151462 | UNKNOWN | BALT-CHM Water Softener /SOFTENER | NJCW-EZ-BALT.-CHM. | P216 | INSV | INST | HUSSAARM | M |  |  | WATER | [9 empty] | AW | TRT-SOFT* |  |  |  |  | Maint Water Treatment Equip | Ops Water Treatment
5151466 | UNKNOWN | BASKRIDGEBS Water Softener /SOFTENER | NJCW-WZ-BASKR | P216 | INSV | INST | HUSSAARM | M |  |  | WATER | [9 empty] | AW | TRT-SOFT* |  |  |  |  | Maint Water Treatment Equip | Ops Water Treatment
5151470 | UNKNOWN | COITBS Water Softener /SOFTENER | NJCW-EZ-COITB | P216 | INSV | INST | HUSSAARM | L |  |  | WATER | [9 empty] | AW | TRT-SOFT* |  |  |  |  | Maint Water Treatment Equip | Ops Water Treatment
5151473 | UNKNOWN | KNOLLWD-WS Water Softener /SOFTENER | NJCW-WZ-KNSTE-WELL | P216 | INSV | INST | HUSSAARM | M |  |  | WATER | [9 empty] | AW | TRT-SOFT* |  |  |  |  | Maint Water Treatment Equip | Ops Water Treatment
5151475 | UNKNOWN | MTVALLEY-WS Water Softener /SOFTENER | NJCW-WZ-MTVAL-WS.. | P216 | INSV | INST | HUSSAARM | M |  |  | WATER | 0.000 GF2 |  |  |  | 0.00 Feet |  | 0.00 Feet |  |  | AW | TRT-SOFT* |  |  | 0.00 ft2 |  | Maint Water Treatment Equip | Ops Water Treatment
5151478 | UNKNOWN | NEASTWL Water Softener /SOFTENER | NJCW-WZ-NEAST | P216 | INSV | INST | HUSSAARM | M |  |  | WATER | [9 empty] | AW | TRT-SOFT* |  |  |  |  | Maint Water Treatment Equip | Ops Water Treatment
5151480 | UNKNOWN | PASSAICRVR-CHM Water Softener /SOFTENER | NJCW-EZ-PAWST-CHBL | P216 | INSV | INST | HUSSAARM | M |  |  | WATER | [9 empty] | AW | TRT-SOFT* |  |  |  |  | Maint Water Treatment Equip | Ops Water Treatment
5151483 | UNKNOWN | SHORTHILLBS-BS Water Softener /SOFTENER | NJCW-EZ-SHBST-PSTA | P216 | INSV | INST | HUSSAARM | M |  |  | WATER | [9 empty] | AW | TRT-SOFT* |  |  |  |  | Maint Water Treatment Equip | Ops Water Treatment
5240802 | KINETICO | CBPT-TRMT Caustic /SOFTENER | NJCW-EZ-CBPT.-TRMT | P216 | INSV | INST | SCHREIBL | M | 2821895 | S250 | OTHER | 0.000 GF2 |  | INDOORS | FIBERGLASS | 0.00 Feet | OTHER | 0.00 Feet | OTHER | Y | AW | TRT-SOFT* |  |  | 0.00 ft2 |  | Maint Water Treatment Equip | Ops Water Treatment

## CLASS-TRT-STRP
Equipment | Manufacturer | Description | Functional Loc. | Planning plant | User status | System status | Created by | ABC indic. | ManufSerialNo. | Model number | Application | Backwash Rate (gpm/s | Flow Normal Range | Indoor/Outdoor | Material of Construc | Media 1 Depth | Media 1 Type | Media 2 Depth | Media 2 Type | Media Regeneration R | Owned By | Special Mtn Note | Special Mtn Note Det | Stripper Type | Surface Area (sq/ft) | Wash Type | NARUC Maintenance Ac | NARUC Operations Acc | Special Mtn Note | Special Mtn Note Det
5017307 | UNKNOWN | PLNT AERATOR /STRIPPER | MOBR-Z1-PLNT. | P351 | INSV | INST | HUSSAARM | H |  |  | WATER |  | 440-550 |  | OTHER |  | PLASTIC BLOCK SUPPORT |  |  |  | AW |  |  | PACKED AIR TOWER |  | AIR SCOUR | Maint Water Treatment Equip | Ops Water Treatment
5051310 | UNKNOWN | PLNT AERATOR /STRIPPER | MOMX-MZ-PLNT. | P354 | INSV | INST | HUSSAARM | H |  |  | WATER | 0.000 GF2 | 2986 | OUTDOORS | OTHER | 8.00 Feet | PLASTIC BLOCK SUPPORT | 0.00 Feet |  | Y | AW |  |  | PACKED AIR TOWER | 0.00 ft2 |  | Maint Water Treatment Equip | Ops Water Treatment
5055410 | UNKNOWN | (RET)PLANT-PLT AERATOR /STRIPPER | MOPV-Z1-PLANT-PLT. | P355 | REMV | INAC INST | HUSSAARM | H |  |  | WATER | 0.000 GF2 | 2120 | OUTDOORS | OTHER | 0.00 Feet | OTHER | 0.00 Feet |  |  | AW |  |  | PACKED AIR TOWER | 0.00 ft2 | AIR SCOUR | Maint Water Treatment Equip | Ops Water Treatment

## CLASS-TRT-UV
Equipment | Manufacturer | Description | Functional Loc. | Planning plant | User status | System status | Created by | ABC indic. | ManufSerialNo. | Model number | Number of Lamps/Modu | Number of UV Modules | Owned By | Peak Process Flow (g | Retention Time (seco | Special Mtn Note | Special Mtn Note Det | UV System Type | NARUC Maintenance Ac | NARUC Operations Acc | Special Mtn Note | Special Mtn Note Det
5017322 | UNKNOWN | PLNT-UVB UV DISINFECTION SYS2 /UV SYS | MOJP-Z1-PLNT.-UVB. | P353 | INSV | INST | HUSSAARM | H |  |  |  |  | AW |  |  |  |  | STANDARD UV | Maint Water Treatment Equip | Ops Water Treatment
5017323 | UNKNOWN | PLNT-UVB UV DISINFECTION SYS3 /UV SYS | MOJP-Z1-PLNT.-UVB. | P353 | INSV | INST | HUSSAARM | H |  |  |  |  | AW |  |  |  |  | STANDARD UV | Maint Water Treatment Equip | Ops Water Treatment
5017324 | UNKNOWN | PLNT-UVB UV DISINFECTION SYS4 /UV SYS | MOJP-Z1-PLNT.-UVB. | P353 | INSV | INST | HUSSAARM | H |  |  |  |  | AW |  |  |  |  | STANDARD UV | Maint Water Treatment Equip | Ops Water Treatment
5044192 | UNKNOWN | PLNT-UVB UV DISINFECTION SYS1 /UV SYS | MOJP-Z1-PLNT.-UVB. | P353 | INSV | INST | HUSSAARM | H |  |  |  |  | AW |  |  |  |  | STANDARD UV | Maint Water Treatment Equip | Ops Water Treatment
5154561 | SENTINEL-CALGON | CENT-CTR-TRT UV System /UV SYS | PAFR-FR-CENT.-CTR.-TRT. | P109 | INSV | INST | HUSSAARM | H | CUI-4 | 2-030611-01-03041 | 0 EA | 0 EA | AW | 0.0 GPM | 0 s |  |  | SELFCLEANING UV | Maint Water Treatment Equip | Ops Water Treatment
5239604 | UNKNOWN | ROCKC-DAM1 MPC bouy /UV SYSTEM | PACO-CL-ROCKC-DAM1 | P136 | INSV | INST | BAERJC | M | G09 | MPC Buoy |  |  | AW |  |  |  |  | STANDARD UV | Maint Water Treatment Equip | Ops Water Treatment
5001564 | UNKNOWN | RIVER-UVBL UV REACTOR 1 /UV SYS | ILPE-PE-RIVER-UVBL | P306 | INSV | INST | HUSSAARM | H |  | Sentinel UV | 0 EA | 0 EA | AW | 0.0 GPM | 0 s |  |  | SELFCLEANING UV | Maint Water Treatment Equip | Ops Water Treatment
5001566 | UNKNOWN | RIVER-UVBL UV REACTOR 2 /UV SYS | ILPE-PE-RIVER-UVBL | P306 | INSV | INST | HUSSAARM | H |  | Sentinel UV | 0 EA | 0 EA | AW | 0.0 GPM | 0 s |  |  | SELFCLEANING UV | Maint Water Treatment Equip | Ops Water Treatment
5001568 | UNKNOWN | RIVER-UVBL UV REACTOR 3 /UV SYS | ILPE-PE-RIVER-UVBL | P306 | INSV | INST | HUSSAARM | H |  | Sentinel UV | 0 EA | 0 EA | AW | 0.0 GPM | 0 s |  |  | SELFCLEANING UV | Maint Water Treatment Equip | Ops Water Treatment

## CLASS-UPS
Equipment | Manufacturer | Description | Functional Loc. | Planning plant | User status | System status | Created by | ABC indic. | ManufSerialNo. | Model number | Amp Rating | Owned By | Special Mtn Note | Special Mtn Note Det | UPS Type | Volt Rating | NARUC Maintenance Ac | NARUC Operations Acc | Special Mtn Note | Special Mtn Note Det
5162745 | UNKNOWN | CBPT-TRMT TREATMENT BUILDING UPS /UPS | NJCW-EZ-CBPT.-TRMT | P216 | INSV | INST | HUSSAARM | H |  | Powerware 9155 |  | AW |  |  | UPS* | 240 | Maint Look Functional Location | Ops Look Functional Location
5162746 | UNKNOWN | CBPT-PMPR PUMP RESIDUALS BLDNG UPS /UPS | NJCW-EZ-CBPT.-PMPR | P216 | INSV | INST | HUSSAARM | H |  | Powerware 9155 |  | AW |  |  | UPS* | 240 | Maint Look Functional Location | Ops Look Functional Location
5208517 |  | ALLENRDBS /UPS | NJCW-WZ-ALLEN | P216 | INSV | INST | SCHREIBL | H | 114907 | 1400 |  | AW |  |  | UPS* | 120/240 | Maint Look Functional Location | Ops Look Functional Location

## CLASS-VEH
Equipment | Manufacturer | Description | Functional Loc. | Planning plant | User status | System status | Created by | ABC indic. | ManufSerialNo. | Model number | Capacity Rating | Capacity UOM | Owned By | Retest Required | Special Mtn Note | Special Mtn Note Det | Vehicle Type | NARUC Maintenance Ac | NARUC Operations Acc | Special Mtn Note | Special Mtn Note Det
6000541 | UNKNOWN | LINC-PDB-PRODGARAGE VEH 0100568 /VEH | ILCP-UR-LINC.-PDB.-PROD | P301 | OOS | INAC INST | HUSSAARM | H |  |  | 0.00 UN |  | AW | Y |  |  | TRUCK | Maint Look Functional Location | Ops Look Functional Location
6000542 | UNKNOWN | LINC-PDB-PRODGARAGE VEH 080490 /VEH | ILCP-UR-LINC.-PDB.-PROD | P301 | OOS | INAC INST | HUSSAARM | H |  |  |  |  | AW | Y |  |  | TRUCK | Maint Look Functional Location | Ops Look Functional Location
6000543 | UNKNOWN | BRAD-MNB-GARAGE VEH 070063 /VEH | ILCP-CP-BRAD.-MNB.-GARA | P301 | INSV | INST | HUSSAARM | H |  |  |  |  | AW | Y |  |  | TRUCK | Maint Look Functional Location | Ops Look Functional Location
6000544 | UNKNOWN | MATS VEH 040273 /VEH | ILCP-CP-MATS. | P301 | INSV | INST | HUSSAARM | H |  |  | 0.00 UN |  | AW | Y |  |  | TRUCK | Maint Look Functional Location | Ops Look Functional Location
6000545 | UNKNOWN | LINC-PDB-PRODGARAGE VEH 100568 /VEH | ILCP-UR-LINC.-PDB.-PROD | P301 | OOS | INAC INST | HUSSAARM | H |  |  | 0.00 UN |  | AW | Y |  |  | CAR | Maint Look Functional Location | Ops Look Functional Location
6000546 | UNKNOWN | LINC-PDB-PRODGARAGE VEH 80486 /VEH | ILCP-UR-LINC.-PDB.-PROD | P301 | OOS | INAC INST | HUSSAARM | H |  |  |  |  | AW | Y |  |  | TRUCK | Maint Look Functional Location | Ops Look Functional Location
6000547 | UNKNOWN | LINC-PDB-PRODGARAGE VEH 80490 /VEH | ILCP-UR-LINC.-PDB.-PROD | P301 | OOS | INAC INST | HUSSAARM | H |  |  |  |  | AW | Y |  |  | TRUCK | Maint Look Functional Location | Ops Look Functional Location
6000548 | UNKNOWN | DVSH VEH 90433 /VEH | ILCP-CP-DVSH. | P301 | INSV | INST | HUSSAARM | H |  |  |  |  | AW | Y |  |  | TRUCK | Maint Look Functional Location | Ops Look Functional Location
6000549 | UNKNOWN | DVSH VEH 70088 /VEH | ILCP-CP-DVSH. | P301 | INSV | INST | HUSSAARM | H |  |  |  |  | AW | Y |  |  | CAR | Maint Look Functional Location | Ops Look Functional Location
6000550 | UNKNOWN | DVSH VEH 70090 /VEH | ILCP-CP-DVSH. | P301 | INSV | INST | HUSSAARM | H |  |  |  |  | AW | Y |  |  | CAR | Maint Look Functional Location | Ops Look Functional Location
6000551 | UNKNOWN | DVSH VEH 70693 /VEH | ILCP-CP-DVSH. | P301 | INSV | INST | HUSSAARM | H |  |  |  |  | AW | Y |  |  | CAR | Maint Look Functional Location | Ops Look Functional Location
6000552 | UNKNOWN | DVSH VEH 80484 /VEH | ILCP-CP-DVSH. | P301 | INSV | INST | HUSSAARM | H |  |  |  |  | AW | Y |  |  | TRUCK | Maint Look Functional Location | Ops Look Functional Location
6000553 | UNKNOWN | DVSH VEH 80485 /VEH | ILCP-CP-DVSH. | P301 | INSV | INST | HUSSAARM | H |  |  |  |  | AW | Y |  |  | TRUCK | Maint Look Functional Location | Ops Look Functional Location
6000554 | UNKNOWN | LINC-PDB-DISTGARAGE VEH 40273 /VEH | ILCP-UR-LINC.-PDB.-DIST | P301 | OOS | INAC INST | HUSSAARM | H |  |  |  |  | AW | Y |  |  | TRUCK | Maint Look Functional Location | Ops Look Functional Location
6000555 | UNKNOWN | LINC-PDB-DISTGARAGE TRLR 00324 /VEH | ILCP-UR-LINC.-PDB.-DIST | P301 | OOS | INAC INST | HUSSAARM | H |  |  |  |  | AW | Y |  |  | CART | Maint Look Functional Location | Ops Look Functional Location
6000556 | UNKNOWN | LINC-PDB-DISTGARAGE TRLR 00325 /VEH | ILCP-UR-LINC.-PDB.-DIST | P301 | OOS | INAC INST | HUSSAARM | H |  |  |  |  | AW | Y |  |  | CART | Maint Look Functional Location | Ops Look Functional Location
6000557 | UNKNOWN | LINC-PDB-DISTGARAGE TRLR 00327 /VEH | ILCP-UR-LINC.-PDB.-DIST | P301 | OOS | INAC INST | HUSSAARM | H |  |  |  |  | AW | Y |  |  | CART | Maint Look Functional Location | Ops Look Functional Location
6000558 | UNKNOWN | LINC-PDB-DISTGARAGE TRLR 00328 /VEH | ILCP-UR-LINC.-PDB.-DIST | P301 | OOS | INAC INST | HUSSAARM | H |  |  |  |  | AW | Y |  |  | CART | Maint Look Functional Location | Ops Look Functional Location
6000559 | UNKNOWN | LINC-PDB-DISTGARAGE TRLR 00329 /VEH | ILCP-UR-LINC.-PDB.-DIST | P301 | OOS | INAC INST | HUSSAARM | H |  |  |  |  | AW | Y |  |  | CART | Maint Look Functional Location | Ops Look Functional Location
6000560 | UNKNOWN | LINC-PDB-DISTGARAGE TRLR 00330 /VEH | ILCP-UR-LINC.-PDB.-DIST | P301 | OOS | INAC INST | HUSSAARM | H |  |  |  |  | AW | Y |  |  | CART | Maint Look Functional Location | Ops Look Functional Location
6000561 | UNKNOWN | LINC-PDB-DISTGARAGE TRLR 00366 /VEH | ILCP-UR-LINC.-PDB.-DIST | P301 | OOS | INAC INST | HUSSAARM | H |  |  |  |  | AW | Y |  |  | CART | Maint Look Functional Location | Ops Look Functional Location
6000562 | UNKNOWN | LINC-PDB-DISTGARAGE TRLR 00379 /VEH | ILCP-UR-LINC.-PDB.-DIST | P301 | OOS | INAC INST | HUSSAARM | H |  |  |  |  | AW | Y |  |  | CART | Maint Look Functional Location | Ops Look Functional Location
6000563 | UNKNOWN | LINC-PDB-DISTGARAGE TRLR 04659 /VEH | ILCP-UR-LINC.-PDB.-DIST | P301 | OOS | INAC INST | HUSSAARM | H |  |  |  |  | AW | Y |  |  | CART | Maint Look Functional Location | Ops Look Functional Location
6000564 | UNKNOWN | LINC-PDB-DISTGARAGE TRLR 04735 /VEH | ILCP-UR-LINC.-PDB.-DIST | P301 | OOS | INAC INST | HUSSAARM | H |  |  |  |  | AW | Y |  |  | CART | Maint Look Functional Location | Ops Look Functional Location
6000565 | UNKNOWN | LINC-PDB-DISTGARAGE TRLR 04792 /VEH | ILCP-UR-LINC.-PDB.-DIST | P301 | OOS | INAC INST | HUSSAARM | H |  |  |  |  | AW | Y |  |  | CART | Maint Look Functional Location | Ops Look Functional Location
6000566 | UNKNOWN | LINC-PDB-DISTGARAGE TRLR 04852 /VEH | ILCP-UR-LINC.-PDB.-DIST | P301 | OOS | INAC INST | HUSSAARM | H |  |  |  |  | AW | Y |  |  | CART | Maint Look Functional Location | Ops Look Functional Location
6000567 | UNKNOWN | LINC-PDB-DISTGARAGE TRLR 71246 /VEH | ILCP-UR-LINC.-PDB.-DIST | P301 | OOS | INAC INST | HUSSAARM | H |  |  |  |  | AW | Y |  |  | CART | Maint Look Functional Location | Ops Look Functional Location
6000568 | UNKNOWN | LINC-PDB-DISTGARAGE TRLR 92127 /VEH | ILCP-UR-LINC.-PDB.-DIST | P301 | OOS | INAC INST | HUSSAARM | H |  |  |  |  | AW | Y |  |  | CART | Maint Look Functional Location | Ops Look Functional Location
6000569 | UNKNOWN | LINC-PDB-DISTGARAGE BKHOE 00370 /VEH | ILCP-UR-LINC.-PDB.-DIST | P301 | OOS | INAC INST | HUSSAARM | H |  |  |  |  | AW | Y |  |  | TRUCK | Maint Look Functional Location | Ops Look Functional Location
6000570 | UNKNOWN | LINC-PDB-DISTGARAGE BKHOE 00373 /VEH | ILCP-UR-LINC.-PDB.-DIST | P301 | OOS | INAC INST | HUSSAARM | H |  |  |  |  | AW | Y |  |  | TRUCK | Maint Look Functional Location | Ops Look Functional Location
6000571 | UNKNOWN | LINC-PDB-DISTGARAGE BKHOE 00374 /VEH | ILCP-UR-LINC.-PDB.-DIST | P301 | OOS | INAC INST | HUSSAARM | H |  |  |  |  | AW | Y |  |  | TRUCK | Maint Look Functional Location | Ops Look Functional Location
6000572 | UNKNOWN | LINC-PDB-DISTGARAGE BKHOE 50215 /VEH | ILCP-UR-LINC.-PDB.-DIST | P301 | OOS | INAC INST | HUSSAARM | H |  |  |  |  | AW | Y |  |  | TRUCK | Maint Look Functional Location | Ops Look Functional Location
6000573 | UNKNOWN | LINC-PDB-DISTGARAGE BKHOE 92089 /VEH | ILCP-UR-LINC.-PDB.-DIST | P301 | OOS | INAC INST | HUSSAARM | H |  |  |  |  | AW | Y |  |  | TRUCK | Maint Look Functional Location | Ops Look Functional Location
6000574 | UNKNOWN | LINC-PDB-DISTGARAGE BKHOE 92107 /VEH | ILCP-UR-LINC.-PDB.-DIST | P301 | OOS | INAC INST | HUSSAARM | H |  |  |  |  | AW | Y |  |  | TRUCK | Maint Look Functional Location | Ops Look Functional Location
6000507 | UNKNOWN | LINC-PDB-DISTGARAGE FORKLIFT /VEH | ILCP-UR-LINC.-PDB.-DIST | P301 | OOS | INAC INST | HUSSAARM | H |  |  |  |  | AW | Y |  |  | FORKTRUCK | Maint Look Functional Location | Ops Look Functional Location
6000508 | UNKNOWN | LINC-PDB-PRODGARAGE VEH 070696 /VEH | ILCP-UR-LINC.-PDB.-PROD | P301 | OOS | INAC INST | HUSSAARM | H |  |  |  |  | AW | Y |  |  | TRUCK | Maint Look Functional Location | Ops Look Functional Location
6000509 | UNKNOWN | LINC-PDB-PRODGARAGE VEH 080483 /VEH | ILCP-UR-LINC.-PDB.-PROD | P301 | OOS | INAC INST | HUSSAARM | H |  |  |  |  | AW | Y |  |  | CAR | Maint Look Functional Location | Ops Look Functional Location
6000510 | UNKNOWN | LINC-PDB-PRODGARAGE VEH 070086 /VEH | ILCP-UR-LINC.-PDB.-PROD | P301 | OOS | INAC INST | HUSSAARM | H |  |  |  |  | AW | Y |  |  | TRUCK | Maint Look Functional Location | Ops Look Functional Location
6000511 | UNKNOWN | LINC-PDB-PRODGARAGE VEH 080607 /VEH | ILCP-UR-LINC.-PDB.-PROD | P301 | OOS | INAC INST | HUSSAARM | H |  |  |  |  | AW | Y |  |  | TRUCK | Maint Look Functional Location | Ops Look Functional Location
6000512 | UNKNOWN | LINC-PDB-PRODGARAGE VEH 070697 /VEH | ILCP-UR-LINC.-PDB.-PROD | P301 | OOS | INAC INST | HUSSAARM | H |  |  |  |  | AW | Y |  |  | TRUCK | Maint Look Functional Location | Ops Look Functional Location
6000513 | UNKNOWN | LINC-PDB-PRODGARAGE VEH 070698 /VEH | ILCP-UR-LINC.-PDB.-PROD | P301 | OOS | INAC INST | HUSSAARM | H |  |  |  |  | AW | Y |  |  | TRUCK | Maint Look Functional Location | Ops Look Functional Location
6000514 | UNKNOWN | LINC-PDB-PRODGARAGE VEH 040270 /VEH | ILCP-UR-LINC.-PDB.-PROD | P301 | OOS | INAC INST | HUSSAARM | H |  |  |  |  | AW | Y |  |  | TRUCK | Maint Look Functional Location | Ops Look Functional Location
6000515 | UNKNOWN | LINC-PDB-PRODGARAGE VEH 040001 /VEH | ILCP-UR-LINC.-PDB.-PROD | P301 | OOS | INAC INST | HUSSAARM | H |  |  |  |  | AW | Y |  |  | TRUCK | Maint Look Functional Location | Ops Look Functional Location
6000516 | UNKNOWN | LINC-PDB-PRODGARAGE VEH 070085 /VEH | ILCP-UR-LINC.-PDB.-PROD | P301 | OOS | INAC INST | HUSSAARM | H |  |  |  |  | AW | Y |  |  | TRUCK | Maint Look Functional Location | Ops Look Functional Location
6000517 | UNKNOWN | LINC-PDB-PRODGARAGE VEH 080608 /VEH | ILCP-UR-LINC.-PDB.-PROD | P301 | OOS | INAC INST | HUSSAARM | H |  |  |  |  | AW | Y |  |  | TRUCK | Maint Look Functional Location | Ops Look Functional Location
6000518 | UNKNOWN | LINC-PDB-PRODGARAGE VEH 070084 /VEH | ILCP-UR-LINC.-PDB.-PROD | P301 | OOS | INAC INST | HUSSAARM | H |  |  |  |  | AW | Y |  |  | TRUCK | Maint Look Functional Location | Ops Look Functional Location
6000519 | UNKNOWN | LINC-PDB-PRODGARAGE VEH 080606 /VEH | ILCP-UR-LINC.-PDB.-PROD | P301 | OOS | INAC INST | HUSSAARM | H |  |  |  |  | AW | Y |  |  | TRUCK | Maint Look Functional Location | Ops Look Functional Location
6000520 | UNKNOWN | LINC-PDB-PRODGARAGE VEH 070089 /VEH | ILCP-UR-LINC.-PDB.-PROD | P301 | OOS | INAC INST | HUSSAARM | H |  |  |  |  | AW | Y |  |  | CAR | Maint Look Functional Location | Ops Look Functional Location
6000521 | UNKNOWN | LINC-PDB-PRODGARAGE VEH 040271 /VEH | ILCP-UR-LINC.-PDB.-PROD | P301 | OOS | INAC INST | HUSSAARM | H |  |  |  |  | AW | Y |  |  | TRUCK | Maint Look Functional Location | Ops Look Functional Location
6000522 | UNKNOWN | LINC-PDB-DISTGARAGE VEH 1080 /VEH | ILCP-UR-LINC.-PDB.-DIST | P301 | OOS | INAC INST | HUSSAARM | H |  |  | 0.00 UN |  | AW | Y |  |  | TRUCK | Maint Look Functional Location | Ops Look Functional Location
6000523 | UNKNOWN | LINC-PDB-DISTGARAGE VEH 50219 /VEH | ILCP-UR-LINC.-PDB.-DIST | P301 | OOS | INAC INST | HUSSAARM | H |  |  |  |  | AW | Y |  |  | TRUCK | Maint Look Functional Location | Ops Look Functional Location
6000524 | UNKNOWN | LINC-PDB-DISTGARAGE VEH 90083 /VEH | ILCP-UR-LINC.-PDB.-DIST | P301 | OOS | INAC INST | HUSSAARM | H |  |  |  |  | AW | Y |  |  | TRUCK | Maint Look Functional Location | Ops Look Functional Location
6000525 | UNKNOWN | LINC-PDB-DISTGARAGE VEH 00361 /VEH | ILCP-UR-LINC.-PDB.-DIST | P301 | OOS | INAC INST | HUSSAARM | H |  |  |  |  | AW | Y |  |  | TRUCK | Maint Look Functional Location | Ops Look Functional Location
6000526 | UNKNOWN | LINC-PDB-DISTGARAGE VEH 00365 /VEH | ILCP-UR-LINC.-PDB.-DIST | P301 | OOS | INAC INST | HUSSAARM | H |  |  |  |  | AW | Y |  |  | TRUCK | Maint Look Functional Location | Ops Look Functional Location
6000527 | UNKNOWN | LINC-PDB-DISTGARAGE VEH 88524 /VEH | ILCP-UR-LINC.-PDB.-DIST | P301 | OOS | INAC INST | HUSSAARM | H |  |  |  |  | AW | Y |  |  | TRUCK | Maint Look Functional Location | Ops Look Functional Location
6000528 | UNKNOWN | LINC-PDB-DISTGARAGE VEH 71055 /VEH | ILCP-UR-LINC.-PDB.-DIST | P301 | OOS | INAC INST | HUSSAARM | H |  |  |  |  | AW | Y |  |  | TRUCK | Maint Look Functional Location | Ops Look Functional Location
6000529 | UNKNOWN | LINC-PDB-DISTGARAGE VEH 71057 /VEH | ILCP-UR-LINC.-PDB.-DIST | P301 | OOS | INAC INST | HUSSAARM | H |  |  |  |  | AW | Y |  |  | TRUCK | Maint Look Functional Location | Ops Look Functional Location
6000530 | UNKNOWN | LINC-PDB-DISTGARAGE VEH 71056 /VEH | ILCP-UR-LINC.-PDB.-DIST | P301 | OOS | INAC INST | HUSSAARM | H |  |  |  |  | AW | Y |  |  | TRUCK | Maint Look Functional Location | Ops Look Functional Location
6000531 | UNKNOWN | LINC-PDB-DISTGARAGE VEH 70253 /VEH | ILCP-UR-LINC.-PDB.-DIST | P301 | OOS | INAC INST | HUSSAARM | H |  |  |  |  | AW | Y |  |  | TRUCK | Maint Look Functional Location | Ops Look Functional Location
6000532 | UNKNOWN | LINC-PDB-DISTGARAGE VEH 10064 /VEH | ILCP-UR-LINC.-PDB.-DIST | P301 | OOS | INAC INST | HUSSAARM | H |  |  |  |  | AW | Y |  |  | TRUCK | Maint Look Functional Location | Ops Look Functional Location
6000533 | UNKNOWN | LINC-PDB-DISTGARAGE VEH 10066 /VEH | ILCP-UR-LINC.-PDB.-DIST | P301 | OOS | INAC INST | HUSSAARM | H |  |  |  |  | AW | Y |  |  | TRUCK | Maint Look Functional Location | Ops Look Functional Location
6000534 | UNKNOWN | LINC-PDB-DISTGARAGE VEH 70694 /VEH | ILCP-UR-LINC.-PDB.-DIST | P301 | OOS | INAC INST | HUSSAARM | H |  |  |  |  | AW | Y |  |  | CAR | Maint Look Functional Location | Ops Look Functional Location
6000535 | UNKNOWN | LINC-PDB-DISTGARAGE VEH 10068 /VEH | ILCP-UR-LINC.-PDB.-DIST | P301 | OOS | INAC INST | HUSSAARM | H |  |  | 0.00 UN |  | AW | Y |  |  | TRUCK | Maint Look Functional Location | Ops Look Functional Location
6000536 | UNKNOWN | LINC-PDB-DISTGARAGE VEH 82046 /VEH | ILCP-UR-LINC.-PDB.-DIST | P301 | OOS | INAC INST | HUSSAARM | H |  |  |  |  | AW | Y |  |  | TRUCK | Maint Look Functional Location | Ops Look Functional Location
6000537 | UNKNOWN | LINC-PDB-DISTGARAGE VEH 90434 /VEH | ILCP-UR-LINC.-PDB.-DIST | P301 | OOS | INAC INST | HUSSAARM | H |  |  |  |  | AW | Y |  |  | TRUCK | Maint Look Functional Location | Ops Look Functional Location
6000538 | UNKNOWN | LINC-PDB-DISTGARAGE VEH 1081 /VEH | ILCP-UR-LINC.-PDB.-DIST | P301 | OOS | INAC INST | HUSSAARM | H |  |  |  |  | AW | Y |  |  | TRUCK | Maint Look Functional Location | Ops Look Functional Location
6000539 | UNKNOWN | LINC-PDB-PRODGARAGE VEH 080489 /VEH | ILCP-UR-LINC.-PDB.-PROD | P301 | OOS | INAC INST | HUSSAARM | H |  |  |  |  | AW | Y |  |  | TRUCK | Maint Look Functional Location | Ops Look Functional Location
6000540 | UNKNOWN | LINC-PDB-PRODGARAGE VEH 050251 /VEH | ILCP-UR-LINC.-PDB.-PROD | P301 | OOS | INAC INST | HUSSAARM | H |  |  |  |  | AW | Y |  |  | TRUCK | Maint Look Functional Location | Ops Look Functional Location

## CLASS-WELL
Equipment | Manufacturer | Description | Functional Loc. | Planning plant | User status | System status | Created by | ABC indic. | ManufSerialNo. | Model number | Capacity (GPM) | Depth in (FT) | Diameter Bottom (in) | Diameter Top (in) | Owned By | Permit Duration (Yrs | Permit Last Renewal | Permit# | Special Mtn Note | Special Mtn Note Det | Static Water Level ( | Well Type | NARUC Maintenance Ac | NARUC Operations Acc | Special Mtn Note | Special Mtn Note Det
5237904 | UNKNOWN | /WELL | ILCP-SD-SADO.-WEL3 | P301 | INSV | INST | LOD_EAM_01 | M | 0 | 0 |  |  |  |  | AW |  | 12/31/1899 |  |  |  |  | VERTICAL BORE | Maint Source of Supply Wells | Ops Source of Supply (S of S)
5237903 | UNKNOWN | /WELL | ILCP-SD-SADO.-WEL2 | P301 | INSV | INST | LOD_EAM_01 | M | 0 | 0 |  |  |  |  | AW |  | 12/31/1899 |  |  |  |  | VERTICAL BORE | Maint Source of Supply Wells | Ops Source of Supply (S of S)
5237902 | UNKNOWN | /WELL | ILCP-SD-SADO.-WEL1 | P301 | INSV | INST | LOD_EAM_01 | M | 0 | 0 |  |  |  |  | AW |  | 12/31/1899 |  |  |  |  | VERTICAL BORE | Maint Source of Supply Wells | Ops Source of Supply (S of S)
5010369 | UNKNOWN | WL73 /Well | ILCP-CP-WL73. | P301 | INSV | INST | HUSSAARM | H |  |  | 1,980 GPM | 202.00 Feet |  |  | AW |  | 01/01/1800 |  |  |  |  | VERTICAL BORE | Maint Source of Supply Wells | Ops Source of Supply (S of S)
5010367 | UNKNOWN | WL72 /Well | ILCP-CP-WL72. | P301 | INSV | INST | HUSSAARM | H |  |  | 1,980 GPM | 202.00 Feet |  |  | AW |  | 01/01/1800 |  |  |  |  | VERTICAL BORE | Maint Source of Supply Wells | Ops Source of Supply (S of S)
5010365 | UNKNOWN | WL71 /Well | ILCP-CP-WL71. | P301 | INSV | INST | HUSSAARM | H |  |  | 1,980 GPM | 202.00 Feet | 0.000 " | 0.000 " | AW | 0.00 yr | 01/01/1800 |  |  |  | 0.00 Feet | VERTICAL BORE | Maint Source of Supply Wells | Ops Source of Supply (S of S)
5010363 | UNKNOWN | WL70 /Well | ILCP-CP-WL70. | P301 | INSV | INST | HUSSAARM | H |  |  | 1,980 GPM | 202.00 Feet |  |  | AW |  | 01/01/1800 |  |  |  |  | VERTICAL BORE | Maint Source of Supply Wells | Ops Source of Supply (S of S)
5010361 | UNKNOWN | WL69 /Well | ILCP-CP-WL69. | P301 | INSV | INST | HUSSAARM | H |  |  | 1,980 GPM | 202.00 Feet |  |  | AW |  | 01/01/1800 |  |  |  |  | VERTICAL BORE | Maint Source of Supply Wells | Ops Source of Supply (S of S)
5010359 | UNKNOWN | WL68 /Well | ILCP-CP-WL68. | P301 | INSV | INST | HUSSAARM | H |  |  | 1,980 GPM | 202.00 Feet |  |  | AW |  | 01/01/1800 |  |  |  |  | VERTICAL BORE | Maint Source of Supply Wells | Ops Source of Supply (S of S)
5010356 | UNKNOWN | WL52 /Well | ILCP-CP-WL52. | P301 | INSV | INST | HUSSAARM | L | [6 empty] | AW |  | 01/01/1800 |  |  |  |  | VERTICAL BORE | Maint Source of Supply Wells | Ops Source of Supply (S of S)
5010354 | UNKNOWN | WL36 /Well | ILCP-UR-WL36. | P301 | INSV | INST | HUSSAARM | L | [6 empty] | AW |  | 01/01/1800 |  |  |  |  | VERTICAL BORE | Maint Source of Supply Wells | Ops Source of Supply (S of S)
5010352 | UNKNOWN | BRAD-W67 /Well | ILCP-CP-BRAD.-W67. | P301 | INSV | INST | HUSSAARM | H |  |  | 1,980 GPM | 202.00 Feet |  |  | AW |  | 01/01/1800 |  |  |  |  | VERTICAL BORE | Maint Source of Supply Wells | Ops Source of Supply (S of S)
5010351 | UNKNOWN | WL65 /Well | ILCP-CP-WL65. | P301 | INSV | INST | HUSSAARM | H |  |  | 2,500 GPM | 300.00 Feet |  |  | AW |  | 01/01/1800 |  |  |  |  | VERTICAL BORE | Maint Source of Supply Wells | Ops Source of Supply (S of S)
5010349 | UNKNOWN | WL56 /Well | ILCP-CP-WL56. | P301 | INSV | INST | HUSSAARM | H |  |  | 1,300 GPM | 166.00 Feet |  |  | AW |  | 01/01/1800 |  |  |  |  | VERTICAL BORE | Maint Source of Supply Wells | Ops Source of Supply (S of S)
5010346 | UNKNOWN | WL57 /Well | ILCP-CP-WL57. | P301 | INSV | INST | HUSSAARM | H |  |  | 1,700 GPM | 178.00 Feet |  |  | AW |  | 01/01/1800 |  |  |  |  | VERTICAL BORE | Maint Source of Supply Wells | Ops Source of Supply (S of S)
5010343 | UNKNOWN | WL59 /Well | ILCP-CP-WL59. | P301 | INSV | INST | HUSSAARM | H |  |  | 1,750 GPM | 257.00 Feet |  |  | AW |  | 01/01/1800 |  |  |  |  | VERTICAL BORE | Maint Source of Supply Wells | Ops Source of Supply (S of S)
5010341 | UNKNOWN | NTWL-W47 /Well | ILCP-UR-NTWL.-W47. | P301 | INSV | INST | HUSSAARM | H |  |  | 140 GPM | 200.00 Feet |  |  | AW |  | 01/01/1800 |  |  |  |  | VERTICAL BORE | Maint Source of Supply Wells | Ops Source of Supply (S of S)
5010338 | UNKNOWN | NTWL-W46 /Well | ILCP-UR-NTWL.-W46. | P301 | INSV | INST | HUSSAARM | H |  |  | 370 GPM | 200.00 Feet |  |  | AW |  | 01/01/1800 |  |  |  |  | VERTICAL BORE | Maint Source of Supply Wells | Ops Source of Supply (S of S)
5010335 | UNKNOWN | NTWL-W45 /Well | ILCP-UR-NTWL.-W45. | P301 | INSV | INST | HUSSAARM | H |  |  |  | 238.00 Feet |  |  | AW |  | 01/01/1800 |  |  |  |  | VERTICAL BORE | Maint Source of Supply Wells | Ops Source of Supply (S of S)
5010334 | UNKNOWN | NTWL-W42 /Well | ILCP-UR-NTWL.-W42. | P301 | INSV | INST | HUSSAARM | H |  |  | 500 GPM | 192.00 Feet |  |  | AW |  | 01/01/1800 |  |  |  |  | VERTICAL BORE | Maint Source of Supply Wells | Ops Source of Supply (S of S)
5010331 | UNKNOWN | NTWL-W41 /Well | ILCP-UR-NTWL.-W41. | P301 | INSV | INST | HUSSAARM | H |  |  | 550 GPM | 195.00 Feet |  |  | AW |  | 01/01/1800 |  |  |  |  | VERTICAL BORE | Maint Source of Supply Wells | Ops Source of Supply (S of S)
5010328 | UNKNOWN | NTWL-W40 /Well | ILCP-UR-NTWL.-W40. | P301 | INSV | INST | HUSSAARM | H |  |  | 300 GPM | 190.00 Feet |  |  | AW |  | 01/01/1800 |  |  |  |  | VERTICAL BORE | Maint Source of Supply Wells | Ops Source of Supply (S of S)
5010325 | UNKNOWN | NTWL-W35 /Well | ILCP-UR-NTWL.-W35. | P301 | INSV | INST | HUSSAARM | H |  |  | 400 GPM | 203.00 Feet |  |  | AW |  | 01/01/1800 |  |  |  |  | VERTICAL BORE | Maint Source of Supply Wells | Ops Source of Supply (S of S)
5010322 | UNKNOWN | WL63 /Well | ILCP-CP-WL63. | P301 | INSV | INST | HUSSAARM | H |  |  | 2,000 GPM | 232.00 Feet |  |  | AW |  | 01/01/1800 |  |  |  |  | VERTICAL BORE | Maint Source of Supply Wells | Ops Source of Supply (S of S)
5010321 | UNKNOWN | WL55 /Well | ILCP-CP-WL55. | P301 | INSV | INST | HUSSAARM | H |  |  | 950 GPM | 225.00 Feet |  |  | AW |  | 01/01/1800 |  |  |  |  | VERTICAL BORE | Maint Source of Supply Wells | Ops Source of Supply (S of S)
5010320 | UNKNOWN | WL43 /Well | ILCP-UR-WL43. | P301 | INSV | INST | HUSSAARM | H | [6 empty] | AW |  | 01/01/1800 |  |  |  |  | VERTICAL BORE | Maint Source of Supply Wells | Ops Source of Supply (S of S)
5010319 | UNKNOWN | WL53 /Well | ILCP-CP-WL53. | P301 | INSV | INST | HUSSAARM | H |  |  | 1,350 GPM | 221.00 Feet |  |  | AW |  | 01/01/1800 |  |  |  |  | VERTICAL BORE | Maint Source of Supply Wells | Ops Source of Supply (S of S)
5010318 | UNKNOWN | WL66 /Well | ILCP-CP-WL66. | P301 | INSV | INST | HUSSAARM | H |  |  | 2,400 GPM | 310.00 Feet |  |  | AW |  | 01/01/1800 |  |  |  |  | VERTICAL BORE | Maint Source of Supply Wells | Ops Source of Supply (S of S)
5010315 | UNKNOWN | WL62 /Well | ILCP-CP-WL62. | P301 | INSV | INST | HUSSAARM | H |  |  | 2,000 GPM | 267.00 Feet |  |  | AW |  | 01/01/1800 |  |  |  |  | VERTICAL BORE | Maint Source of Supply Wells | Ops Source of Supply (S of S)
5010313 | UNKNOWN | WL64 /Well | ILCP-CP-WL64. | P301 | INSV | INST | HUSSAARM | H |  |  | 1,400 GPM | 240.00 Feet |  |  | AW |  | 01/01/1800 |  |  |  |  | VERTICAL BORE | Maint Source of Supply Wells | Ops Source of Supply (S of S)
5010311 | UNKNOWN | WL61 /Well | ILCP-CP-WL61. | P301 | INSV | INST | HUSSAARM | H |  |  | 2,200 GPM | 234.00 Feet |  |  | AW |  | 01/01/1800 |  |  |  |  | VERTICAL BORE | Maint Source of Supply Wells | Ops Source of Supply (S of S)
5010309 | UNKNOWN | WL60 /Well | ILCP-CP-WL60. | P301 | INSV | INST | HUSSAARM | H |  |  | 2,500 GPM | 242.00 Feet |  |  | AW |  | 01/01/1800 |  |  |  |  | VERTICAL BORE | Maint Source of Supply Wells | Ops Source of Supply (S of S)
5010307 | UNKNOWN | WL54 /Well | ILCP-CP-WL54. | P301 | INSV | INST | HUSSAARM | H |  |  | 2,700 GPM | 250.00 Feet |  |  | AW |  | 01/01/1800 |  |  |  |  | VERTICAL BORE | Maint Source of Supply Wells | Ops Source of Supply (S of S)
5010305 | UNKNOWN | WL58 /Well | ILCP-CP-WL58. | P301 | INSV | INST | HUSSAARM | H |  |  | 2,950 GPM | 200.00 Feet |  |  | AW |  | 01/01/1800 |  |  |  |  | VERTICAL BORE | Maint Source of Supply Wells | Ops Source of Supply (S of S)
5010304 | UNKNOWN | MATS-W56 /Well | ILCP-CP-MATS.-W56. | P301 | INSV | INST | HUSSAARM | H |  |  | 1,370 GPM | 166.00 Feet |  |  | AW |  | 01/01/1800 |  |  |  |  | VERTICAL BORE | Maint Source of Supply Wells | Ops Source of Supply (S of S)

## CLASS-WQANLZR
Equipment | Manufacturer | Description | Functional Loc. | Planning plant | User status | System status | Created by | ABC indic. | ManufSerialNo. | Model number | Analyzer Type | Comm Protocol | High Alarm SetPoint | Loop Power | Low Alarm SetPoint | Max Pressure | NEMA Enclosure | On SCADA? | Output Type | Owned By | Special Mtn Note | Special Mtn Note Det | Standby Power Type | Transmitter? | Volt Rating | WQ-Temperature | NARUC Maintenance Ac | NARUC Operations Acc | Special Mtn Note | Special Mtn Note Det
5160083 | HACH | CBPT-TRMT OZONATED RAW WATER TURB/WQA | NJCW-EZ-CBPT.-TRMT | P216 | INSV | INST | HUSSAARM | M |  | 1720E/SC200 | TURBIDITY ANLYZR (LO)(C) |  |  |  |  | 0.0 PSI |  | Y |  | AW |  |  |  | Y |  | N | Maint Water Treatment Equip | Ops Water Treatment
5160084 | SIEMENS | CBPT-TRMT MIXED WATER PH /WQA | NJCW-EZ-CBPT.-TRMT | P216 | INSV | INST | HUSSAARM | M |  | Depolox3 Plus Resi | PH ANLYZR(C) |  |  |  |  | 0.0 PSI |  | Y |  | AW |  |  |  | Y |  | N | Maint Water Treatment Equip | Ops Water Treatment
5160085 | CHEMTRAC | CBPT-TRMT MIXED WATER STREAMING/WQA | NJCW-EZ-CBPT.-TRMT | P216 | INSV | INST | HUSSAARM | M |  | SCM2500 | SCD ANLYZR(C) |  |  |  |  | 0.0 PSI |  | Y |  | AW |  |  |  | Y |  | N | Maint Water Treatment Equip | Ops Water Treatment
5160087 | HACH | CBPT-TRMT DAF #1 TURB /WQA | NJCW-EZ-CBPT.-TRMT | P216 | INSV | INST | HUSSAARM | M |  | 1720E/SC200 | TURBIDITY ANLYZR (LO)(C) |  |  |  |  | 0.0 PSI |  | Y |  | AW |  |  |  | Y |  | N | Maint Water Treatment Equip | Ops Water Treatment
5160088 | HACH | CBPT-TRMT DAF #2 TURB /WQA | NJCW-EZ-CBPT.-TRMT | P216 | INSV | INST | HUSSAARM | M |  | 1720E/SC200 | TURBIDITY ANLYZR (LO)(C) |  |  |  |  | 0.0 PSI |  | Y |  | AW |  |  |  | Y |  | N | Maint Water Treatment Equip | Ops Water Treatment
5160089 | HACH | CBPT-TRMT DAF NO 3 TURB /WQA | NJCW-EZ-CBPT.-TRMT | P216 | INSV | INST | HUSSAARM | M |  | 1720E/SC200 | TURBIDITY ANLYZR (LO)(C) |  |  |  |  | 0.0 PSI |  | Y |  | AW |  |  |  | Y |  | N | Maint Water Treatment Equip | Ops Water Treatment
5160090 | HACH | CBPT-TRMT DAF EFFLUENT TURBIDIT/WQA | NJCW-EZ-CBPT.-TRMT | P216 | INSV | INST | HUSSAARM | M |  | 1720E/SC200 | TURBIDITY ANLYZR (LO)(C) |  |  |  |  | 0.0 PSI |  | Y |  | AW |  |  |  | Y |  | N | Maint Water Treatment Equip | Ops Water Treatment
5160091 | CHEMTRAC | CBPT-TRMT FILTER # 1 PARTICLE /WQA | NJCW-EZ-CBPT.-TRMT | P216 | INSV | INST | HUSSAARM | M |  | PC3400 | PARTICLE COUNTER ANLYZR(C) |  |  |  |  | 0.0 PSI |  | Y |  | AW |  |  |  | Y |  | N | Maint Water Treatment Equip | Ops Water Treatment
5160092 | CHEMTRAC | CBPT-TRMT FILTER # 2 PARTICLE /WQA | NJCW-EZ-CBPT.-TRMT | P216 | INSV | INST | HUSSAARM | M |  | PC3400 | PARTICLE COUNTER ANLYZR(C) | [6 empty] | Y |  | AW |  |  |  | Y |  | N | Maint Water Treatment Equip | Ops Water Treatment
5160093 | HACH | CBPT-TRMT FILTER # 1 TURB /WQA | NJCW-EZ-CBPT.-TRMT | P216 | INSV | INST | HUSSAARM | M |  | 1720E/SC200 | TURBIDITY ANLYZR (LO)(C) |  |  |  |  | 0.0 PSI |  | Y |  | AW |  |  |  | Y |  | N | Maint Water Treatment Equip | Ops Water Treatment
5160094 | HACH | CBPT-TRMT FILTER # 2 TURB /WQA | NJCW-EZ-CBPT.-TRMT | P216 | INSV | INST | HUSSAARM | M |  | 1720E/SC200 | TURBIDITY ANLYZR (LO)(C) |  |  |  |  | 0.0 PSI |  | Y |  | AW |  |  |  | Y |  | N | Maint Water Treatment Equip | Ops Water Treatment
5160095 | CHEMTRAC | CBPT-TRMT FILTER # 3 PARTICLE /WQA | NJCW-EZ-CBPT.-TRMT | P216 | INSV | INST | HUSSAARM | M |  | PC3400 | PARTICLE COUNTER ANLYZR(C) |  |  |  |  | 0.0 PSI |  | Y |  | AW |  |  |  | Y |  | N | Maint Water Treatment Equip | Ops Water Treatment
5160096 | CHEMTRAC | CBPT-TRMT FILTER # 4 PARTICLE /WQA | NJCW-EZ-CBPT.-TRMT | P216 | INSV | INST | HUSSAARM | M |  | PC3400 | PARTICLE COUNTER ANLYZR(C) | [6 empty] | Y |  | AW |  |  |  | Y |  | N | Maint Water Treatment Equip | Ops Water Treatment
5160097 | HACH | CBPT-TRMT FILTER # 3 TURB /WQA | NJCW-EZ-CBPT.-TRMT | P216 | INSV | INST | HUSSAARM | M |  | 1720E/SC200 | TURBIDITY ANLYZR (LO)(C) |  |  |  |  | 0.0 PSI |  | Y |  | AW |  |  |  | Y |  | N | Maint Water Treatment Equip | Ops Water Treatment
5160098 | HACH | CBPT-TRMT FILTER # 4 TURB /WQA | NJCW-EZ-CBPT.-TRMT | P216 | INSV | INST | HUSSAARM | M |  | 1720E/SC200 | TURBIDITY ANLYZR (LO)(C) |  |  |  |  | 0.0 PSI |  | Y |  | AW |  |  |  | Y |  | N | Maint Water Treatment Equip | Ops Water Treatment
5160099 | HACH | CBPT-TRMT COMBINED FILTER EFF TURB /WQA | NJCW-EZ-CBPT.-TRMT | P216 | INSV | INST | HUSSAARM | M |  | 1720E/SC200 | TURBIDITY ANLYZR (LO)(C) |  |  |  |  | 0.0 PSI |  | Y |  | AW |  |  |  | Y |  | N | Maint Water Treatment Equip | Ops Water Treatment
5160501 | UNKNOWN | CBPT-TRMT COMBINED FLT EFF PRIM TOC /WQA | NJCW-EZ-CBPT.-TRMT | P216 | INSV | INST | HUSSAARM | M |  | Sievers5310C OnLine | TOC ANLYZR (C) |  |  |  |  | 0.0 PSI |  | Y |  | AW |  |  |  | Y |  | N | Maint Water Treatment Equip | Ops Water Treatment
5160502 | SIEMENS | CBPT-PMPR PRE CLEARWELL PH /WQA | NJCW-EZ-CBPT.-PMPR | P216 | INSV | INST | HUSSAARM | M |  | Depolox3 Plus Resi | PH ANLYZR(C) |  |  |  |  | 0.0 PSI |  | Y |  | AW |  |  |  | Y |  | N | Maint Water Treatment Equip | Ops Water Treatment
5160503 | SIEMENS | CBPT-PMPR PRE CLEARWELL CHLORINE /WQA | NJCW-EZ-CBPT.-PMPR | P216 | INSV | INST | HUSSAARM | M |  | Depolox3 Plus Resi | CL2 COLORMETRIC/PH ANLYZR(C) |  |  |  |  | 0.0 PSI |  | Y |  | AW |  |  |  | Y |  | N | Maint Water Treatment Equip | Ops Water Treatment
5160504 | HACH | CBPT-PMPR PRE CLEAR WELL TURB /WQA | NJCW-EZ-CBPT.-PMPR | P216 | INSV | INST | HUSSAARM | M |  | 1720E/SC200 | TURBIDITY ANLYZR (LO)(C) |  |  |  |  | 0.0 PSI |  | Y |  | AW |  |  |  | Y |  | N | Maint Water Treatment Equip | Ops Water Treatment
5160505 | SIEMENS | CBPT-PMPR POST CLEAR WELL PH /WQA | NJCW-EZ-CBPT.-PMPR | P216 | INSV | INST | HUSSAARM | M |  | Depolox3 Plus Resi | PH ANLYZR(C) |  |  |  |  | 0.0 PSI |  | Y |  | AW |  |  |  | Y |  | N | Maint Water Treatment Equip | Ops Water Treatment
5160506 | SIEMENS | CBPT-PMPR POST CLEAR WELL CHLORINE /WQA | NJCW-EZ-CBPT.-PMPR | P216 | INSV | INST | HUSSAARM | M |  | Depolox3 Plus Resi | CL2 COLORMETRIC/PH ANLYZR(C) | [6 empty] | Y |  | AW |  |  |  | Y |  | N | Maint Water Treatment Equip | Ops Water Treatment
5160507 | SIEMENS | CBPT-PMPR DISTRIBUTION PH /WQA | NJCW-EZ-CBPT.-PMPR | P216 | INSV | INST | HUSSAARM | M |  | Depolox3 Plus Resi | PH ANLYZR(C) |  |  |  |  | 0.0 PSI |  | Y |  | AW |  |  |  | Y |  | N | Maint Water Treatment Equip | Ops Water Treatment
5160508 | HACH | CBPT-PMPR DISTRIBUTION TURB /WQA | NJCW-EZ-CBPT.-PMPR | P216 | INSV | INST | HUSSAARM | M |  | 1720E/SC200 | TURBIDITY ANLYZR (LO)(C) |  |  |  |  | 0.0 PSI |  | Y |  | AW |  |  |  | Y |  | N | Maint Water Treatment Equip | Ops Water Treatment
5160509 | SIEMENS | CBPT-PMPR DISTRIBUTION CHLORINE /WQA | NJCW-EZ-CBPT.-PMPR | P216 | INSV | INST | HUSSAARM | M |  | Depolox3 Plus Resi | CL2 COLORMETRIC/PH ANLYZR(C) | [6 empty] | Y |  | AW |  |  |  | Y |  | N | Maint Water Treatment Equip | Ops Water Treatment
5160510 | HACH | CBPT-PMPR BACKWASH SUP TURB /WQA | NJCW-EZ-CBPT.-PMPR | P216 | INSV | INST | HUSSAARM | M |  | 1720E/SC200 | TURBIDITY ANLYZR (LO)(C) |  |  |  |  | 0.0 PSI |  | Y |  | AW |  |  |  | Y |  | N | Maint Water Treatment Equip | Ops Water Treatment
5160511 | HACH | CBPT-SLDG SLUDGE HOLDING SUP TURB /WQA | NJCW-EZ-CBPT.-SLDG | P216 | INSV | INST | HUSSAARM | M |  | 1720E/SC200 | TURBIDITY ANLYZR (LO)(C) | [6 empty] | Y |  | AW |  |  |  | Y |  | N | Maint Water Treatment Equip | Ops Water Treatment
5170642 | UNKNOWN | WYOMLO-BS CL2 Wetside/WQA | NJCW-EZ-WYOML-BS.. | P216 | INSV | INST | HUSSAARM | M |  |  | CL2 AMPEROMETRIC ANLYZR(C) |  |  |  |  | 0.0 PSI |  |  |  | AW | [6 empty] | Maint Water Treatment Equip | Ops Water Treatment
5170645 | UNKNOWN | CHATBS CL2/WQA | NJCW-EZ-CHATB | P216 | INSV | INST | HUSSAARM | M |  | DEPOLOX 3 | CL2 AMPEROMETRIC ANLYZR(C) |  |  |  |  | 0.0 PSI |  |  |  | AW | [6 empty] | Maint Water Treatment Equip | Ops Water Treatment
5170647 | HACH | DIAMNDBS TURB/WQA | NJCW-EZ-DIAMN | P216 | INSV | INST | HUSSAARM | M |  | 172OC | TURBIDITY ANLYZR (LO)(C) |  |  |  |  | 0.0 PSI |  |  |  | AW | [6 empty] | Maint Water Treatment Equip | Ops Water Treatment
5189100 |  | CBPT-PMPR OZONE DEWPOINT /WQA | NJCW-EZ-CBPT.-PMPR | P216 | INSV | INST | SCHREIBL | M |  |  | OTHER ANLYZR(C) | [8 empty] | AW | [6 empty] | Maint Water Treatment Equip | Ops Water Treatment
5207102 | WALLACE-TIERNAN | TWINLK ph/CL2 WQA for RES/WQA | NJTW-TW-TWINL | P216 | INSV | INST | SCHREIBL | H | BH91390-07 |  | CL2 AMP/PH/CONDUCT ANLYZR(C) |  |  |  |  | 0.0 PSI | 1,2 INDOOR | Y | 4-20MA | AW |  |  | BATTERY |  | 120 | N | Maint Water Treatment Equip | Ops Water Treatment
5236926 |  | SOBST ph/CL2 WQA for RES 280 /WQA | NJCW-SO-SOBST | P216 | INSV | INST | SCHREIBL | M | 8104280 |  | CL2 AMP/PH/CONDUCT ANLYZR(C) |  |  | Y |  |  | 1,2 INDOOR | Y | 4-20MA | AW |  |  | GENERATOR | Y | 120 | Y | Maint Water Treatment Equip | Ops Water Treatment
5236927 |  | SOBST ph/CL2 WQA for RES 288 /WQA | NJCW-SO-SOBST | P216 | INSV | INST | SCHREIBL | M |  |  | CL2 AMP/PH/CONDUCT ANLYZR(C) |  |  | Y |  |  | 1,2 INDOOR | Y | 4-20MA | AW |  |  | GENERATOR | Y | 120 | Y | Maint Water Treatment Equip | Ops Water Treatment
5160082 | SIEMENS | CBPT-TRMT OZONATED RAW WATER PH /WQA | NJCW-EZ-CBPT.-TRMT | P216 | INSV | INST | HUSSAARM | M |  | Depolox3 Plus Resi | PH ANLYZR(C) | [6 empty] | Y |  | AW |  |  |  | Y |  | N | Maint Water Treatment Equip | Ops Water Treatment
5091920 | UNKNOWN | CBPT-RS1 Pump 10 Finished Fluoride/WQA | NJCW-EZ-CBPT.-RS1. | P216 | OOS | INAC INST | HUSSAARM | M |  |  | FLUORIDE ANLYZR(C) | [8 empty] | AW | [6 empty] | Maint Water Treatment Equip | Ops Water Treatment
5091921 | UNKNOWN | CBPT pH Clearwell Finished/WQA | NJCW-EZ-CBPT. | P216 | INSV | INST | HUSSAARM | M |  |  | PH ANLYZR(C) | [8 empty] | AW | [6 empty] | Maint Water Treatment Equip | Ops Water Treatment
5091922 | UNKNOWN | CBPT pH Feed Clearwell EFF/WQA | NJCW-EZ-CBPT. | P216 | INSV | INST | HUSSAARM | M |  |  | PH ANLYZR(C) | [8 empty] | AW | [6 empty] | Maint Water Treatment Equip | Ops Water Treatment
5091923 | UNKNOWN | CBPT pH Raw EFF/WQA | NJCW-EZ-CBPT. | P216 | INSV | INST | HUSSAARM | M |  |  | PH ANLYZR(C) | [8 empty] | AW | [6 empty] | Maint Water Treatment Equip | Ops Water Treatment
5146433 | WALLACE-TIERNAN | KNOLLWD-WS ph/CL2 WQA for RES/WQA | NJCW-WZ-KNSTE-WELL | P216 | INSV | INST | HUSSAARM | M |  |  | CL2 AMPEROMETRIC/PH ANLYZR(C) |  |  |  |  | 0.0 PSI |  | Y |  | AW | [6 empty] | Maint Water Treatment Equip | Ops Water Treatment
5146437 | UNKNOWN | SHORTHILLBS ph/CL2 WQA for RES/WQA | NJCW-EZ-SHBST | P216 | INSV | INST | HUSSAARM | M |  |  | CL2 AMPEROMETRIC/PH ANLYZR(C) |  |  |  |  | 0.0 PSI |  | Y |  | AW | [6 empty] | Maint Water Treatment Equip | Ops Water Treatment
5146440 | UNKNOWN | CHESTERBS ph/pre-CL2 WQA RES/WQA | NJCW-WZ-CHBST | P216 | OOS | INAC INST | HUSSAARM | L |  |  | PH ANLYZR(C) |  |  |  |  | 0.0 PSI |  | Y |  | AW | [6 empty] | Maint Water Treatment Equip | Ops Water Treatment
5146443 | UNKNOWN | NAZRTHWL ph/CL2 WQA for RES/WQA | NJCW-WZ-NAZRT | P216 | INSV | INST | HUSSAARM | H |  |  | CL2 AMPEROMETRIC/PH ANLYZR(C) |  |  |  |  | 0.0 PSI |  | Y |  | AW | [6 empty] | Maint Water Treatment Equip | Ops Water Treatment
5146447 | UNKNOWN | BALT-BS ph/CL2 WQA for RES/WQA | NJCW-EZ-BALT.-BS.. | P216 | INSV | INST | HUSSAARM | H |  |  | CL2 AMPEROMETRIC/PH ANLYZR(C) |  |  |  |  | 0.0 PSI |  | Y |  | AW | [6 empty] | Maint Water Treatment Equip | Ops Water Treatment
5146451 | WALLACE-TIERNAN | DIAMNDBS ph/CL2 WQA for RES/WQA | NJCW-EZ-DIAMN | P216 | INSV | INST | HUSSAARM | M |  |  | CL2 AMPEROMETRIC/PH ANLYZR(C) |  |  |  |  | 0.0 PSI |  | Y |  | AW | [6 empty] | Maint Water Treatment Equip | Ops Water Treatment
5146454 | WALLACE-TIERNAN | NEASTWL ph/CL2 WQA for RES/WQA | NJCW-WZ-NEAST | P216 | INSV | INST | HUSSAARM | M |  |  | CL2 AMPEROMETRIC/PH ANLYZR(C) |  |  |  |  | 0.0 PSI |  | Y |  | AW | [6 empty] | Maint Water Treatment Equip | Ops Water Treatment
5146458 | UNKNOWN | BASKRIDGEBS ph/CL2 WQA for RES/WQA | NJCW-WZ-BASKR | P216 | INSV | INST | HUSSAARM | M |  |  | CL2 AMPEROMETRIC/PH ANLYZR(C) |  |  |  |  | 0.0 PSI |  | Y |  | AW | [6 empty] | Maint Water Treatment Equip | Ops Water Treatment
5146461 | UNKNOWN | COITBS ph/CL2 WQA for RES/WQA | NJCW-EZ-COITB | P216 | INSV | INST | HUSSAARM | M |  |  | CL2 AMPEROMETRIC/PH ANLYZR(C) |  |  |  |  | 0.0 PSI |  | Y |  | AW | [6 empty] | Maint Water Treatment Equip | Ops Water Treatment
5146465 | UNKNOWN | WASHVALLBS CL2 WQA for RES/WQA | NJCW-WZ-WASHV | P216 | INSV | INST | HUSSAARM | M |  |  | CL2 AMPEROMETRIC ANLYZR(C) |  |  |  |  | 0.0 PSI |  | Y |  | AW | [6 empty] | Maint Water Treatment Equip | Ops Water Treatment
5146468 | UNKNOWN | PASSAICRVR-CHM ph/CL2 WQA for RES/WQA | NJCW-EZ-PAWST-CHBL | P216 | INSV | INST | HUSSAARM | M |  |  | CL2 AMPEROMETRIC/PH ANLYZR(C) |  |  |  |  | 0.0 PSI |  | Y |  | AW | [6 empty] | Maint Water Treatment Equip | Ops Water Treatment
5146471 | UNKNOWN | MASTERMETERVLT ph/CL2 WQA for RES/WQA | NJCW-EZ-MASTE | P216 | INSV | INST | HUSSAARM | M |  |  | CL2 AMPEROMETRIC/PH ANLYZR(C) |  |  |  |  | 0.0 PSI |  | Y |  | AW | [6 empty] | Maint Water Treatment Equip | Ops Water Treatment
5146475 | WALLACE-TIERNAN | FRANKLINWL pH/CL2 for RES/WQA | NJCW-WZ-FRANK | P216 | INSV | INST | HUSSAARM | M |  | DEPOLOX 3 | CL2 AMPEROMETRIC/PH ANLYZR(C) |  |  |  |  | 0.0 PSI |  | Y |  | AW |  |  |  | Y |  |  | Maint Water Treatment Equip | Ops Water Treatment
5146478 | UNKNOWN | WASHVALLBS ph/CL2 WQA for RES/WQA | NJCW-WZ-WASHV | P216 | INSV | INST | HUSSAARM | M |  |  | CL2 AMPEROMETRIC/PH ANLYZR(C) |  |  |  |  | 0.0 PSI |  | Y |  | AW | [6 empty] | Maint Water Treatment Equip | Ops Water Treatment
5146482 | WALLACE-TIERNAN | MTVALLEY-WS ph/CL2 WQA for RES/WQA | NJCW-WZ-MTVAL-WS.. | P216 | INSV | INST | HUSSAARM | M |  |  | CL2 AMPEROMETRIC/PH ANLYZR(C) |  |  |  |  | 0.0 PSI |  | Y |  | AW | [6 empty] | Maint Water Treatment Equip | Ops Water Treatment
5146485 | WALLACE-TIERNAN | MTPROSPECT-BS ph/CL2 for RES/WQA | NJCW-WZ-MTPRO-BS.. | P216 | OOS | INAC INST | HUSSAARM | M |  | DEPOLOX 3 | CL2 AMPEROMETRIC ANLYZR(C) |  |  |  |  | 0.0 PSI |  | Y |  | AW | [6 empty] | Maint Water Treatment Equip | Ops Water Treatment
5146488 | WALLACE-TIERNAN | PASSAICVALBS pH/CL2 for RES/WQA | NJCW-EZ-PABST | P216 | INSV | INST | HUSSAARM | M |  | DEPOLOX 3 | CL2 AMPEROMETRIC/PH ANLYZR(C) |  |  |  |  | 0.0 PSI |  | Y |  | AW | [6 empty] | Maint Water Treatment Equip | Ops Water Treatment
5146491 | HACH | PASSAICVALBS TURB/WQA | NJCW-EZ-PABST | P216 | INSV | INST | HUSSAARM | M |  | 1720C | TURBIDITY ANLYZR (LO)(C) |  |  |  |  | 0.0 PSI |  | Y |  | AW |  |  |  | Y |  |  | Maint Water Treatment Equip | Ops Water Treatment
5146495 | UNKNOWN | WYOMLO-BS ph/CL2 WQA for RES/WQA | NJCW-EZ-WYOML-BS.. | P216 | OOS | INAC INST | HUSSAARM | L |  |  | CL2 AMPEROMETRIC/PH ANLYZR(C) |  |  |  |  | 0.0 PSI |  | Y |  | AW | [6 empty] | Maint Water Treatment Equip | Ops Water Treatment
5146499 | UNKNOWN | FLORPKCHEM ph/pre-CL2 WQA for RES/WQA | NJCW-EZ-FLCBG | P216 | OOS | INAC INST | HUSSAARM | M |  |  | CL2 AMPEROMETRIC/PH ANLYZR(C) |  |  |  |  | 0.0 PSI |  | Y |  | AW | [6 empty] | Maint Water Treatment Equip | Ops Water Treatment
5146702 | UNKNOWN | FLORPKCHEM post-CL2 WQA for RES/WQA | NJCW-EZ-FLCBG | P216 | INSV | INST | HUSSAARM | M |  |  | CL2 AMPEROMETRIC ANLYZR(C) |  |  |  |  | 0.0 PSI |  | Y |  | AW | [6 empty] | Maint Water Treatment Equip | Ops Water Treatment
5146705 | UNKNOWN | GREGAVE-RES ph/pre-CL2 WQA for RES/WQA | NJCW-EZ-GREGA-RES. | P216 | INSV | INST | HUSSAARM | L |  |  | CL2 AMPEROMETRIC/PH ANLYZR(C) |  |  |  |  | 0.0 PSI |  | Y |  | AW | [6 empty] | Maint Water Treatment Equip | Ops Water Treatment
5159046 | SIEMENS | FOURSEASONS PRE CL2/WQA | NJFS-FS-FOURS | P216 | INSV | INST | HUSSAARM | M |  | DEPLOX | CL2 AMPEROMETRIC ANLYZR(C) |  |  |  |  | 0.0 PSI |  |  |  | AW | [5 empty] | Y | Maint Water Treatment Equip | Ops Water Treatment
5159048 | SIEMENS | FOURSEASONS-TRT POST CL2/WQA | NJFS-FS-FOURS-TRT. | P216 | INSV | INST | HUSSAARM | M |  | DEPLOX | CL2 AMPEROMETRIC ANLYZR(C) |  |  |  |  | 0.0 PSI |  |  |  | AW | [5 empty] | Y | Maint Water Treatment Equip | Ops Water Treatment
5160076 | HACH | CBPT-PMPR RAW WATER TURBIDIT/WQA | NJCW-EZ-CBPT.-PMPR | P216 | INSV | INST | HUSSAARM | M |  | 1720E/SC200 | TURBIDITY ANLYZR (LO)(C) |  |  |  |  | 0.0 PSI |  | Y |  | AW |  |  |  | Y |  | N | Maint Water Treatment Equip | Ops Water Treatment
5160077 | SIEMENS | CBPT-PMPR RAW WATER PH /WQA | NJCW-EZ-CBPT.-PMPR | P216 | INSV | INST | HUSSAARM | M |  | Depolox3 Plus Resi | PH ANLYZR(C) |  |  |  |  | 0.0 PSI |  | Y |  | AW |  |  |  | Y |  | N | Maint Water Treatment Equip | Ops Water Treatment
5160078 | UNKNOWN | CBPT-PMPR RAW WATER PRIM TOC /WQA | NJCW-EZ-CBPT.-PMPR | P216 | INSV | INST | HUSSAARM | M |  | Sievers5310C OnLine | TOC ANLYZR (C) | [6 empty] | Y |  | AW |  |  |  | Y |  | N | Maint Water Treatment Equip | Ops Water Treatment
5160079 | ROSEMOUNT | CBPT-PMPR SIDE STEAM WATER TEMP/WQA | NJCW-EZ-CBPT.-PMPR | P216 | INSV | INST | HUSSAARM | M |  | 644H | OTHER ANLYZR(C) | [6 empty] | Y |  | AW |  |  |  | Y |  | Y | Maint Water Treatment Equip | Ops Water Treatment
5160080 | SIEMENS | CBPT-PMPR SIDE STEAM WATER PH/WQA | NJCW-EZ-CBPT.-PMPR | P216 | INSV | INST | HUSSAARM | M |  | Depolox3 Plus Resi | PH ANLYZR(C) | [6 empty] | Y |  | AW |  |  |  | Y |  | N | Maint Water Treatment Equip | Ops Water Treatment
5160081 | ROSEMOUNT | CBPT-PMPR SIDESTREAM TEMP SENS/TRANS/WQA | NJCW-EZ-CBPT.-PMPR | P216 | INSV | INST | HUSSAARM | M |  | 644H | OTHER ANLYZR(C) | [6 empty] | Y |  | AW |  |  |  | Y |  | Y | Maint Water Treatment Equip | Ops Water Treatment

## CLASS-XFMR
Equipment | Manufacturer | Description | Functional Loc. | Planning plant | User status | System status | Created by | ABC indic. | ManufSerialNo. | Model number | Amp Rating | Amps (Secondary) | Application | BIL Rating | Contains PCB's? | Impedance% | Insulation Class | KVA Rated | Mounting | NEMA Enclosure | Oil Capacity (gal) | Oil Type | Owned By | Phase(s) | Special Mtn Note | Special Mtn Note Det | Tap Range and Tap | Temperature Rise | Transformer Type | Volt Rating | Volt Rating (Seconda | Weight (lbs) | Winding Config (Prim | Winding Config(Secon | NARUC Maintenance Ac | NARUC Operations Acc | Special Mtn Note | Special Mtn Note Det
5017514 | GE | NTWL-W47 TX-LP-W47 /XFMR | ILCP-UR-NTWL.-W47. | P301 | INSV | INST | HUSSAARM | H |  |  | 0.00 A |  | CONTROLS |  | N |  |  | 1.500 kVA | WALL | 3 RAINTIGHT | 0.000 1GL | NONE | AW | 1 |  |  |  | 0 °C | PASSIVE AIR COOLED(DRY) | 480 | 120/240 | 0 lb |  |  | Maint Look Functional Location | Ops Look Functional Location
5017515 | SQUARE D | WL53 TX-LP-W53 /XFMR | ILCP-CP-WL53. | P301 | INSV | INST | HUSSAARM | H |  |  | 0.00 A |  | CONTROLS |  | N |  |  | 2.000 kVA | WALL | 3 RAINTIGHT | 0.000 1GL | NONE | AW | 1 |  |  |  | 0 °C | PASSIVE AIR COOLED(DRY) | 480 | 120/240 | 0 lb |  |  | Maint Look Functional Location | Ops Look Functional Location
5017516 | SQUARE D | WL54 TX-LP-W54 /XFMR | ILCP-CP-WL54. | P301 | INSV | INST | HUSSAARM | H |  |  | 0.00 A |  | CONTROLS |  | N |  |  | 2.000 kVA | WALL | 3 RAINTIGHT | 0.000 1GL | NONE | AW | 1 |  |  |  | 0 °C | PASSIVE AIR COOLED(DRY) | 480 | 120/240 | 0 lb |  |  | Maint Look Functional Location | Ops Look Functional Location
5017517 | SQUARE D | WL55 TX-LP-W55 /XFMR | ILCP-CP-WL55. | P301 | INSV | INST | HUSSAARM | H |  |  | 0.00 A |  | CONTROLS |  | N |  |  | 2.000 kVA | WALL | 3 RAINTIGHT | 0.000 1GL | NONE | AW | 1 |  |  |  | 0 °C | PASSIVE AIR COOLED(DRY) | 480 | 120/240 | 0 lb |  |  | Maint Look Functional Location | Ops Look Functional Location
5017518 | SQUARE D | MATS-W56 TX-LP-W56 /XFMR | ILCP-CP-MATS.-W56. | P301 | INSV | INST | HUSSAARM | H |  |  | 0.00 A |  | CONTROLS |  | N |  |  | 2.000 kVA | WALL | 3 RAINTIGHT | 0.000 1GL | NONE | AW | 1 |  |  |  | 0 °C | PASSIVE AIR COOLED(DRY) | 480 | 120/240 | 0 lb |  |  | Maint Look Functional Location | Ops Look Functional Location
5017519 | SQUARE D | WL57 TX-LP-W57 /XFMR | ILCP-CP-WL57. | P301 | INSV | INST | HUSSAARM | H |  |  | 0.00 A |  | CONTROLS |  | N |  |  | 2.000 kVA | WALL | 3 RAINTIGHT | 0.000 1GL | NONE | AW | 1 |  |  |  | 0 °C | PASSIVE AIR COOLED(DRY) | 480 | 120/240 | 0 lb |  |  | Maint Look Functional Location | Ops Look Functional Location
5017520 | SQUARE D | WL58 TX-LP-W58 /XFMR | ILCP-CP-WL58. | P301 | INSV | INST | HUSSAARM | H |  |  | 0.00 A |  | CONTROLS |  | N |  |  | 2.000 kVA | WALL | 3 RAINTIGHT | 0.000 1GL | NONE | AW | 1 |  |  |  | 0 °C | PASSIVE AIR COOLED(DRY) | 480 | 120/240 | 0 lb |  |  | Maint Look Functional Location | Ops Look Functional Location
5017521 | SQUARE D | WL59 TX-LP-W59 /XFMR | ILCP-CP-WL59. | P301 | INSV | INST | HUSSAARM | H |  |  | 0.00 A |  | SUBFEED |  | N |  |  | 2.000 kVA | WALL | 3 RAINTIGHT | 0.000 1GL | NONE | AW | 1 |  |  |  | 0 °C | PASSIVE AIR COOLED(DRY) | 480 | 120/240 | 0 lb |  |  | Maint Look Functional Location | Ops Look Functional Location
5017522 | SQUARE D | WL60 TX-LP-W60 /XFMR | ILCP-CP-WL60. | P301 | INSV | INST | HUSSAARM | H |  |  | 0.00 A |  | CONTROLS |  | N |  |  | 2.000 kVA | WALL | 3 RAINTIGHT | 0.000 1GL | NONE | AW | 1 |  |  |  | 0 °C | PASSIVE AIR COOLED(DRY) | 480 | 120/240 | 0 lb |  |  | Maint Look Functional Location | Ops Look Functional Location
5017523 | SQUARE D | WL61 TX-LP-W61 /XFMR | ILCP-CP-WL61. | P301 | INSV | INST | HUSSAARM | H |  |  | 0.00 A |  | CONTROLS |  | N |  |  | 2.000 kVA | WALL | 3 RAINTIGHT | 0.000 1GL | NONE | AW | 1 |  |  |  | 0 °C | PASSIVE AIR COOLED(DRY) | 480 | 120/240 | 0 lb |  |  | Maint Look Functional Location | Ops Look Functional Location
5017524 | SQUARE D | WL62 TX-LP-W62 /XFMR | ILCP-CP-WL62. | P301 | INSV | INST | HUSSAARM | H |  |  | 0.00 A |  | CONTROLS |  | N |  |  | 2.000 kVA | WALL | 3 RAINTIGHT | 0.000 1GL | NONE | AW | 1 |  |  |  | 0 °C | PASSIVE AIR COOLED(DRY) | 480 | 120/240 | 0 lb |  |  | Maint Look Functional Location | Ops Look Functional Location
5017525 | SQUARE D | WL59 TX-LP-W59-2 /XFMR | ILCP-CP-WL59. | P301 | INSV | INST | HUSSAARM | H |  |  | 0.00 A |  | CONTROLS |  | N |  |  | 2.000 kVA | WALL | 3 RAINTIGHT | 0.000 1GL | NONE | AW | 1 |  |  |  | 0 °C | PASSIVE AIR COOLED(DRY) | 480 | 120/240 | 0 lb |  |  | Maint Look Functional Location | Ops Look Functional Location
5017526 | SQUARE D | WL64 TX-LP-W64 /XFMR | ILCP-CP-WL64. | P301 | INSV | INST | HUSSAARM | H |  |  | 0.00 A |  | CONTROLS |  | N |  |  | 2.000 kVA | WALL | 3 RAINTIGHT | 0.000 1GL | NONE | AW | 1 |  |  |  | 0 °C | PASSIVE AIR COOLED(DRY) | 480 | 120/240 | 0 lb |  |  | Maint Look Functional Location | Ops Look Functional Location
5017527 | SQUARE D | WL65 TX-LP-W65 /XFMR | ILCP-CP-WL65. | P301 | INSV | INST | HUSSAARM | H |  |  | 0.00 A |  | CONTROLS |  | N |  |  | 5.000 kVA | WALL | 3 RAINTIGHT | 0.000 1GL | NONE | AW | 1 |  |  |  | 0 °C | PASSIVE AIR COOLED(DRY) | 480 | 120/240 | 0 lb |  |  | Maint Look Functional Location | Ops Look Functional Location
5017528 | SQUARE D | WL66 TX-LP-W66 /XFMR | ILCP-CP-WL66. | P301 | INSV | INST | HUSSAARM | H |  |  | 0.00 A |  | CONTROLS |  | N |  |  | 5.000 kVA | WALL | 3 RAINTIGHT | 0.000 1GL | NONE | AW | 1 |  |  |  | 0 °C | PASSIVE AIR COOLED(DRY) | 480 | 120/240 | 0 lb |  |  | Maint Look Functional Location | Ops Look Functional Location
5017529 | SQUARE D | WL53 TX-LP-W53-2 /XFMR | ILCP-CP-WL53. | P301 | INSV | INST | HUSSAARM | H |  |  | 0.00 A |  | CONTROLS |  | N |  |  | 2.000 kVA | WALL | 3 RAINTIGHT | 0.000 1GL | NONE | AW | 1 |  |  |  | 0 °C | PASSIVE AIR COOLED(DRY) | 480 | 120/240 | 0 lb |  |  | Maint Look Functional Location | Ops Look Functional Location
5017530 | SQUARE D | R150 TX-LP-XFMR1 /XFMR | ILCP-CP-R150. | P301 | INSV | INST | HUSSAARM | H |  |  | 0.00 A |  | CONTROLS |  | N |  |  | 15.000 kVA | PAD/FLOOR | 3 RAINTIGHT | 0.000 1GL | NONE | AW | 1 |  |  |  | 0 °C | PASSIVE AIR COOLED(DRY) | 480 | 208Y/120 | 0 lb |  |  | Maint Look Functional Location | Ops Look Functional Location
5017531 | EGS | MATS-CEM-CTRLRM TX-LP-AQUATROL /XFMR | ILCP-CP-MATS.-CEM.-CNTR | P301 | INSV | INST | HUSSAARM | H |  |  | 0.00 A |  | CONTROLS |  | N |  |  | 0.500 kVA | PAD/FLOOR | 3 RAINTIGHT | 0.000 1GL | NONE | AW | 1 |  |  |  | 0 °C | PASSIVE AIR COOLED(DRY) | 480 | 120/240 | 0 lb |  |  | Maint Look Functional Location | Ops Look Functional Location
5017532 | GE | MATS-CEM-STHCEMRM TX-LP-STHCEM1 /XFMR | ILCP-CP-MATS.-CEM.-STHC | P301 | INSV | INST | HUSSAARM | H |  |  | 0.00 A |  | CONTROLS |  | N |  |  | 0.500 kVA | WALL | 3 RAINTIGHT | 0.000 1GL | NONE | AW | 1 |  |  |  | 0 °C | PASSIVE AIR COOLED(DRY) | 480 | 120/240 | 16 lb |  |  | Maint Look Functional Location | Ops Look Functional Location
5017533 | GE | MATS-FBE E8 /XFMR | ILCP-CP-MATS.-FBE. | P301 | INSV | INST | HUSSAARM | H |  |  | 0.00 A |  | CONTROLS |  | N |  |  | 5.000 kVA | WALL | 3 RAINTIGHT | 0.000 1GL | NONE | AW | 1 |  |  |  | 0 °C | PASSIVE AIR COOLED(DRY) | 480 | 120/240 | 107 lb |  |  | Maint Look Functional Location | Ops Look Functional Location
5017534 | SIEMENS | MATS-CEM-STHCEMRM TX-LP-STHCEM2 /XFMR | ILCP-CP-MATS.-CEM.-STHC | P301 | INSV | INST | HUSSAARM | H |  |  | 0.00 A |  | CONTROLS |  | N |  |  | 25.000 kVA | WALL | 3 RAINTIGHT | 0.000 1GL | NONE | AW | 1 |  |  |  | 0 °C | PASSIVE AIR COOLED(DRY) | 480 | 120/240 | 270 lb |  |  | Maint Look Functional Location | Ops Look Functional Location
5017535 | UNKNOWN | MATS-FBW W8 /XFMR | ILCP-CP-MATS.-FBW. | P301 | INSV | INST | HUSSAARM | H |  |  | 0.00 A |  | CONTROLS |  | N |  |  | 10.000 kVA | WALL | 3 RAINTIGHT | 0.000 1GL | NONE | AW | 1 |  |  |  | 0 °C | PASSIVE AIR COOLED(DRY) | 480 | 120/240 | 172 lb |  |  | Maint Look Functional Location | Ops Look Functional Location
5190301 | HEVI-DUTY | TLNO-BTR /XFMR 1 | ILCP-TO-TLNO.-BTR. | P301 | INSV | INST | FARRARDR | H |  | HS5F7.5AS |  | 125 | CONTROLS |  | N |  | OTHER | 45.000 kVA |  | 1,2 INDOOR | 0.000 1GL | NONE | AW | 3 |  |  |  | 150 °C | PASSIVE AIR COOLED(DRY) | 480 | 240 | 0 lb |  |  | Maint Look Functional Location | Ops Look Functional Location
5190302 | SQUARE D | TLNO-BTR /XFMR 2 | ILCP-TO-TLNO.-BTR. | P301 | INSV | INST | FARRARDR | H | 1012113379 | 13151-12212-027 | 52.00 A | 125 | CONTROLS |  | N |  | OTHER | 45.000 kVA | PAD/FLOOR | 1,2 INDOOR | 0.000 1GL | NONE | AW | 3 |  |  |  | 150 °C | PASSIVE AIR COOLED(DRY) | 480 | 240 | 0 lb |  |  | Maint Look Functional Location | Ops Look Functional Location
5017513 | GE | NTWL-W46 TX-LP-W46 /XFMR | ILCP-UR-NTWL.-W46. | P301 | INSV | INST | HUSSAARM | H |  |  | 0.00 A |  | CONTROLS |  | N |  |  | 1.500 kVA | WALL | 3 RAINTIGHT | 0.000 1GL | NONE | AW | 1 |  |  |  | 0 °C | PASSIVE AIR COOLED(DRY) | 480 | 120/240 | 0 lb |  |  | Maint Look Functional Location | Ops Look Functional Location
5013989 | SQUARE D | BRAD-MNB-EELCR TX-LP-DPS /XFMR | ILCP-CP-BRAD.-MNB.-EELC | P301 | INSV | INST | HUSSAARM | H |  |  | 54.00 A | 125 | CONTROLS |  | N |  | OTHER | 45.000 kVA | PAD/FLOOR | 1,2 INDOOR | 0.000 1GL | NONE | AW | 3 |  |  |  | 150 °C | PASSIVE AIR COOLED(DRY) | 480 | 120 | 0 lb |  |  | Maint Look Functional Location | Ops Look Functional Location
5013990 | UNKNOWN | BRAD MAIN /XFMR | ILCP-CP-BRAD. | P301 | INSV | INST | HUSSAARM | H |  |  | 0.00 A |  | MAIN FEED |  |  |  |  | 2,500.000 kVA | PAD/FLOOR |  | 423.000 1GL |  | AW |  |  |  |  | 0 °C | NOT AW PASSIVE AIR(OIL FILLED) | 13KV | 277/480 | 0 lb |  |  | Maint Look Functional Location | Ops Look Functional Location
5013991 | SQUARE D | BRAD-MNB-HVAC TX-LP-ADM /XFMR | ILCP-CP-BRAD.-MNB.-HVAC | P301 | INSV | INST | HUSSAARM | H |  |  | 54.00 A | 125 | CONTROLS |  | N |  | OTHER | 45.000 kVA | PAD/FLOOR | 1,2 INDOOR | 0.000 1GL | NONE | AW | 3 |  |  |  | 150 °C | PASSIVE AIR COOLED(DRY) | 480 | 120 | 0 lb |  |  | Maint Look Functional Location | Ops Look Functional Location
5013992 | SQUARE D | BRAD-MNB-WELCR TX-LP-ECF-1 /XFMR | ILCP-CP-BRAD.-MNB.-WELC | P301 | INSV | INST | HUSSAARM | H |  |  | 54.00 A | 125 | CONTROLS |  | N |  | OTHER | 45.000 kVA | PAD/FLOOR | 1,2 INDOOR | 0.000 1GL | NONE | AW | 3 |  |  |  | 150 °C | PASSIVE AIR COOLED(DRY) | 480 | 120 | 0 lb |  |  | Maint Look Functional Location | Ops Look Functional Location
5013993 | SQUARE D | BRAD-MNB-WELCR TX-LP-ECF-2 /XFMR | ILCP-CP-BRAD.-MNB.-WELC | P301 | INSV | INST | HUSSAARM | H |  |  | 54.00 A | 125 | CONTROLS |  | N |  | OTHER | 45.000 kVA | PAD/FLOOR | 1,2 INDOOR | 0.000 1GL | NONE | AW | 3 |  |  |  | 150 °C | PASSIVE AIR COOLED(DRY) | 480 | 120 | 0 lb |  |  | Maint Look Functional Location | Ops Look Functional Location
5013994 | SQUARE D | BRAD-WCM-ELECRM TX-LP-WCF-1 /XFMR | ILCP-CP-BRAD.-WCM.-ELEC | P301 | INSV | INST | HUSSAARM | H |  |  | 54.00 A | 125 | CONTROLS |  | N |  | OTHER | 45.000 kVA | PAD/FLOOR | 1,2 INDOOR | 0.000 1GL | NONE | AW | 3 |  |  |  | 150 °C | PASSIVE AIR COOLED(DRY) | 480 | 120 | 0 lb |  |  | Maint Look Functional Location | Ops Look Functional Location
5013995 | SQUARE D | BRAD-WCM-ELECRM TX-LP-WCF-2 /XFMR | ILCP-CP-BRAD.-WCM.-ELEC | P301 | INSV | INST | HUSSAARM | H |  |  | 54.00 A | 125 | CONTROLS |  | N |  | OTHER | 45.000 kVA | PAD/FLOOR | 1,2 INDOOR | 0.000 1GL | NONE | AW | 3 |  |  |  | 150 °C | PASSIVE AIR COOLED(DRY) | 480 | 120 | 0 lb |  |  | Maint Look Functional Location | Ops Look Functional Location
5013996 | SQUARE D | BRAD-SOL TX-LP-SOL /XFMR | ILCP-CP-BRAD.-SOL. | P301 | INSV | INST | HUSSAARM | H |  |  | 54.00 A | 125 | CONTROLS |  | N |  | OTHER | 45.000 kVA | PAD/FLOOR | 1,2 INDOOR | 0.000 1GL | NONE | AW | 3 |  |  |  | 150 °C | PASSIVE AIR COOLED(DRY) | 480 | 120 | 0 lb |  |  | Maint Look Functional Location | Ops Look Functional Location
5013997 | SQUARE D | BRAD-W67 TX-LP-W67 /XFMR | ILCP-CP-BRAD.-W67. | P301 | INSV | INST | HUSSAARM | H |  |  | 54.00 A | 125 | CONTROLS |  | N |  | OTHER | 45.000 kVA | PAD/FLOOR | 1,2 INDOOR | 0.000 1GL | NONE | AW | 3 |  |  |  | 150 °C | PASSIVE AIR COOLED(DRY) | 480 | 120 | 0 lb |  |  | Maint Look Functional Location | Ops Look Functional Location
5013998 | SQUARE D | WL68 TX-LP-W68 /XFMR | ILCP-CP-WL68. | P301 | INSV | INST | HUSSAARM | H |  |  | 54.00 A | 125 | CONTROLS |  | N |  | OTHER | 45.000 kVA | PAD/FLOOR | 1,2 INDOOR | 0.000 1GL | NONE | AW | 3 |  |  |  | 150 °C | PASSIVE AIR COOLED(DRY) | 480 | 120 | 0 lb |  |  | Maint Look Functional Location | Ops Look Functional Location
5013999 | SQUARE D | WL69 TX-LP-W69 /XFMR | ILCP-CP-WL69. | P301 | INSV | INST | HUSSAARM | H |  |  | 54.00 A | 125 | CONTROLS |  | N |  | OTHER | 45.000 kVA | PAD/FLOOR | 1,2 INDOOR | 0.000 1GL | NONE | AW | 3 |  |  |  | 150 °C | PASSIVE AIR COOLED(DRY) | 480 | 120 | 0 lb |  |  | Maint Look Functional Location | Ops Look Functional Location
5017500 | SQUARE D | WL70 TX-LP-W70 /XFMR | ILCP-CP-WL70. | P301 | INSV | INST | HUSSAARM | H |  |  | 54.00 A | 125 | CONTROLS |  | N |  | OTHER | 45.000 kVA | PAD/FLOOR | 1,2 INDOOR | 0.000 1GL | NONE | AW | 3 |  |  |  | 150 °C | PASSIVE AIR COOLED(DRY) | 480 | 120 | 0 lb |  |  | Maint Look Functional Location | Ops Look Functional Location
5017501 | SQUARE D | WL71 TX-LP-W71 /XFMR | ILCP-CP-WL71. | P301 | INSV | INST | HUSSAARM | H |  |  | 54.00 A | 125 | CONTROLS |  | N |  | OTHER | 45.000 kVA | PAD/FLOOR | 1,2 INDOOR | 0.000 1GL | NONE | AW | 3 |  |  |  | 150 °C | PASSIVE AIR COOLED(DRY) | 480 | 120 | 0 lb |  |  | Maint Look Functional Location | Ops Look Functional Location
5017502 | SQUARE D | WL72 TX-LP-W72 /XFMR | ILCP-CP-WL72. | P301 | INSV | INST | HUSSAARM | H |  |  | 54.00 A | 125 | CONTROLS |  | N |  | OTHER | 45.000 kVA | PAD/FLOOR | 1,2 INDOOR | 0.000 1GL | NONE | AW | 3 |  |  |  | 150 °C | PASSIVE AIR COOLED(DRY) | 480 | 120 | 0 lb |  |  | Maint Look Functional Location | Ops Look Functional Location
5017503 | SQUARE D | WL73 TX-LP-W73 /XFMR | ILCP-CP-WL73. | P301 | INSV | INST | HUSSAARM | H |  |  | 54.00 A | 125 | CONTROLS |  | N |  | OTHER | 45.000 kVA | PAD/FLOOR | 1,2 INDOOR | 0.000 1GL | NONE | AW | 3 |  |  |  | 150 °C | PASSIVE AIR COOLED(DRY) | 480 | 120 | 0 lb |  |  | Maint Look Functional Location | Ops Look Functional Location
5017504 | WESTINGHOUSE | WL63 TX-LP-W63 /XFMR | ILCP-CP-WL63. | P301 | INSV | INST | HUSSAARM | H |  |  | 0.00 A |  | CONTROLS |  | N |  |  | 0.000 kVA | WALL | 3 RAINTIGHT | 0.000 1GL | NONE | AW | 1 |  |  |  | 0 °C | PASSIVE AIR COOLED(DRY) | 277/480 | 120 | 0 lb |  |  | Maint Look Functional Location | Ops Look Functional Location
5017505 | SQUARE D | LINC-PDB-PRODGARAGE MAIN /XFMR | ILCP-UR-LINC.-PDB.-PROD | P301 | REMV | INAC INST | HUSSAARM | H | 993017-A1 |  | 352.00 A | 813 | SUBFEED |  | N |  |  | 0.000 kVA | PAD/FLOOR | 1,2 INDOOR | 0.000 1GL | NONE | AW | 3 |  |  |  | 0 °C | PASSIVE AIR COOLED(DRY) | 480 | 208Y/120 | 2,642 lb | DELTA |  | Maint Look Functional Location | Ops Look Functional Location
5017506 | GE | LINC-BWB TX-LP-BWB /XFMR | ILCP-UR-LINC.-BWB. | P301 | REMV | INAC INST | HUSSAARM | H | 910128 |  | 0.00 A |  | CONTROLS |  | N |  |  | 10.000 kVA | PAD/FLOOR | 1,2 INDOOR | 0.000 1GL | NONE | AW | 1 |  |  |  | 0 °C | PASSIVE AIR COOLED(DRY) | 277/480 | 120/240 | 172 lb |  |  | Maint Look Functional Location | Ops Look Functional Location
5017507 | SQUARE D | LINC-FB TX-LP-FB /XFMR | ILCP-UR-LINC.-FB.. | P301 | REMV | INAC INST | HUSSAARM | H | 10SIF |  | 0.00 A |  | CONTROLS |  | N |  |  | 10.000 kVA | WALL | 3 RAINTIGHT | 0.000 1GL | NONE | AW | 1 |  |  |  | 0 °C | PASSIVE AIR COOLED(DRY) | 277/480 | 120/240 | 0 lb |  |  | Maint Look Functional Location | Ops Look Functional Location
5017508 | GE | NTWL-W35 TX-LP-W35 /XFMR | ILCP-UR-NTWL.-W35. | P301 | INSV | INST | HUSSAARM | H | 9T5180011 |  | 0.00 A |  | CONTROLS |  | N |  |  | 1.500 kVA | WALL | 3 RAINTIGHT | 0.000 1GL | NONE | AW | 1 |  |  |  | 0 °C | PASSIVE AIR COOLED(DRY) | 480 | 120/240 | 0 lb |  |  | Maint Look Functional Location | Ops Look Functional Location
5017509 | GE | NTWL-W40 TX-LP-W40 /XFMR | ILCP-UR-NTWL.-W40. | P301 | INSV | INST | HUSSAARM | H |  |  | 0.00 A |  | CONTROLS |  | N |  |  | 1.500 kVA | WALL | 3 RAINTIGHT | 0.000 1GL | NONE | AW | 1 |  |  |  | 0 °C | PASSIVE AIR COOLED(DRY) | 480 | 120/240 | 0 lb |  |  | Maint Look Functional Location | Ops Look Functional Location
5017510 | GE | NTWL-W41 TX-LP-W41 /XFMR | ILCP-UR-NTWL.-W41. | P301 | INSV | INST | HUSSAARM | H |  |  | 0.00 A |  | CONTROLS |  | N |  |  | 1.500 kVA | WALL | 3 RAINTIGHT | 0.000 1GL | NONE | AW | 1 |  |  |  | 0 °C | PASSIVE AIR COOLED(DRY) | 480 | 120/240 | 0 lb |  |  | Maint Look Functional Location | Ops Look Functional Location
5017511 | GE | NTWL-W42 TX-LP-W42 /XFMR | ILCP-UR-NTWL.-W42. | P301 | INSV | INST | HUSSAARM | H |  |  | 0.00 A |  | CONTROLS |  | N |  |  | 1.500 kVA | WALL | 3 RAINTIGHT | 0.000 1GL | NONE | AW | 1 |  |  |  | 0 °C | PASSIVE AIR COOLED(DRY) | 480 | 120/240 | 0 lb |  |  | Maint Look Functional Location | Ops Look Functional Location
5017512 | GE | NTWL-W45 TX-LP-W45 /XFMR | ILCP-UR-NTWL.-W45. | P301 | INSV | INST | HUSSAARM | H |  |  | 0.00 A |  | CONTROLS |  | N |  |  | 1.500 kVA | WALL | 3 RAINTIGHT | 0.000 1GL | NONE | AW | 1 |  |  |  | 0 °C | PASSIVE AIR COOLED(DRY) | 480 | 120/240 | 0 lb |  |  | Maint Look Functional Location | Ops Look Functional Location

## CLASS-XMTR
Equipment | Manufacturer | Description | Functional Loc. | Planning plant | User status | System status | Created by | ABC indic. | ManufSerialNo. | Model number | Instrument Range | Instrument UOM | Loop Power | NEMA Enclosure | On SCADA? | Output Type | Owned By | Special Mtn Note | Special Mtn Note Det | Transmitter Type | NARUC Maintenance Ac | NARUC Operations Acc | Special Mtn Note | Special Mtn Note Det
5013954 | FOXBORO | TLNO-BTR DISCHARGE /XMTR | ILCP-TO-TLNO.-BTR. | P301 | INSV | INST | HUSSAARM | H | 12170057 | IGP10-A22DIF |  | PSI | Y | 3 RAINTIGHT | Y | 4-20MA | AW |  |  | PRESSURE TX | Maint Look Functional Location | Ops Look Functional Location
5013955 | FOXBORO | PESO DISCHARGE /XMTR | ILCP-PS-PESO. | P301 | INSV | INST | HUSSAARM | H |  |  |  | PSI | Y | 3 RAINTIGHT | Y | 4-20MA | AW |  |  | DIFF PRESSURE TX | Maint Look Functional Location | Ops Look Functional Location
5013956 | FOXBORO | PESOPRV DISCHARGE /XMTR | ILCP-PS-PESOP | P301 | INSV | INST | HUSSAARM | H |  |  |  | PSI | Y | 3 RAINTIGHT | Y | 4-20MA | AW |  |  | DIFF PRESSURE TX | Maint Look Functional Location | Ops Look Functional Location
5013957 | UNKNOWN | BRAD-WCM-FERRICRM BULK TANK /XMTR | ILCP-CP-BRAD.-WCM.-FERR | P301 | INSV | INST | HUSSAARM | H |  |  |  | LBS | Y | 3 RAINTIGHT | Y | 4-20MA | AW |  |  | LEVEL TX | Maint Look Functional Location | Ops Look Functional Location
5013958 | UNKNOWN | BRAD-WCM-FERRICRM DAY TANK /XMTR | ILCP-CP-BRAD.-WCM.-FERR | P301 | INSV | INST | HUSSAARM | H |  |  |  | LBS | Y | 3 RAINTIGHT | Y | 4-20MA | AW |  |  | LEVEL TX | Maint Look Functional Location | Ops Look Functional Location
5013959 | UNKNOWN | BRAD-MNB-FL2ROOM BULK TANK /XMTR | ILCP-CP-BRAD.-MNB.-FL2R | P301 | INSV | INST | HUSSAARM | H |  |  |  | LBS | Y | 3 RAINTIGHT | Y | 4-20MA | AW |  |  | LEVEL TX | Maint Look Functional Location | Ops Look Functional Location
5013960 | UNKNOWN | BRAD-MNB-FL2ROOM DAY TANK /XMTR | ILCP-CP-BRAD.-MNB.-FL2R | P301 | INSV | INST | HUSSAARM | H |  |  |  | LBS | Y | 3 RAINTIGHT | Y | 4-20MA | AW |  |  | LEVEL TX | Maint Look Functional Location | Ops Look Functional Location
5013961 | UNKNOWN | BRAD-MNB-PHOSFTRM BULK TANK /XMTR | ILCP-CP-BRAD.-MNB.-PHOS | P301 | INSV | INST | HUSSAARM | H |  |  |  | LBS | Y | 3 RAINTIGHT | Y | 4-20MA | AW |  |  | LEVEL TX | Maint Look Functional Location | Ops Look Functional Location
5013962 | UNKNOWN | BRAD-MNB-PHOSFTRM DAY TANK /XMTR | ILCP-CP-BRAD.-MNB.-PHOS | P301 | INSV | INST | HUSSAARM | H |  |  |  | LBS | Y | 3 RAINTIGHT | Y | 4-20MA | AW |  |  | LEVEL TX | Maint Look Functional Location | Ops Look Functional Location
5013964 | MILLTRONICS | MATS-CEM-NRTHCEMRM E8 SLURRY /XMTR | ILCP-CP-MATS.-CEM.-NRTH | P301 | INSV | INST | HUSSAARM | H |  |  |  | LBS | Y | 3 RAINTIGHT | N | 4-20MA | AW |  |  | LEVEL TX | Maint Look Functional Location | Ops Look Functional Location
5013966 | MILLTRONICS | MATS-CEM-NRTHCEMRM W8 SLURRY /XMTR | ILCP-CP-MATS.-CEM.-NRTH | P301 | INSV | INST | HUSSAARM | H |  |  |  | LBS | N | 3 RAINTIGHT | N | 4-20MA | AW |  |  | LEVEL TX | Maint Look Functional Location | Ops Look Functional Location
5013967 | UNKNOWN | BRAD-MNB-HYPORM HYPO 1LEVEL /XMTR | ILCP-CP-BRAD.-MNB.-HYPO | P301 | INSV | INST | HUSSAARM | H |  |  |  | FEET | Y | 3 RAINTIGHT | Y | 4-20MA | AW |  |  | LEVEL TX | Maint Look Functional Location | Ops Look Functional Location
5013968 | UNKNOWN | BRAD-MNB-HYPORM HYPO2 LVL /XMTR | ILCP-CP-BRAD.-MNB.-HYPO | P301 | INSV | INST | HUSSAARM | H |  |  |  | FEET | Y | 3 RAINTIGHT | Y | 4-20MA | AW |  |  | LEVEL TX | Maint Look Functional Location | Ops Look Functional Location
5013969 | FOXBORO | BRAD PLANT PRESSURE /XMTR | ILCP-CP-BRAD. | P301 | INSV | INST | HUSSAARM | H |  |  |  | PSI | Y | 3 RAINTIGHT | Y | 4-20MA | AW |  |  | DIFF PRESSURE TX | Maint Look Functional Location | Ops Look Functional Location
5013970 | FOXBORO | BRAD RAW BACK PRESSURE /XMTR | ILCP-CP-BRAD. | P301 | INSV | INST | HUSSAARM | H |  |  |  | PSI | Y | 3 RAINTIGHT | Y | 4-20MA | AW |  |  | DIFF PRESSURE TX | Maint Look Functional Location | Ops Look Functional Location
5013971 | DREXELBROOK | BRAD-WCM LIME SILO 1 /XMTR | ILCP-CP-BRAD.-WCM. | P301 | INSV | INST | HUSSAARM | H |  |  |  | LBS | Y | 3 RAINTIGHT | Y | 4-20MA | AW |  |  | LEVEL TX | Maint Look Functional Location | Ops Look Functional Location
5013972 | DREXELBROOK | BRAD-WCM LIME SILO 2 /XMTR | ILCP-CP-BRAD.-WCM. | P301 | INSV | INST | HUSSAARM | H |  |  |  | LBS | Y | 3 RAINTIGHT | Y | 4-20MA | AW |  |  | LEVEL TX | Maint Look Functional Location | Ops Look Functional Location
5013973 | DREXELBROOK | BRAD-MNB FILTER 1 /XMTR | ILCP-CP-BRAD.-MNB. | P301 | INSV | INST | HUSSAARM | H |  |  |  | FEET | N | 3 RAINTIGHT | Y | 4-20MA | AW |  |  | LEVEL TX | Maint Look Functional Location | Ops Look Functional Location
5013974 | DREXELBROOK | BRAD-MNB FILTER 2 /XMTR | ILCP-CP-BRAD.-MNB. | P301 | INSV | INST | HUSSAARM | H |  |  |  | FEET | N | 3 RAINTIGHT | Y | 4-20MA | AW |  |  | LEVEL TX | Maint Look Functional Location | Ops Look Functional Location
5013975 | DREXELBROOK | BRAD-MNB FILTER 3 /XMTR | ILCP-CP-BRAD.-MNB. | P301 | INSV | INST | HUSSAARM | H |  |  |  | FEET | N | 3 RAINTIGHT | Y | 4-20MA | AW |  |  | LEVEL TX | Maint Look Functional Location | Ops Look Functional Location
5013976 | DREXELBROOK | BRAD-MNB FILTER 4 /XMTR | ILCP-CP-BRAD.-MNB. | P301 | INSV | INST | HUSSAARM | H |  |  |  | FEET | N | 3 RAINTIGHT | Y | 4-20MA | AW |  |  | LEVEL TX | Maint Look Functional Location | Ops Look Functional Location
5013977 | UNKNOWN | MATS-FBW HEADLOSS W8 EF /XMTR | ILCP-CP-MATS.-FBW. | P301 | INSV | INST | HUSSAARM | H |  |  |  | PSI | N | 3 RAINTIGHT | Y | 4-20MA | AW |  |  | DIFF PRESSURE TX | Maint Look Functional Location | Ops Look Functional Location
5013978 | UNKNOWN | MATS-FBW HEADLOSS W8 WF /XMTR | ILCP-CP-MATS.-FBW. | P301 | INSV | INST | HUSSAARM | H |  |  |  | PSI | N | 3 RAINTIGHT | Y | 4-20MA | AW |  |  | DIFF PRESSURE TX | Maint Look Functional Location | Ops Look Functional Location
5013979 | UNKNOWN | MATS-FBE HEADLOSS E8 EF /XMTR | ILCP-CP-MATS.-FBE. | P301 | INSV | INST | HUSSAARM | H |  |  |  | PSI | N | 3 RAINTIGHT | Y | 4-20MA | AW |  |  | DIFF PRESSURE TX | Maint Look Functional Location | Ops Look Functional Location
5013980 | UNKNOWN | MATS-FBE HEADLOSS E8 WF /XMTR | ILCP-CP-MATS.-FBE. | P301 | INSV | INST | HUSSAARM | H |  |  |  | PSI | N | 3 RAINTIGHT | Y | 4-20MA | AW |  |  | DIFF PRESSURE TX | Maint Look Functional Location | Ops Look Functional Location
5013981 | FOXBORO | NEIL-NTK NORTH TANK /XMTR | ILCP-CP-NEIL.-NTK. | P301 | INSV | INST | HUSSAARM | H |  |  |  | FEET | Y | 3 RAINTIGHT | Y | 4-20MA | AW |  |  | DIFF PRESSURE TX | Maint Look Functional Location | Ops Look Functional Location
5013982 | FOXBORO | NEIL-STK SOUTH TANK /XMTR | ILCP-CP-NEIL.-STK. | P301 | INSV | INST | HUSSAARM | H |  |  |  | FEET | Y | 3 RAINTIGHT | Y | 4-20MA | AW |  |  | DIFF PRESSURE TX | Maint Look Functional Location | Ops Look Functional Location
5013983 | FOXBORO | MKTST-TNK TANK /XMTR | ILCP-CP-MKTST-TNK. | P301 | INSV | INST | HUSSAARM | H |  |  |  | FEET | Y | 3 RAINTIGHT | Y | 4-20MA | AW |  |  | DIFF PRESSURE TX | Maint Look Functional Location | Ops Look Functional Location
5013984 | FOXBORO | STJO-TNK TANK /XMTR | ILCP-SJ-STJO.-TNK. | P301 | INSV | INST | HUSSAARM | H |  |  |  | FEET | Y | 3 RAINTIGHT | Y | 4-20MA | AW |  |  | DIFF PRESSURE TX | Maint Look Functional Location | Ops Look Functional Location
5013985 | FOXBORO | URBNA-TNK TANK /XMTR | ILCP-UR-URBNA-TNK. | P301 | INSV | INST | HUSSAARM | H |  |  |  | FEET | Y | 3 RAINTIGHT | Y | 4-20MA | AW |  |  | DIFF PRESSURE TX | Maint Look Functional Location | Ops Look Functional Location
5013986 | FOXBORO | STDP-STD TANK /XMTR | ILCP-CP-STDP.-STD. | P301 | INSV | INST | HUSSAARM | H |  |  |  | FEET | Y | 3 RAINTIGHT | Y | 4-20MA | AW |  |  | DIFF PRESSURE TX | Maint Look Functional Location | Ops Look Functional Location
5013987 | FOXBORO | TLNO-TNK TANK /XMTR | ILCP-TO-TLNO.-TNK. | P301 | INSV | INST | HUSSAARM | H | 12371870 | IGP10-A22DIF |  | FEET | Y | 3 RAINTIGHT | Y | 4-20MA | AW |  |  | DIFF PRESSURE TX | Maint Look Functional Location | Ops Look Functional Location
5013988 | FOXBORO | PESO-TNK TANK /XMTR | ILCP-PS-PESO.-TNK. | P301 | INSV | INST | HUSSAARM | H |  |  |  | FEET | Y | 3 RAINTIGHT | Y | 4-20MA | AW |  |  | DIFF PRESSURE TX | Maint Look Functional Location | Ops Look Functional Location
5182605 | MILLTRONICS | LINC-PDB-CHEMRM CHEMCNT BASIN/XMTR | ILCP-UR-LINC.-PDB.-CHEM | P301 | REMV | INAC INST | FARRARDR | H |  |  |  | FEET | Y | 3 RAINTIGHT | Y | 4-20MA | AW |  |  | LEVEL TX | Maint Look Functional Location | Ops Look Functional Location
5190303 | FOXBORO | TLNO-TNK TANK OUTLET | ILCP-TO-TLNO.-BTR. | P301 | INSV | INST | FARRARDR | H | 12371879 | IGP10-A22DIF |  | FEET | Y | 1,2 INDOOR | Y | 4-20MA | AW |  |  | DIFF PRESSURE TX | Maint Look Functional Location | Ops Look Functional Location
5193200 | FOXBORO | TLNO-BTR INLET/XMTR |  | P301 | INSV | AVLB | FARRARDR | H | 12392043 | IGP10-A22DIF |  | PSI | Y | 3 RAINTIGHT | Y | 4-20MA | AW |  |  | PRESSURE TX | Maint Look Functional Location | Ops Look Functional Location
5013953 | FOXBORO | STDP-BTR DISCHARGE /XMTR | ILCP-CP-STDP.-BTR. | P301 | INSV | INST | HUSSAARM | H |  |  |  | PSI | Y | 3 RAINTIGHT | Y | 4-20MA | AW |  |  | DIFF PRESSURE TX | Maint Look Functional Location | Ops Look Functional Location
5013907 | SIEMENS | LINC-PDB-CHEMRM FERRIC BLK /XMTR | ILCP-UR-LINC.-PDB.-CHEM | P301 | REMV | INAC INST | HUSSAARM | H |  |  |  | INCHES | Y | 3 RAINTIGHT | Y | 4-20MA | AW |  |  | LEVEL TX | Maint Look Functional Location | Ops Look Functional Location
5013908 | SIEMENS | LINC-PDB-CHEMRM FLOURIDE BLK /XMTR | ILCP-UR-LINC.-PDB.-CHEM | P301 | REMV | INAC INST | HUSSAARM | H |  |  |  | INCHES | Y | 3 RAINTIGHT | Y | 4-20MA | AW |  |  | LEVEL TX | Maint Look Functional Location | Ops Look Functional Location
5013909 | SIEMENS | LINC-PDB-CHEMRM SILICA BLK /XMTR | ILCP-UR-LINC.-PDB.-CHEM | P301 | REMV | INAC INST | HUSSAARM | H |  |  |  | INCHES | Y | 3 RAINTIGHT | Y | 4-20MA | AW |  |  | LEVEL TX | Maint Look Functional Location | Ops Look Functional Location
5013910 | SIEMENS | LINC-ECB ESLUDGE PIT /XMTR | ILCP-UR-LINC.-ECB. | P301 | REMV | INAC INST | HUSSAARM | H |  |  |  | FEET | Y | 3 RAINTIGHT | Y | 4-20MA | AW |  |  | LEVEL TX | Maint Look Functional Location | Ops Look Functional Location
5013911 | SIEMENS | LINC-WCB WSLUDGE PIT /XMTR | ILCP-UR-LINC.-WCB. | P301 | REMV | INAC INST | HUSSAARM | H |  |  |  | FEET | Y | 3 RAINTIGHT | Y | 4-20MA | AW |  |  | LEVEL TX | Maint Look Functional Location | Ops Look Functional Location
5013912 | MILLTRONICS | LINC-PDB-CHEMRM WSLURRY TK /XMTR | ILCP-UR-LINC.-PDB.-CHEM | P301 | REMV | INAC INST | HUSSAARM | H |  |  |  | FEET | Y | 3 RAINTIGHT | Y | 4-20MA | AW |  |  | LEVEL TX | Maint Look Functional Location | Ops Look Functional Location
5013913 | MILLTRONICS | LINC-PDB-CHEMRM ESLURRY TK /XMTR | ILCP-UR-LINC.-PDB.-CHEM | P301 | REMV | INAC INST | HUSSAARM | H |  |  |  | FEET | Y | 3 RAINTIGHT | Y | 4-20MA | AW |  |  | LEVEL TX | Maint Look Functional Location | Ops Look Functional Location
5013914 | MILLTRONICS | LINC-F10 FIL10 LEVEL /XMTR | ILCP-UR-LINC.-F10. | P301 | REMV | INAC INST | HUSSAARM | H |  |  |  | FEET | Y | 3 RAINTIGHT | Y | 4-20MA | AW |  |  | LEVEL TX | Maint Look Functional Location | Ops Look Functional Location
5013915 | MILLTRONICS | LINC-F11 FIL11 LEVEL /XMTR | ILCP-UR-LINC.-F11. | P301 | REMV | INAC INST | HUSSAARM | H |  |  |  | FEET | Y | 3 RAINTIGHT | Y | 4-20MA | AW |  |  | LEVEL TX | Maint Look Functional Location | Ops Look Functional Location
5013916 | MILLTRONICS | LINC-F12 FIL12 LEVEL /XMTR | ILCP-UR-LINC.-F12. | P301 | REMV | INAC INST | HUSSAARM | H |  |  |  | FEET | Y | 3 RAINTIGHT | Y | 4-20MA | AW |  |  | LEVEL TX | Maint Look Functional Location | Ops Look Functional Location
5013917 | MILLTRONICS | LINC-NCW NORTH CLRWL LEVEL /XMTR | ILCP-UR-LINC.-NCW. | P301 | REMV | INAC INST | HUSSAARM | H |  |  |  | FEET | Y | 3 RAINTIGHT | Y | 4-20MA | AW |  |  | LEVEL TX | Maint Look Functional Location | Ops Look Functional Location
5013918 | MILLTRONICS | LINC-SCW SOUTH CLRWL LEVEL /XMTR | ILCP-UR-LINC.-SCW. | P301 | REMV | INAC INST | HUSSAARM | H |  |  |  | FEET | Y | 3 RAINTIGHT | Y | 4-20MA | AW |  |  | LEVEL TX | Maint Look Functional Location | Ops Look Functional Location
5013919 | FOXBORO | LINC-PDB-HSRM PLNT PRS /XMTR | ILCP-UR-LINC.-PDB.-HSRO | P301 | REMV | INAC INST | HUSSAARM | H |  |  |  | PSI | Y | 3 RAINTIGHT | Y | 4-20MA | AW |  |  | DIFF PRESSURE TX | Maint Look Functional Location | Ops Look Functional Location
5013921 | FOXBORO | LINC RAW BACK PRESSURE /XMTR | ILCP-UR-LINC. | P301 | REMV | INAC INST | HUSSAARM | H |  |  |  | PSI | Y | 3 RAINTIGHT | Y | 4-20MA | AW |  |  | DIFF PRESSURE TX | Maint Look Functional Location | Ops Look Functional Location
5013922 | UNKNOWN | LINC-PDB-CHEMRM LIM SILO1 /XMTR | ILCP-UR-LINC.-PDB.-CHEM | P301 | REMV | INAC INST | HUSSAARM | H |  |  |  | FEET | N | 1,2 INDOOR | Y | 4-20MA | AW |  |  | LEVEL TX | Maint Look Functional Location | Ops Look Functional Location
5013923 | UNKNOWN | LINC-PDB-CHEMRM LIM SILO2 /XMTR | ILCP-UR-LINC.-PDB.-CHEM | P301 | REMV | INAC INST | HUSSAARM | H |  |  |  | FEET | N | 1,2 INDOOR | Y | 4-20MA | AW |  |  | LEVEL TX | Maint Look Functional Location | Ops Look Functional Location
5013924 | SIEMENS | BRAD-MNB-PIPEGAL FERRIC BLK /XMTR | ILCP-CP-BRAD.-MNB.-PIPE | P301 | INSV | INST | HUSSAARM | H |  |  |  | FEET | Y | 3 RAINTIGHT | Y | 4-20MA | AW |  |  | LEVEL TX | Maint Look Functional Location | Ops Look Functional Location
5013925 | SIEMENS | BRAD-MNB-PIPEGAL FLOURIDE BLK /XMTR | ILCP-CP-BRAD.-MNB.-PIPE | P301 | INSV | INST | HUSSAARM | H |  |  |  | FEET | Y | 3 RAINTIGHT | Y | 4-20MA | AW |  |  | LEVEL TX | Maint Look Functional Location | Ops Look Functional Location
5013926 | SIEMENS | BRAD-RCB SILICA BULK /XMTR | ILCP-CP-BRAD.-RCB. | P301 | INSV | INST | HUSSAARM | H |  |  |  | FEET | Y | 3 RAINTIGHT | Y | 4-20MA | AW |  |  | LEVEL TX | Maint Look Functional Location | Ops Look Functional Location
5013927 | MILLTRONICS | MATS E8 CLRWL /XMTR | ILCP-CP-MATS. | P301 | INSV | INST | HUSSAARM | H |  |  |  | FEET | N | 3 RAINTIGHT | Y | 4-20MA | AW |  |  | LEVEL TX | Maint Look Functional Location | Ops Look Functional Location
5013928 | MILLTRONICS | MATS W8 CLRWL /XMTR | ILCP-CP-MATS. | P301 | INSV | INST | HUSSAARM | H |  |  |  | FEET | N | 3 RAINTIGHT | Y | 4-20MA | AW |  |  | LEVEL TX | Maint Look Functional Location | Ops Look Functional Location
5013929 | FOXBORO | MATS RAW BACK PRESSURE /XMTR | ILCP-CP-MATS. | P301 | INSV | INST | HUSSAARM | H |  |  |  | PSI | Y | 3 RAINTIGHT | Y | 4-20MA | AW |  |  | DIFF PRESSURE TX | Maint Look Functional Location | Ops Look Functional Location
5013930 | FOXBORO | LINC-F10 HEADLOSS /XMTR | ILCP-UR-LINC.-F10. | P301 | REMV | INAC INST | HUSSAARM | H |  |  |  | PSI | N | 3 RAINTIGHT | Y | 4-20MA | AW |  |  | DIFF PRESSURE TX | Maint Look Functional Location | Ops Look Functional Location
5013931 | FOXBORO | LINC-F11 HEADLOSS /XMTR | ILCP-UR-LINC.-F11. | P301 | REMV | INAC INST | HUSSAARM | H |  |  |  | PSI | N | 3 RAINTIGHT | Y | 4-20MA | AW |  |  | DIFF PRESSURE TX | Maint Look Functional Location | Ops Look Functional Location
5013932 | FOXBORO | LINC-F12 HEADLOSS /XMTR | ILCP-UR-LINC.-F12. | P301 | REMV | INAC INST | HUSSAARM | H |  |  |  | PSI | N | 3 RAINTIGHT | Y | 4-20MA | AW |  |  | DIFF PRESSURE TX | Maint Look Functional Location | Ops Look Functional Location
5013933 | UNKNOWN | MATS-CEM-NRTHCEMRM E8 LIM SILO /XMTR | ILCP-CP-MATS.-CEM.-NRTH | P301 | INSV | INST | HUSSAARM | H |  |  |  | FEET | Y | 1,2 INDOOR | Y | 4-20MA | AW |  |  | LEVEL TX | Maint Look Functional Location | Ops Look Functional Location
5013934 | UNKNOWN | MATS-CEM-NRTHCEMRM W8 LIM SILO /XMTR | ILCP-CP-MATS.-CEM.-NRTH | P301 | INSV | INST | HUSSAARM | H |  |  |  | FEET | Y | 1,2 INDOOR | Y | 4-20MA | AW |  |  | LEVEL TX | Maint Look Functional Location | Ops Look Functional Location
5013939 | UNKNOWN | MATS-E8S E8 BASIN LEVELS /XMTR | ILCP-CP-MATS.-E8S. | P301 | INSV | INST | HUSSAARM | H |  |  |  | FEET | N | 1,2 INDOOR | Y | 4-20MA | AW |  |  | DIFF PRESSURE TX | Maint Look Functional Location | Ops Look Functional Location
5013940 | UNKNOWN | MATS-W8C W8 BASIN LEVELS /XMTR | ILCP-CP-MATS.-W8C. | P301 | INSV | INST | HUSSAARM | H |  |  |  | FEET | N | 1,2 INDOOR | Y | 4-20MA | AW |  |  | DIFF PRESSURE TX | Maint Look Functional Location | Ops Look Functional Location
5013946 | FOXBORO | NEIL-BTR DISCHARGE /XMTR | ILCP-CP-NEIL.-BTR. | P301 | INSV | INST | HUSSAARM | H |  |  |  | PSI | Y | 3 RAINTIGHT | Y | 4-20MA | AW |  |  | DIFF PRESSURE TX | Maint Look Functional Location | Ops Look Functional Location
5013947 | FOXBORO | MKTST-BTR DISCHARGE /XMTR | ILCP-CP-MKTST-BTR. | P301 | INSV | INST | HUSSAARM | H |  |  |  | PSI | Y | 3 RAINTIGHT | Y | 4-20MA | AW |  |  | DIFF PRESSURE TX | Maint Look Functional Location | Ops Look Functional Location
5013948 | FOXBORO | MKTST-BTR SUCTION /XMTR | ILCP-CP-MKTST-BTR. | P301 | INSV | INST | HUSSAARM | H |  |  |  | PSI | Y | 3 RAINTIGHT | Y | 4-20MA | AW |  |  | DIFF PRESSURE TX | Maint Look Functional Location | Ops Look Functional Location
5013949 | FOXBORO | STJO-BTR DISCHARGE /XMTR | ILCP-SJ-STJO.-BTR. | P301 | INSV | INST | HUSSAARM | H |  |  |  | PSI | Y | 3 RAINTIGHT | Y | 4-20MA | AW |  |  | DIFF PRESSURE TX | Maint Look Functional Location | Ops Look Functional Location
5013950 | FOXBORO | URBNA-BTR DISCHARGE /XMTR | ILCP-UR-URBNA-BTR. | P301 | INSV | INST | HUSSAARM | H |  |  |  | PSI | Y | 3 RAINTIGHT | Y | 4-20MA | AW |  |  | DIFF PRESSURE TX | Maint Look Functional Location | Ops Look Functional Location
5013951 | FOXBORO | R150 DISCHARGE /XMTR | ILCP-CP-R150. | P301 | INSV | INST | HUSSAARM | H |  |  |  | PSI | Y | 3 RAINTIGHT | Y | 4-20MA | AW |  |  | DIFF PRESSURE TX | Maint Look Functional Location | Ops Look Functional Location
5013952 | FOXBORO | AR-TU DISCHARGE /XMTR | ILCP-AT-ARTUS | P301 | INSV | INST | HUSSAARM | H |  |  |  | PSI | Y | 3 RAINTIGHT | Y | 4-20MA | AW |  |  | DIFF PRESSURE TX | Maint Look Functional Location | Ops Look Functional Location