## Overview
Class | Keyword
ADJSPD | Adjustable Speed Drive
BATT | Battery
BATTCHGR | Battery Charger
BLWR | Blower
CHEM-GEN | Chemical Generators
CHEM-PIP | Chemical Piping
CHMF-LIQ | Chemical Liquid Feeder
COMM-RAD | SCADA Radio
COMP | Air Compressor
CONTAIN | Secondary Containment
ENG | Engine
FACILITY | Facility and Grounds
FIRE-AL | Fire Alarm
FIRE-SUP | Fire Suppression
FLO-MET | Flow Meter (non premise)
GEN | Emergency Generator
HVAC-DHM | HVAC Dehumidifier
HVAC-HTR | HVAC Heater
HVAC-VNT | HVAC Ventilator
HYD | Hydrant
INST-SW | Instrument Switch
MOT | Motor
MOTSTR | Motor Starter
NARUC_EQ | AM WATER NARUC ACCOUNT
PC | PC
PMP-CENT | Pump Centrifugal
PMP-GRND | Pump Grinder
PMP-PD | Pump Positive Displacement
PPE-FALL | Fall Protection
PVLV | Plant Valve
PWRBRKR | Power Breaker
PWRDISC | Power Disconnect
PWRMON | Power Monitor
PWRSURG | Power Surge Protection
RTU-PLC | RTU - PLC
SAFGASDT | Gas Detector
SCADASYS | SCADA System Gen
SECSYS | Security System
SVLV | Street Valve
TNK-CHEM | Chemical Tank
TNK-FUEL | Fuel Tank
TNK-WNON | Non Potable Water Tank
TNK-WPOT | Potable Water Tank
TRAN-SW | Power Transfer Switch
TRT-CLAR | Clarifier
TRT-FILT | Filter
TRT-STRP | VOC Stripper
WELL | Well
WQANLZR | Water Quality Analyzer
XFMR | Transformer
XMTR | Transmitter

## SAP Vlookup
Equipment | Manufacturer
5081429 | UNKNOWN
5081475 | US MOTORS
5081495 | UNKNOWN
5081569 | UNKNOWN
5081583 | UNKNOWN
5081594 | UNKNOWN
5081675 | UNKNOWN
5081778 | UNKNOWN
5081799 | MDS
5081827 | WAUKESHA
5081889 | UNKNOWN
5081904 | UNKNOWN
5081931 | US MOTORS
5082101 | LMI
5082111 | UNKNOWN
5082113 | UNKNOWN
5082114 | UNKNOWN
5082194 | MDS
5082199 | UNKNOWN
5082240 | JOHN DEERE
5082271 | UNKNOWN
5082283 | UNKNOWN
5082288 | UNKNOWN
5082312 | UNKNOWN
5082321 | UNKNOWN
5082391 | FRANKLIN
5082536 | UNKNOWN
5082538 | KOBOLD
5082622 | UNKNOWN
5082667 | UNKNOWN
5082710 | SQUARE D
5082731 | MDS
5082773 | UNKNOWN
5082782 | KOBOLD
5082831 | UNKNOWN
5082847 | US MOTORS
5083003 | UNKNOWN
5083006 | UNKNOWN
5083030 | UNKNOWN
5083048 | BRISTOL
5083064 | UNKNOWN
5083069 | MDS
5083086 | UNKNOWN
5083091 | UNKNOWN
5083316 | UNKNOWN
5083341 | BRISTOL BABCOCK
5083374 | US MOTORS
5083375 | UNKNOWN
5083376 | BRISTOL BABCOCK
5083377 | US MOTORS
5083378 | UNKNOWN
5083379 | UNKNOWN
5083380 | US MOTORS
5083381 | UNKNOWN
5083382 | FOXBORO
5083383 | US ELECTRIC
5083384 | UNKNOWN
5083385 | EMERSON
5083386 | US ELECTRIC
5083387 | UNKNOWN
5083388 | EMERSON
5083389 | UNKNOWN
5083390 | UNKNOWN
5083391 | EMERSON
5083392 | UNKNOWN
5083393 | US MOTORS
5083394 | MILTON ROY
5083395 | US MOTORS
5083421 | UNKNOWN
5083481 | MDS
5083625 | MDS
5083635 | UNKNOWN
5083641 | SQUARE D
5083646 | UNKNOWN
5083942 | MDS
5083956 | HAMMOND
5083996 | UNKNOWN
5084216 | UNKNOWN
5084270 | UNKNOWN
5084291 | MDS
5084647 | UNKNOWN
5084668 | UNKNOWN
5084682 | UNKNOWN
5084940 | MDS
5084996 | UNKNOWN
5085013 | UNKNOWN
5085016 | UNKNOWN
5085035 | UNKNOWN
5085038 | UNKNOWN
5085058 | UNKNOWN
5085059 | UNKNOWN
5085082 | UNKNOWN
5085084 | UNKNOWN
5085302 | UNKNOWN
5085319 | UNKNOWN
5085324 | MDS
5085376 | CUTLER HAMMER
5085439 | SIEMENS
5085442 | KOHLER
5085445 | KOHLER
5085476 | UNKNOWN
5085478 | UNKNOWN
5085481 | UNKNOWN
5085483 | UNKNOWN
5085485 | UNKNOWN
5085487 | UNKNOWN
5085489 | UNKNOWN
5085491 | UNKNOWN
5085493 | UNKNOWN
5085496 | UNKNOWN
5085499 | UNKNOWN
5085502 | UNKNOWN
5085504 | UNKNOWN
5085507 | UNKNOWN
5085509 | POLYPROCESSING
5085511 | UNKNOWN
5085513 | UNKNOWN
5085515 | ONAN
5085517 | UNKNOWN
5085519 | UNKNOWN
5085738 | UNKNOWN
5085741 | MDS
5085775 | UNKNOWN
5085911 | UNKNOWN
5085988 | UNKNOWN
5085993 | HP
5086204 | UNKNOWN
5086227 | UNKNOWN
5086272 | UNKNOWN
5086486 | UNKNOWN
5086538 | UNKNOWN
5086543 | HP
5086811 | UNKNOWN
5086819 | UNKNOWN
5086898 | UNKNOWN
5086919 | WESTINGHOUSE
5086922 | DREXELBROOK
5087101 | DELL
5087116 | UNKNOWN
5087227 | UNKNOWN
5087242 | DREXELBROOK
5087434 | UNKNOWN
5087474 | UNKNOWN
5087568 | UNKNOWN
5087601 | UNKNOWN
5087631 | UNKNOWN
5087667 | DREXELBROOK
5087800 | UNKNOWN
5088004 | MILTON ROY
5088007 | US MOTORS
5088009 | UNKNOWN
5088132 | UNKNOWN
5088159 | UNKNOWN
5088219 | SQUARE D
5088224 | UNKNOWN
5088226 | ENDRESS-HAUSER
5088228 | ENDRESS-HAUSER
5088230 | PEERLESS
5088233 | UNKNOWN
5088235 | KOBOLD
5088246 | SQUARE D
5088248 | UNKNOWN
5088250 | UNKNOWN
5088252 | ABB
5088273 | UNKNOWN
5088281 | UNKNOWN
10408240 | UNKNOWN
10408248 | UNKNOWN
5087811 | UNKNOWN
5087823 | UNKNOWN
5087834 | UNKNOWN
5087845 | UNKNOWN
5087857 | UNKNOWN
5087868 | UNKNOWN
5087879 | UNKNOWN
5087890 | UNKNOWN
5088016 | PULSATRON
5088020 | UNKNOWN
5088021 | US MOTORS
5088029 | PULSATRON
5088033 | UNKNOWN
5088034 | US MOTORS
5088041 | MILROY
5088045 | UNKNOWN
5088047 | US MOTORS
5088053 | PULSATRON
5088057 | UNKNOWN
5088060 | BALDOR
5088066 | PULSATRON
5088069 | UNKNOWN
5088198 | UNKNOWN
5088447 | POLYPROCESSING
5088468 | ABB
5088508 | DREXELBROOK
5088601 | UNKNOWN
5088624 | UNKNOWN
5088627 | UNKNOWN
5088701 | UNKNOWN
5088830 | UNKNOWN
5088831 | SIEMENS
5088871 | DREXELBROOK
5089009 | UNKNOWN
5089039 | UNKNOWN
5089048 | POLYPROCESSING
5089088 | DREXELBROOK
5089125 | UNKNOWN
5089137 | UNKNOWN
5089346 | UNKNOWN
5089394 | POLYPROCESSING
5089436 | UNKNOWN
5089486 | DREXELBROOK
5089544 | UNKNOWN
5089574 | UNKNOWN
5089624 | UNKNOWN
5089627 | UNKNOWN
5089630 | SQUARE D
5089634 | CUTLER HAMMER
5089637 | UNKNOWN
5089640 | WESTINGHOUSE
5089708 | SQUARE D
5089765 | UNKNOWN
5089778 | ABB
5089910 | FLO-TECH
5089955 | UNKNOWN
5090036 | POLYPROCESSING
5090053 | UNKNOWN
5090061 | EMERSON
5090082 | DREXELBROOK
5090109 | UNKNOWN
5090319 | US MOTORS
5090366 | UNKNOWN
5090369 | PULSATRON
5090403 | DREXELBROOK
5090425 | ENDRESS-HAUSER
5090444 | FOXBORO
5090464 | ENDRESS-HAUSER
5090486 | DREXELBROOK
5090516 | ENDRESS-HAUSER
5090537 | UNKNOWN
5090547 | DREXELBROOK
5090549 | UNKNOWN
5090581 | DREXELBROOK
5090582 | UNKNOWN
5090596 | DREXELBROOK
5090647 | UNKNOWN
5090710 | DWYER
5090734 | DREXELBROOK
5090740 | UNKNOWN
5090747 | FLO-TECH
5090757 | FLO-TECH
5090776 | UNKNOWN
5090797 | ROSEMOUNT
5090859 | UNKNOWN
5090877 | UNKNOWN
5090919 | UNKNOWN
5090939 | UNKNOWN
5090960 | DREXELBROOK
5090977 | POLYPROCESSING
5090982 | DREXELBROOK
5091080 | UNKNOWN
5091100 | ABB
5091144 | DREXELBROOK
5091156 | UNKNOWN
5091167 | DREXELBROOK
5091178 | DREXELBROOK
5091181 | DREXELBROOK
5091183 | ENDRESS-HAUSER
5091185 | DREXELBROOK
5091207 | LMI
5091277 | BRISTOL BABCOCK
5091288 | US MOTORS
5091434 | UNKNOWN
5091459 | UNKNOWN
5091730 | UNKNOWN
5091781 | BRISTOL BABCOCK
5091825 | SIEMENS
5092042 | UNKNOWN
5092086 | UNKNOWN
5092141 | UNKNOWN
5092232 | UNKNOWN
5092270 | UNKNOWN
5092273 | ALLEN BRADLEY
5092276 | UNKNOWN
5092278 | UNKNOWN
5092445 | US MOTORS
5092468 | PULSATRON
5092497 | BRISTOL BABCOCK
5092801 | UNKNOWN
5092835 | UNKNOWN
5093061 | UNKNOWN
5093101 | UNKNOWN
5093113 | UNKNOWN
5093124 | UNKNOWN
5093135 | UNKNOWN
5093157 | UNKNOWN
5093248 | UNKNOWN
5093254 | US MOTORS
5093262 | BRISTOL BABCOCK
5093402 | UNKNOWN
5093426 | UNKNOWN
5093458 | UNKNOWN
5093482 | UNKNOWN
5093494 | UNKNOWN
5093495 | UNKNOWN
5093497 | UNKNOWN
5094087 | UNKNOWN
5094342 | UNKNOWN
5094345 | BRISTOL BABCOCK
5094348 | UNKNOWN
5094351 | US MOTORS
5094362 | UNKNOWN
5094367 | UNKNOWN
5094373 | UNKNOWN
5094376 | US MOTORS
5094380 | UNKNOWN
5094383 | UNKNOWN
5094388 | UNKNOWN
5094391 | US MOTORS
5094395 | UNKNOWN
5094397 | UNKNOWN
5094564 | UNKNOWN
5094700 | UNKNOWN
5094701 | SQUARE D
5094702 | UNKNOWN
5094703 | GE
5094704 | UNKNOWN
5094712 | UNKNOWN
5094749 | UNKNOWN
5094766 | UNKNOWN
5094770 | UNKNOWN
5094847 | UNKNOWN
5095050 | UNKNOWN
5095051 | UNKNOWN
5095052 | UNKNOWN
5095053 | UNKNOWN
5095054 | UNKNOWN
5095055 | UNKNOWN
5095056 | UNKNOWN
5095057 | UNKNOWN
5095058 | UNKNOWN
5095059 | UNKNOWN
5095061 | UNKNOWN
5095062 | UNKNOWN
5095063 | UNKNOWN
5095064 | UNKNOWN
5095066 | UNKNOWN
5095067 | UNKNOWN
5095068 | UNKNOWN
5095069 | UNKNOWN
5095070 | UNKNOWN
5095071 | UNKNOWN
5095072 | UNKNOWN
5095073 | UNKNOWN
5095074 | UNKNOWN
5095075 | UNKNOWN
5095076 | UNKNOWN
5095077 | UNKNOWN
5095079 | UNKNOWN
5095080 | UNKNOWN
5095081 | UNKNOWN
5095082 | UNKNOWN
5095084 | UNKNOWN
5095085 | INGERSOL RAND
5095086 | FLOWSERVE
5095088 | FLOWSERVE
5095089 | INGERSOL RAND
5095090 | WORTHINGTON
5095091 | INGERSOL RAND
5095092 | GOULDS
5095094 | ITT
5095095 | ITT
5095096 | ITT
5095097 | GRUNDFOS
5095098 | GRUNDFOS
5095099 | UNKNOWN
5095628 | UNKNOWN
5095769 | UNKNOWN
5095772 | ALLEN BRADLEY
5095776 | UNKNOWN
5096334 | ALLEN BRADLEY
5096335 | UNKNOWN
5096336 | UNKNOWN
5096337 | UNKNOWN
5096338 | UNKNOWN
5096339 | UNKNOWN
5096340 | ABB
5096341 | UNKNOWN
5096343 | ABB
5096373 | UNKNOWN
5096401 | UNKNOWN
5096704 | UNKNOWN
5096706 | WEG
5096710 | DREXELBROOK
5096711 | UNKNOWN
5096781 | MILTON ROY
5096896 | UNKNOWN
5097100 | UNKNOWN
5097101 | INGERSOL RAND
5097103 | WORTHINGTON
5097104 | FLOWSERVE
5097105 | PEERLESS
5097106 | PULSAFEEDER
5097107 | PULSAFEEDER
5097108 | PULSAFEEDER
5097110 | PULSAFEEDER
5097111 | PULSAFEEDER
5097112 | PULSAFEEDER
5097113 | PULSAFEEDER
5097114 | PULSAFEEDER
5097115 | PULSAFEEDER
5097116 | PULSAFEEDER
5097118 | PULSAFEEDER
5097119 | PULSAFEEDER
5097120 | PULSAFEEDER
5097121 | PULSAFEEDER
5097122 | PULSAFEEDER
5097123 | PULSAFEEDER
5097124 | LMI
5097126 | LMI
5097127 | MILTON ROY
5097128 | PULSAFEEDER
5097129 | PULSAR
5097130 | LMI
5097131 | PULSAFEEDER
5097133 | LMI
5097134 | PULSAFEEDER
5097135 | UNKNOWN
5097136 | UNKNOWN
5097137 | UNKNOWN
5097138 | UNKNOWN
5097139 | UNKNOWN
5097140 | UNKNOWN
5097141 | US MOTORS
5097143 | US MOTORS
5097144 | US MOTORS
5097145 | US MOTORS
5097146 | US MOTORS
5097148 | US MOTORS
5097149 | ITT
5097150 | US MOTORS
5097151 | US MOTORS
5097152 | US MOTORS
5097153 | FRANKLIN
5097155 | FRANKLIN
5097156 | US ELECTRIC
5097157 | US MOTORS
5097158 | US MOTORS
5097159 | US MOTORS
5097160 | UNKNOWN
5097161 | UNKNOWN
5097162 | UNKNOWN
5097164 | GE
5097165 | DAYTON
5097166 | GE
5097167 | BRISTOL BABCOCK
5097168 | UNKNOWN
5097169 | UNKNOWN
5097171 | UNKNOWN
5097172 | MCCROMETER
5097173 | BRISTOL BABCOCK
5097174 | SPARLING
5097175 | BRISTOL BABCOCK
5097176 | UNKNOWN
5097178 | SENSUS
5097179 | SENSUS
5097180 | BRISTOL
5097181 | BIF
5097182 | MCCROMETER
5097183 | NEPTUNE
5097184 | SIGMA
5097186 | SEVERN TRENT
5097187 | SEVERN TRENT
5097188 | SEVERN TRENT
5097189 | SEVERN TRENT
5097190 | SEVERN TRENT
5097192 | SEVERN TRENT
5097193 | SEVERN TRENT
5097194 | SEVERN TRENT
5097195 | SEVERN TRENT
5097196 | SEVERN TRENT
5097197 | PROMINENT
5097198 | UNKNOWN
5097406 | TOSHIBA
5097440 | UNKNOWN
5097645 | UNKNOWN
5097700 | FLO-TECH
5097701 | BRISTOL BABCOCK
5097702 | FLO-TECH
5097703 | UNKNOWN
5097704 | KOBOLD
5097705 | EMERSON
5097706 | UNKNOWN
5097708 | UNKNOWN
5097709 | FOXBORO
5097710 | BRISTOL BABCOCK
5097711 | BRISTOL BABCOCK
5097713 | BRISTOL
5097714 | BRISTOL
5097715 | BRISTOL
5097716 | BRISTOL
5097717 | BRISTOL BABCOCK
5097718 | BRISTOL BABCOCK
5097719 | BRISTOL BABCOCK
5097720 | BRISTOL BABCOCK
5097722 | EMERSON
5097723 | EMERSON
5097724 | DREXELBROOK
5097725 | DREXELBROOK
5097727 | UNKNOWN
5097728 | DREXELBROOK
5097729 | FLOW LINE
5097730 | FOXBORO
5097731 | DREXELBROOK
5097732 | UNKNOWN
5097733 | DREXELBROOK
5097734 | DREXELBROOK
5097736 | UNKNOWN
5097738 | UNKNOWN
5097739 | DREXELBROOK
5097740 | DREXELBROOK
5097741 | DREXELBROOK
5097742 | DREXELBROOK
5097743 | DREXELBROOK
5097744 | MCDONNELL
5097745 | MCDONNELL
5097746 | FLOW LINE
5097747 | FLOW LINE
5097749 | BRISTOL BABCOCK
5097750 | BRISTOL BABCOCK
5097751 | BRISTOL BABCOCK
5097753 | DWYER
5097754 | FLO-TECH
5097755 | FLO-TECH
5097756 | FOXBORO
5097757 | FLOW LINE
5097758 | FLOW LINE
5097759 | DREXELBROOK
5097760 | FOXBORO
5097761 | DREXELBROOK
5097762 | ENDRESS-HAUSER
5097764 | DREXELBROOK
5097765 | BRISTOL BABCOCK
5097766 | BRISTOL BABCOCK
5097768 | BRISTOL BABCOCK
5097769 | BRISTOL BABCOCK
5097770 | BRISTOL BABCOCK
5097771 | BRISTOL BABCOCK
5097772 | BRISTOL BABCOCK
5097773 | BRISTOL BABCOCK
5097774 | BRISTOL BABCOCK
5097775 | UNKNOWN
5097776 | DREXELBROOK
5097777 | DREXELBROOK
5097779 | DREXELBROOK
5097780 | DREXELBROOK
5097782 | BRISTOL
5097783 | BRISTOL
5097784 | BRISTOL
5097785 | DREXELBROOK
5097786 | DREXELBROOK
5097787 | FLOW LINE
5097788 | DREXELBROOK
5097789 | DREXELBROOK
5097790 | DREXELBROOK
5097791 | EMERSON
5097793 | BRISTOL
5097794 | ENDRESS-HAUSER
5097795 | DREXELBROOK
5097984 | UNKNOWN
5098225 | UNKNOWN
5098232 | UNKNOWN
5098503 | ALLEN BRADLEY
5098504 | CUTLER HAMMER
5098505 | HAMMOND
5098506 | SQUARE D
5098507 | ALLEN BRADLEY
5098508 | ALLEN BRADLEY
5098509 | GE
5098511 | GE
5098512 | CUTLER HAMMER
5098513 | CUTLER HAMMER
5098514 | UNKNOWN
5098515 | UNKNOWN
5098517 | CUTLER HAMMER
5098518 | SIEMENS
5098519 | CUTLER HAMMER
5098520 | SAFETRONICS
5098521 | CUTLER HAMMER
5098522 | CUTLER HAMMER
5098523 | UNKNOWN
5098524 | ALLEN BRADLEY
5098525 | ABB
5098527 | ALLEN BRADLEY
5098528 | CUTLER HAMMER
5098529 | SIEMENS
5098530 | WESTINGHOUSE
5098531 | GE
5098533 | GE
5098534 | WESTINGHOUSE
5098535 | SQUARE D
5098536 | SQUARE D
5098537 | SQUARE D
5098538 | SQUARE D
5098539 | SQUARE D
5098540 | CUTLER HAMMER
5098541 | ALLEN BRADLEY
5098542 | SQUARE D
5098544 | UNKNOWN
5098545 | UNKNOWN
5098546 | UNKNOWN
5098547 | UNKNOWN
5098548 | UNKNOWN
5098549 | CUMMINS
5098551 | ASCO
5098552 | CUTLER HAMMER
5098553 | UNKNOWN
5098554 | PERKINS
5098555 | CUMMINS
5098556 | JOHN DEERE
5098557 | FORD MOTOR COMPANY
5098558 | CUMMINS
5098559 | WHITE
5098561 | UNKNOWN
5098562 | STAMFORD
5098563 | CUMMINS
5098564 | MAGNAPLUS
5098565 | CUMMINS
5098567 | ONAN
5098568 | WINCO
5098569 | BRISTOL
5098570 | BRISTOL
5098571 | BRISTOL
5098572 | BRISTOL
5098573 | BRISTOL
5098574 | BRISTOL
5098576 | BRISTOL
5098577 | BRISTOL
5098578 | BRISTOL
5098579 | BRISTOL
5098580 | BRISTOL
5098582 | BRISTOL
5098583 | BRISTOL
5098584 | BRISTOL
5098585 | BRISTOL
5098586 | MDS
5098587 | MDS
5098588 | MDS
5098589 | MDS
5098590 | MDS
5098591 | MDS
5098593 | MDS
5098594 | MDS
5098595 | MDS
5098596 | MDS
5098597 | MDS
5098599 | MDS
5098677 | DREXELBROOK
5098689 | UNKNOWN
5098727 | UNKNOWN
5098827 | UNKNOWN
5098846 | UNKNOWN
5099107 | UNKNOWN
5099112 | UNKNOWN
5099200 | MDS
5099201 | MDS
5099202 | MDS
5099203 | MDS
5099204 | UNKNOWN
5099205 | POLYPROCESSING
5099206 | UNKNOWN
5099207 | UNKNOWN
5099209 | UNKNOWN
5099210 | UNKNOWN
5099211 | POLYPROCESSING
5099212 | UNKNOWN
5099213 | POLYPROCESSING
5099214 | UNKNOWN
5099216 | UNKNOWN
5099217 | UNKNOWN
5099218 | UNKNOWN
5099219 | UNKNOWN
5099220 | POLYPROCESSING
5099221 | UNKNOWN
5099222 | UNKNOWN
5099223 | UNKNOWN
5099224 | POLYPROCESSING
5099226 | UNKNOWN
5099227 | UNKNOWN
5099228 | UNKNOWN
5099229 | UNKNOWN
5099230 | UNKNOWN
5099232 | UNKNOWN
5099233 | UNKNOWN
5099234 | UNKNOWN
5099235 | UNKNOWN
5099236 | UNKNOWN
5099237 | UNKNOWN
5099238 | UNKNOWN
5099239 | UNKNOWN
5099240 | UNKNOWN
5099241 | UNKNOWN
5099243 | UNKNOWN
5099244 | UNKNOWN
5099245 | UNKNOWN
5099246 | UNKNOWN
5099247 | UNKNOWN
5099248 | UNKNOWN
5099250 | UNKNOWN
5099251 | UNKNOWN
5099252 | UNKNOWN
5099253 | UNKNOWN
5099254 | UNKNOWN
5099255 | UNKNOWN
5099256 | UNKNOWN
5099257 | UNKNOWN
5099258 | UNKNOWN
5099260 | UNKNOWN
5099261 | SEVERN TRENT
5099262 | UNKNOWN
5099263 | UNKNOWN
5099264 | UNKNOWN
5099265 | UNKNOWN
5099266 | UNKNOWN
5099268 | UNKNOWN
5099269 | UNKNOWN
5099270 | UNKNOWN
5099271 | UNKNOWN
5099272 | UNKNOWN
5099273 | UNKNOWN
5099274 | UNKNOWN
5099275 | UNKNOWN
5099277 | UNKNOWN
5099278 | UNKNOWN
5099279 | UNKNOWN
5099280 | UNKNOWN
5099281 | UNKNOWN
5099282 | UNKNOWN
5099283 | UNKNOWN
5099285 | UNKNOWN
5099286 | UNKNOWN
5099287 | UNKNOWN
5099288 | UNKNOWN
5099289 | UNKNOWN
5099290 | UNKNOWN
5099291 | UNKNOWN
5099292 | UNKNOWN
5099293 | UNKNOWN
5099295 | UNKNOWN
5099296 | UNKNOWN
5099297 | UNKNOWN
5099298 | UNKNOWN
5099299 | UNKNOWN
5099596 | UNKNOWN
5099684 | UNKNOWN
5099723 | UNKNOWN
5099748 | UNKNOWN
5099761 | UNKNOWN
5099900 | UNKNOWN
5099902 | UNKNOWN
5099903 | UNKNOWN
5099904 | UNKNOWN
5099905 | UNKNOWN
5099906 | UNKNOWN
5099907 | UNKNOWN
5099908 | UNKNOWN
5099909 | UNKNOWN
5099910 | UNKNOWN
5099912 | UNKNOWN
5099913 | UNKNOWN
5099914 | UNKNOWN
5099915 | UNKNOWN
5099916 | UNKNOWN
5099918 | UNKNOWN
5099919 | UNKNOWN
5099920 | UNKNOWN
5099921 | UNKNOWN
5099922 | UNKNOWN
5099923 | UNKNOWN
5099924 | UNKNOWN
5099925 | UNKNOWN
5099926 | UNKNOWN
5099927 | UNKNOWN
5099928 | UNKNOWN
5099930 | UNKNOWN
5099931 | UNKNOWN
5099932 | UNKNOWN
5099933 | UNKNOWN
5099936 | UNKNOWN
5099937 | FAIRBANKS
5099938 | FAIRBANKS
5099939 | FAIRBANKS
5099940 | FAIRBANKS
5099941 | UNKNOWN
5099942 | FLYGT
5099943 | FLYGT
5099944 | GOULDS
5099946 | GOULDS
5099947 | UNKNOWN
5099948 | UNKNOWN
5099949 | FLYGT
5099951 | FLYGT
5099952 | GOULDS
5099953 | GOULDS
5099954 | FLYGT
5099955 | FLYGT
5099956 | UNKNOWN
5099957 | CHAMPION
5099958 | CHAMPION
5099959 | UNKNOWN
5099961 | UNKNOWN
5099962 | UNKNOWN
5099963 | MARATHON
5099964 | MARATHON
5099966 | UNKNOWN
5099967 | UNKNOWN
5099968 | ITT
5099969 | UNKNOWN
5099970 | UNKNOWN
5099971 | UNKNOWN
5099972 | UNKNOWN
5099973 | FLYGT
5099974 | FLYGT
5099975 | UNKNOWN
5099977 | UNKNOWN
5099978 | UNKNOWN
5099979 | UNKNOWN
5099980 | UNKNOWN
5099981 | BALDOR
5099982 | BALDOR
5099984 | UNKNOWN
5099985 | UNKNOWN
5099986 | UNKNOWN
5099987 | UNKNOWN
5099988 | UNKNOWN
5099989 | UNKNOWN
5099991 | UNKNOWN
5099992 | SIGMA
5099993 | SIGMA
5099994 | SIGMA
5099995 | SIGMA
5099997 | SIGMA
5099998 | SIGMA
5099999 | SIGMA
5100016 | UNKNOWN
5100024 | DREXELBROOK
5100035 | UNKNOWN
5100038 | US MOTORS
5100093 | UNKNOWN
5100096 | UNKNOWN
5100097 | BALDOR
5100098 | UNKNOWN
5100466 | SIEMENS
5100650 | UNKNOWN
5100659 | UNKNOWN
5100685 | UNKNOWN
5100800 | UNKNOWN
5100801 | UNKNOWN
5100802 | UNKNOWN
5100803 | UNKNOWN
5100805 | UNKNOWN
5100806 | UNKNOWN
5100807 | UNKNOWN
5100808 | UNKNOWN
5100809 | UNKNOWN
5100810 | UNKNOWN
5100812 | UNKNOWN
5100813 | UNKNOWN
5100814 | UNKNOWN
5100815 | UNKNOWN
5100816 | UNKNOWN
5100817 | UNKNOWN
5100818 | UNKNOWN
5100819 | UNKNOWN
5100820 | UNKNOWN
5100822 | UNKNOWN
5100823 | UNKNOWN
5100824 | UNKNOWN
5100825 | UNKNOWN
5100826 | UNKNOWN
5100833 | UNKNOWN
5100834 | UNKNOWN
5100835 | ITE
5100836 | ITE
5100837 | UNKNOWN
5100838 | UNKNOWN
5100839 | UNKNOWN
5100840 | UNKNOWN
5100841 | SIEMENS
5100843 | SIEMENS
5100845 | UNKNOWN
5100846 | UNKNOWN
5100847 | UNKNOWN
5100848 | UNKNOWN
5100849 | UNKNOWN
5100850 | UNKNOWN
5100851 | UNKNOWN
5100852 | UNKNOWN
5100853 | SIEMENS
5100854 | SIEMENS
5100855 | UNKNOWN
5100856 | UNKNOWN
5100857 | UNKNOWN
5100858 | UNKNOWN
5100860 | SIEMENS
5100862 | SIEMENS
5100863 | UNKNOWN
5100864 | UNKNOWN
5100865 | UNKNOWN
5100866 | UNKNOWN
5100867 | UNKNOWN
5100868 | UNKNOWN
5100869 | UNKNOWN
5100870 | UNKNOWN
5100871 | UNKNOWN
5100872 | UNKNOWN
5100873 | SIEMENS
5100874 | UNKNOWN
5100877 | UNKNOWN
5100878 | UNKNOWN
5100879 | CUMMINS
5100880 | ONAN
5100881 | UNKNOWN
5100882 | UNKNOWN
5100883 | Bristol
5100884 | Bristol
5100885 | Bristol
5100886 | Bristol
5100887 | Bristol
5100888 | UNKNOWN
5100889 | MDS
5100890 | MDS
5100891 | MDS
5100894 | MDS
5100895 | MDS
5100896 | MDS
5100897 | MDS
5100898 | MDS
5100992 | UNKNOWN
5101453 | UNKNOWN
5101494 | UNKNOWN
5102274 | UNKNOWN
5102414 | UNKNOWN
5102415 | ABB
5102416 | ABB
5102417 | ABB
5102418 | SIEMENS
5102419 | UNKNOWN
5102420 | UNKNOWN
5102422 | UNKNOWN
5102423 | UNKNOWN
5102424 | UNKNOWN
5102454 | UNKNOWN
5102472 | UNKNOWN
5102473 | UNKNOWN
5102475 | CUTLER HAMMER
5102477 | UNKNOWN
5102479 | WESTINGHOUSE
5102482 | SEVERN TRENT
5102714 | UNKNOWN
5102738 | UNKNOWN
5102743 | GE
5102747 | UNKNOWN
5102756 | ENDRESS-HAUSER
5102759 | ENDRESS-HAUSER
5102761 | ENDRESS-HAUSER
5102763 | ENDRESS-HAUSER
5102768 | ENDRESS-HAUSER
5102770 | ENDRESS-HAUSER
5102772 | ENDRESS-HAUSER
5102775 | ENDRESS-HAUSER
5102777 | ENDRESS-HAUSER
5102779 | ENDRESS-HAUSER
5102781 | ENDRESS-HAUSER
5102786 | ENDRESS-HAUSER
5103225 | UNKNOWN
5103271 | DREXELBROOK
5103733 | UNKNOWN
5103930 | UNKNOWN
5103976 | UNKNOWN
5103984 | SEVERN TRENT
5104754 | UNKNOWN
5104804 | BRISTOL BABCOCK
5104873 | UNKNOWN
5105403 | UNKNOWN
5105417 | HONEYWELL
5105626 | UNKNOWN
5105642 | UNKNOWN
5105684 | UNKNOWN
5106037 | DREXELBROOK
5106480 | UNKNOWN
5106534 | UNKNOWN
5106562 | UNKNOWN
5106578 | SIEMENS
5106783 | SQUARE D
5107079 | DREXELBROOK
5107503 | UNKNOWN
5107543 | UNKNOWN
5107590 | UNKNOWN
5107754 | PULSATRON
5107757 | DREXELBROOK
5107760 | UNKNOWN
5107762 | DREXELBROOK
5107764 | DREXELBROOK
5107767 | UNKNOWN
5107768 | ENDRESS-HAUSER
5107794 | ZELLWEGER ANALYTICS
5108021 | UNKNOWN
5108345 | UNKNOWN
5108866 | UNKNOWN
5108868 | UNKNOWN
5109075 | PULSATRON
5109082 | UNKNOWN
5109170 | UNKNOWN
5109508 | UNKNOWN
5109599 | UNKNOWN
5110075 | UNKNOWN
5110087 | UNKNOWN
5110206 | UNKNOWN
5110245 | DREXELBROOK
5110329 | UNKNOWN
5110794 | UNKNOWN
5111438 | UNKNOWN
5111442 | UNKNOWN
5111447 | ENDRESS-HAUSER
5111591 | UNKNOWN
5111729 | UNKNOWN
5111779 | UNKNOWN
5112564 | UNKNOWN
5112759 | UNKNOWN
5112762 | UNKNOWN
5112795 | SEVERN TRENT
5113147 | UNKNOWN
5113155 | UNKNOWN
5113193 | UNKNOWN
5113566 | ALLEN BRADLEY
5113629 | SEVERN TRENT
5113631 | PROMINENT
5113633 | PROMINENT
5113635 | SEVERN TRENT
5113994 | UNKNOWN
5114108 | UNKNOWN
5114515 | UNKNOWN
5114544 | SIEMENS
5114608 | UNKNOWN
5114623 | UNKNOWN
5114973 | UNKNOWN
5114975 | UNKNOWN
5114977 | UNKNOWN
5114979 | UNKNOWN
5114982 | UNKNOWN
5114984 | UNKNOWN
5114986 | UNKNOWN
5114989 | UNKNOWN
5114991 | UNKNOWN
5114993 | UNKNOWN
5114995 | UNKNOWN
5114997 | UNKNOWN
5114999 | UNKNOWN
5115176 | SPARLING
5115326 | DREXELBROOK
5115510 | UNKNOWN
5115512 | UNKNOWN
5115514 | UNKNOWN
5115516 | UNKNOWN
5115601 | UNKNOWN
5115656 | UNKNOWN
5115675 | UNKNOWN
5115806 | UNKNOWN
5115823 | PULSATRON
5116414 | UNKNOWN
5116483 | UNKNOWN
5116775 | HACH
5116777 | Bristol
5116779 | SIEMENS
5116938 | UNKNOWN
5117004 | EMERSON
5117088 | POLYPROCESSING
5117503 | UNKNOWN
5117567 | UNKNOWN
5118106 | SEVERN TRENT
5118107 | UNKNOWN
5118111 | UNKNOWN
5118112 | UNKNOWN
5118113 | UNKNOWN
5118114 | UNKNOWN
5118126 | UNKNOWN
5118173 | UNKNOWN
5118192 | UNKNOWN
5118497 | ABB
5118746 | UNKNOWN
5118747 | UNKNOWN
5118767 | DREXELBROOK
5118962 | ENDRESS-HAUSER
5118966 | ENDRESS-HAUSER
5119663 | UNKNOWN
5119765 | DREXELBROOK
5119791 | MILROY
5120400 | UNKNOWN
5121261 | DREXELBROOK
5121533 | ROSEMOUNT
5121866 | UNKNOWN
5121894 | UNKNOWN
5121922 | UNKNOWN
5121928 | UNKNOWN
5121949 | SEVERN TRENT
5122563 | UNKNOWN
5122930 | UNKNOWN
5122996 | UNKNOWN
5123217 | DREXELBROOK
5123220 | DREXELBROOK
5123223 | ENDRESS-HAUSER
5123279 | UNKNOWN
5123296 | UNKNOWN
5123309 | UNKNOWN
5123631 | SEVERN TRENT
5124057 | UNKNOWN
5124206 | UNKNOWN
5124285 | UNKNOWN
5124299 | UNKNOWN
5124575 | EMERSON
5124809 | UNKNOWN
5124822 | UNKNOWN
5124860 | UNKNOWN
5124946 | UNKNOWN
5125727 | UNKNOWN
5125828 | UNKNOWN
5125844 | UNKNOWN
5125901 | SQUARE D
5125905 | SQUARE D
5125909 | BRISTOL
5125919 | BRISTOL
5125920 | UNKNOWN
5125925 | BRISTOL
5125926 | UNKNOWN
5125927 | BRISTOL
5125928 | UNKNOWN
5125929 | BRISTOL
5125930 | UNKNOWN
5125943 | BRISTOL
5125947 | UNKNOWN
5125948 | BRISTOL
5125949 | POLYPROCESSING
5125950 | Allen Bradley
5125951 | BRISTOL
5125958 | BRISTOL
5125961 | BRISTOL
5125977 | BRISTOL
5125978 | UNKNOWN
5125979 | UNKNOWN
5125982 | Allen Bradley
5125988 | CUMMINS
5125989 | CUMMINS
5126780 | UNKNOWN
5126856 | UNKNOWN
5126864 | DREXELBROOK
5126874 | UNKNOWN
5126962 | ENDRESS-HAUSER
5126987 | ENDRESS-HAUSER
5126989 | SIEMENS
5127909 | UNKNOWN
5128342 | UNKNOWN
5128345 | UNKNOWN
5128375 | UNKNOWN
5128776 | UNKNOWN
5128913 | UNKNOWN
5129084 | SIEMENS
5129086 | SIEMENS
5129088 | SIEMENS
5129090 | SIEMENS
5129092 | SIEMENS
5129094 | SIEMENS
5129096 | SIEMENS
5129098 | SIEMENS
5129301 | SIEMENS
5129303 | SIEMENS
5129305 | ENDRESS-HAUSER
5129307 | ENDRESS-HAUSER
5129312 | ENDRESS-HAUSER
5129316 | ENDRESS-HAUSER
5129323 | ENDRESS-HAUSER
5129327 | ENDRESS-HAUSER
5129524 | UNKNOWN
5129538 | SIGMA
5129570 | UNKNOWN
5129853 | UNKNOWN
5130360 | UNKNOWN
5130405 | BRISTOL
5130461 | BRISTOL
5130487 | UNKNOWN
5130898 | UNKNOWN
5131019 | UNKNOWN
5131303 | UNKNOWN
5131351 | BRISTOL
5131825 | PULSAFEEDER
5131827 | MILROY
5131829 | MILROY
5131831 | GOULDS
5131832 | MILROY
5131834 | PULSAFEEDER
5131836 | MILROY
5131838 | PULSAFEEDER
5131840 | PULSAFEEDER
5131842 | GOULDS
5131843 | US MOTORS
5131845 | US MOTORS
5131847 | ROSEMOUNT
5131849 | ROSEMOUNT
5131851 | WALLACE-TIERNAN
5131853 | WALLACE-TIERNAN
5131855 | ROSEMOUNT
5131857 | ROSEMOUNT
5131859 | KOBOLD
5131861 | KOBOLD
5131863 | ENDRESS-HAUSER
5131865 | ENDRESS-HAUSER
5131867 | UNKNOWN
5131868 | ENDRESS-HAUSER
5131870 | KOBOLD
5131872 | KOBOLD
5131874 | EMERSON
5131876 | ROSEMOUNT
5131878 | ROSEMOUNT
5131880 | ENDRESS-HAUSER
5131882 | ENDRESS-HAUSER
5131885 | UNKNOWN
5131887 | UNKNOWN
5131889 | UNKNOWN
5131892 | EMERSON
5131894 | UNKNOWN
5131896 | UNKNOWN
5131897 | UNKNOWN
5132001 | UNKNOWN
5132077 | UNKNOWN
5132106 | BRISTOL
5132137 | UNKNOWN
5132161 | BRISTOL
5132167 | SEVERN TRENT
5132181 | BRISTOL
5132196 | BRISTOL
5132235 | MCCROMETER
5132418 | CUTLER HAMMER
5132419 | CUTLER HAMMER
5132421 | UNKNOWN
5132423 | UNKNOWN
5132425 | SQUARE D
5132426 | CUTLER HAMMER
5132428 | SQUARE D
5132430 | UNKNOWN
5132432 | CUTLER HAMMER
5132434 | UNKNOWN
5132436 | UNKNOWN
5132438 | UNKNOWN
5132440 | UNKNOWN
5132442 | UNKNOWN
5132443 | EXIDE
5132445 | UNKNOWN
5132447 | UNKNOWN
5132449 | UNKNOWN
5132451 | KOHLER
5132453 | KOHLER
5132455 | BRISTOL BABCOCK
5132457 | BRISTOL BABCOCK
5132459 | MDS
5132461 | CONTROLWAVE
5132463 | UNKNOWN
5132465 | UNKNOWN
5132467 | UNKNOWN
5132469 | UNKNOWN
5132471 | POLYPROCESSING
5132473 | UNKNOWN
5132475 | UNKNOWN
5132478 | UNKNOWN
5132480 | SEVERN TRENT
5132482 | SEVERN TRENT
5132484 | UNKNOWN
5132486 | UNKNOWN
5132488 | UNKNOWN
5132490 | UNKNOWN
5132492 | REZNOR
5132494 | REZNOR
5132496 | REZNOR
5132498 | REZNOR
5132740 | UNKNOWN
5132780 | DREXELBROOK
5132781 | UNKNOWN
5132800 | REZNOR
5132802 | REZNOR
5132804 | REZNOR
5132806 | ADT
5132808 | UNKNOWN
5132810 | ENDRESS-HAUSER
5132812 | ENDRESS-HAUSER
5132814 | ENDRESS-HAUSER
5132816 | ENDRESS-HAUSER
5132818 | ENDRESS-HAUSER
5132820 | ENDRESS-HAUSER
5132823 | ENDRESS-HAUSER
5132825 | ENDRESS-HAUSER
5132827 | ENDRESS-HAUSER
5132829 | ENDRESS-HAUSER
5132831 | ENDRESS-HAUSER
5132833 | ENDRESS-HAUSER
5132835 | ENDRESS-HAUSER
5132837 | ENDRESS-HAUSER
5132839 | DREXELBROOK
5132842 | ENDRESS-HAUSER
5132844 | ENDRESS-HAUSER
5132846 | ENDRESS-HAUSER
5132849 | ENDRESS-HAUSER
5133152 | BRISTOL
5133184 | POLYPROCESSING
5133262 | MCCROMETER
5133832 | UNKNOWN
5133892 | BRISTOL
5134025 | UNKNOWN
5134072 | UNKNOWN
5134073 | DREXELBROOK
5134074 | PULSATRON
5134075 | UNKNOWN
5134076 | UNKNOWN
5134078 | DREXELBROOK
5134086 | UNKNOWN
5134392 | UNKNOWN
5134616 | POLYPROCESSING
5134653 | UNKNOWN
5135028 | UNKNOWN
5135515 | BRISTOL
5135525 | UNKNOWN
5135577 | UNKNOWN
5135623 | UNKNOWN
5136013 | UNKNOWN
5136023 | UNKNOWN
5136045 | UNKNOWN
5136455 | UNKNOWN
5136645 | UNKNOWN
5136652 | BRISTOL
5136936 | UNKNOWN
5136937 | UNKNOWN
5136938 | UNKNOWN
5136939 | SIGMA
5136998 | UNKNOWN
5137511 | UNKNOWN
5137557 | UNKNOWN
5137573 | BRISTOL
5137772 | UNKNOWN
5138431 | UNKNOWN
5138436 | UNKNOWN
5138437 | SIGMA
5138438 | UNKNOWN
5138439 | UNKNOWN
5138730 | UNKNOWN
5138762 | UNKNOWN
5138792 | BRISTOL
5138986 | UNKNOWN
5139949 | UNKNOWN
5139965 | UNKNOWN
5140729 | UNKNOWN
5140741 | UNKNOWN
5140790 | UNKNOWN
5140794 | MILROY
5140795 | UNKNOWN
5141005 | UNKNOWN
5141511 | BRISTOL
5141548 | UNKNOWN
5141549 | UNKNOWN
5141550 | BRISTOL
5141562 | UNKNOWN
5141573 | UNKNOWN
5142130 | UNKNOWN
5142155 | UNKNOWN
5142180 | UNKNOWN
5142605 | UNKNOWN
5142629 | UNKNOWN
5142655 | UNKNOWN
5142678 | UNKNOWN
5142800 | UNKNOWN
5142801 | MILROY
5142802 | UNKNOWN
5142805 | UNKNOWN
5142811 | MILROY
5142828 | UNKNOWN
5142868 | UNKNOWN
5142879 | UNKNOWN
5142889 | UNKNOWN
5143202 | UNKNOWN
5143238 | SPARLING
5144126 | BRISTOL
5144179 | UNKNOWN
5144186 | UNKNOWN
5144397 | SPARLING
5145440 | BRISTOL
5145490 | UNKNOWN
5145496 | UNKNOWN
5145741 | SPARLING
5146550 | BRISTOL
5146994 | UNKNOWN
5146997 | UNKNOWN
5147199 | UNKNOWN
5147904 | UNKNOWN
5147910 | UNKNOWN
5147962 | BRISTOL
5148440 | UNKNOWN
5149215 | UNKNOWN
5149220 | LAYNE CHRISTENSEN
5149268 | BRISTOL
5149354 | UNKNOWN
5150307 | UNKNOWN
5150313 | UNKNOWN
5150621 | UNKNOWN
5150628 | UNKNOWN
5150677 | BRISTOL
5150731 | GOULDS
5150757 | UNKNOWN
5150781 | UNKNOWN
5151558 | UNKNOWN
5151874 | ITT
5152039 | UNKNOWN
5152050 | UNKNOWN
5152093 | BRISTOL
5152422 | SQUARE D
5152488 | SQUARE D
5152708 | UNKNOWN
5152729 | UNKNOWN
5152747 | ITT
5152758 | BRISTOL BABCOCK
5152761 | UNKNOWN
5152769 | UNKNOWN
5152772 | WORTHINGTON
5152774 | BRISTOL BABCOCK
5152781 | UNKNOWN
5152784 | INGERSOL RAND
5152786 | BRISTOL BABCOCK
5152790 | UNKNOWN
5152795 | UNKNOWN
5152797 | INGERSOL RAND
5152827 | UNKNOWN
5153001 | SQUARE D
5153111 | UNKNOWN
5153112 | UNKNOWN
5153113 | MDS
5153114 | UNKNOWN
5153115 | UNKNOWN
5153116 | MDS
5153117 | UNKNOWN
5153126 | UNKNOWN
5153131 | MDS
5153132 | UNKNOWN
5153133 | UNKNOWN
5153134 | MDS
5153135 | UNKNOWN
5153136 | UNKNOWN
5153138 | MDS
5153164 | UNKNOWN
5153175 | UNKNOWN
5153182 | MDS
5153191 | UNKNOWN
5153192 | UNKNOWN
5153569 | PROMINENT
5154099 | PROMINENT
5155220 | PROMINENT
5155800 | BRISTOL BABCOCK
5155808 | FLOWSERVE
5155811 | UNKNOWN
5155813 | BRISTOL BABCOCK
5155818 | UNKNOWN
5155820 | UNKNOWN
5155825 | UNKNOWN
5155826 | UNKNOWN
5155832 | UNKNOWN
5155833 | INGERSOL RAND
5155838 | UNKNOWN
5155840 | UNKNOWN
5155845 | INGERSOL RAND
5155847 | UNKNOWN
5155851 | UNKNOWN
5155853 | UNKNOWN
5155858 | WORTHINGTON
5155861 | UNKNOWN
5155864 | BRISTOL BABCOCK
5155867 | UNKNOWN
5155871 | WORTHINGTON
5155875 | UNKNOWN
5155878 | BRISTOL BABCOCK
5155882 | LMI
5155884 | UNKNOWN
5155889 | UNKNOWN
5155891 | BRISTOL BABCOCK
5155895 | LMI
5155897 | INGERSOL RAND
5157909 | MDS
5157965 | UNKNOWN
5157966 | MDS
5157967 | UNKNOWN
5157968 | UNKNOWN
5157972 | MDS
5157976 | UNKNOWN
5158789 | UNKNOWN
5158791 | UNKNOWN
5158794 | MILTON ROY
5158795 | MILTON ROY
5158798 | MILTON ROY
5159065 | UNKNOWN
5159067 | UNKNOWN
5159069 | UNKNOWN
5159345 | UNKNOWN
5159374 | MDS
5159908 | UNKNOWN
5159962 | MDS
5159969 | UNKNOWN
5159995 | UNKNOWN
5160560 | SQUARE D
5160569 | CUTLER HAMMER
5160873 | MDS
5160890 | UNKNOWN
5161003 | UNKNOWN
5161005 | BRISTOL BABCOCK
5161009 | UNKNOWN
5161011 | INGERSOL RAND
5161017 | BRISTOL BABCOCK
5161018 | UNKNOWN
5161023 | UNKNOWN
5161042 | BRISTOL BABCOCK
5161068 | FLO-TECH
5161516 | UNKNOWN
5161517 | MDS
5161518 | UNKNOWN
5161519 | UNKNOWN
5161579 | MDS
5162900 | UNKNOWN
5162914 | UNKNOWN
5162963 | MDS
5162980 | UNKNOWN
5163220 | WORTHINGTON
5163226 | AMERICAN FAN
5163253 | BRISTOL BABCOCK
5163479 | ONAN
5163654 | DETROIT
5163703 | UNKNOWN
5163754 | WORTHINGTON
5163766 | FOXBORO
5163772 | UNKNOWN
5163981 | UNKNOWN
5163985 | UNKNOWN
5164155 | UNKNOWN
5164190 | MDS
5164451 | FLO-TECH
5164476 | EMERSON
5164490 | UNKNOWN
5164807 | UNKNOWN
5164892 | UNKNOWN
5165116 | UNKNOWN
5165182 | FLO-TECH
5165189 | EMERSON
5165200 | DETROIT
5165432 | UNKNOWN
5165433 | UNKNOWN
5165434 | UNKNOWN
5165435 | SQUARE D
5165436 | UNKNOWN
5165437 | SQUARE D
5165438 | UNKNOWN
5165439 | WESTINGHOUSE
5165440 | UNKNOWN
5165441 | UNKNOWN
5165442 | SQUARE D
5165443 | UNKNOWN
5165444 | UNKNOWN
5165480 | UNKNOWN
5165545 | UNKNOWN
5165714 | WORTHINGTON
5165759 | UNKNOWN
5165974 | CATERPILLAR
5166028 | UNKNOWN
5166045 | UNKNOWN
5166048 | BRISTOL BABCOCK
5166049 | UNKNOWN
5166050 | FLOWSERVE
5166051 | UNKNOWN
5166052 | UNKNOWN
5166053 | BRISTOL BABCOCK
5166054 | FLOWSERVE
5166055 | UNKNOWN
5166056 | UNKNOWN
5166057 | UNKNOWN
5166058 | UNKNOWN
5166059 | US MOTORS
5166060 | INGERSOL RAND
5166077 | UNKNOWN
5166484 | WAUKESHA
5166811 | JOHN DEERE
5167257 | UNKNOWN
5167339 | UNKNOWN
5167376 | UNKNOWN
5167383 | JEFFERSON ELECTRIC
5167782 | UNKNOWN
5167785 | WESTINGHOUSE
5168110 | UNKNOWN
5168319 | UNKNOWN
5168324 | UNKNOWN
5168325 | UNKNOWN
5168326 | UNKNOWN
5168327 | UNKNOWN
5168328 | UNKNOWN
5168329 | UNKNOWN
5168330 | UNKNOWN
5168333 | UNKNOWN
5168425 | US MOTORS
5168471 | UNKNOWN
5168480 | UNKNOWN
5168834 | ONAN
5168846 | DETROIT
5168858 | DETROIT
5168981 | US MOTORS
5168989 | BRISTOL BABCOCK
5169369 | UNKNOWN
5169370 | UNKNOWN
5169406 | UNKNOWN
5169414 | US MOTORS
5169417 | UNKNOWN
5169426 | US MOTORS
5169429 | WORTHINGTON
5169438 | US MOTORS
5169440 | WORTHINGTON
5171442 | DETROIT
5172043 | CATERPILLAR
5172238 | LAYNE CHRISTENSEN
5172239 | PULSATRON
5172240 | PULSATRON
5172364 | GENTEX CORP
5172517 | UNKNOWN
5173042 | ROSEMOUNT
5173044 | ROSEMOUNT
5173047 | ROSEMOUNT
5173049 | ROSEMOUNT
5173057 | HACH
5173095 | UNKNOWN
5173915 | UNKNOWN
5174242 | UNKNOWN
5174415 | REZNOR
5174416 | UNKNOWN
5174594 | UNKNOWN
5174837 | UNKNOWN
10442478 | UNKNOWN
10442480 | PLAST-O-MATIC
10442482 | UNKNOWN
10442484 | UNKNOWN
10442486 | UNKNOWN
10442488 | UNKNOWN
10442490 | PLAST-O-MATIC
10442492 | UNKNOWN
10442494 | UNKNOWN
10442496 | UNKNOWN
10442498 | UNKNOWN
10444100 | UNKNOWN
10444102 | UNKNOWN
10444104 | PLAST-O-MATIC
10444106 | UNKNOWN
10444108 | UNKNOWN
10444110 | PLAST-O-MATIC
10444112 | UNKNOWN
10444114 | PLAST-O-MATIC
10444116 | UNKNOWN
10444119 | UNKNOWN
10444121 | UNKNOWN
10444123 | UNKNOWN
10444125 | UNKNOWN
10444127 | UNKNOWN
10444129 | PLAST-O-MATIC
10445768 | UNKNOWN
10449425 | UNKNOWN
10452925 | PLAST-O-MATIC
10455983 | UNKNOWN
10459291 | UNKNOWN
10463605 | UNKNOWN
10467531 | UNKNOWN
10471370 | UNKNOWN
10471953 | UNKNOWN
10471956 | UNKNOWN
10471957 | UNKNOWN
10471960 | UNKNOWN
10471963 | UNKNOWN
10471966 | ROSS
10471969 | UNKNOWN
10471970 | UNKNOWN
10471973 | UNKNOWN
10471976 | UNKNOWN
10471978 | UNKNOWN
10471979 | UNKNOWN
10471982 | UNKNOWN
10471985 | ROSS
10471987 | UNKNOWN
10471990 | UNKNOWN
10471993 | UNKNOWN
10471995 | ROSS
10471997 | UNKNOWN
10473500 | UNKNOWN
10473503 | UNKNOWN
10473506 | UNKNOWN
10473508 | UNKNOWN
10473510 | UNKNOWN
10473512 | UNKNOWN
10473515 | UNKNOWN
10473518 | UNKNOWN
10473520 | UNKNOWN
10473523 | UNKNOWN
10473526 | ROSS
10473527 | ROSS
10473530 | UNKNOWN
10473533 | UNKNOWN
10473536 | UNKNOWN
10473538 | UNKNOWN
10473540 | ROSS
10473543 | UNKNOWN
10473545 | UNKNOWN
10473548 | UNKNOWN
10473550 | UNKNOWN
10473553 | PRATT
10473554 | PRATT
10473557 | VAL-MATIC
10475036 | UNKNOWN
10479307 | UNKNOWN
10481257 | UNKNOWN
10481258 | UNKNOWN
10481261 | UNKNOWN
10481263 | UNKNOWN
10481265 | UNKNOWN
10481268 | UNKNOWN
10481271 | UNKNOWN
10481273 | UNKNOWN
10481275 | UNKNOWN
10481278 | UNKNOWN
10481280 | UNKNOWN
10481282 | UNKNOWN
10481285 | UNKNOWN
10481287 | UNKNOWN
10481290 | UNKNOWN
10481292 | UNKNOWN
10481295 | UNKNOWN
10481297 | UNKNOWN
10481299 | UNKNOWN
10482702 | UNKNOWN
10482705 | UNKNOWN
10482707 | UNKNOWN
10482709 | UNKNOWN
10482712 | UNKNOWN
10482714 | UNKNOWN
10482716 | UNKNOWN
10482719 | UNKNOWN
10482722 | UNKNOWN
10482723 | UNKNOWN
10482725 | UNKNOWN
10482727 | UNKNOWN
10482730 | UNKNOWN
10482733 | UNKNOWN
10482734 | UNKNOWN
10483510 | UNKNOWN
10487304 | UNKNOWN
10488701 | UNKNOWN
10488707 | UNKNOWN
10488712 | UNKNOWN
10488717 | UNKNOWN
10488722 | UNKNOWN
10488726 | UNKNOWN
10488728 | UNKNOWN
10488733 | UNKNOWN
10488738 | UNKNOWN
10488743 | UNKNOWN
10488744 | UNKNOWN
10488753 | UNKNOWN
10488757 | UNKNOWN
10488761 | UNKNOWN
10488765 | UNKNOWN
10488770 | UNKNOWN
10488773 | UNKNOWN
10488779 | UNKNOWN
10488784 | UNKNOWN
10488789 | UNKNOWN
10488792 | UNKNOWN
10489500 | UNKNOWN
10489504 | UNKNOWN
10489508 | UNKNOWN
10489512 | UNKNOWN
10489516 | UNKNOWN
10489520 | UNKNOWN
10489524 | UNKNOWN
10491306 | UNKNOWN
10494914 | UNKNOWN
10498535 | UNKNOWN
10502163 | PLAST-O-MATIC
10502172 | PLAST-O-MATIC
10502177 | PLAST-O-MATIC
10502182 | PLAST-O-MATIC
10502187 | PLAST-O-MATIC
10502195 | PLAST-O-MATIC
10502633 | PLAST-O-MATIC
10502703 | PLAST-O-MATIC
10506173 | UNKNOWN
10510825 | UNKNOWN
10514836 | UNKNOWN
10518459 | UNKNOWN
10522846 | UNKNOWN
10527435 | UNKNOWN
10531140 | PLAST-O-MATIC
10534571 | UNKNOWN
10538867 | UNKNOWN
10542769 | UNKNOWN
10546464 | UNKNOWN
10550167 | UNKNOWN
10555425 | UNKNOWN
10559472 | UNKNOWN
10564534 | UNKNOWN
10568781 | UNKNOWN
10573558 | UNKNOWN
10574962 | UNKNOWN
10574963 | KENNEDY
10574965 | MUELLER
10574966 | CRISPIN
10574968 | UNKNOWN
10574970 | CRISPIN
10574972 | MUELLER
10574974 | UNKNOWN
10574976 | UNKNOWN
10574978 | UNKNOWN
10574979 | UNKNOWN
10574981 | UNKNOWN
10574983 | UNKNOWN
10574985 | UNKNOWN
10574986 | UNKNOWN
10574988 | UNKNOWN
10574990 | UNKNOWN
10574992 | UNKNOWN
10578530 | UNKNOWN
10582190 | UNKNOWN
10586093 | UNKNOWN
10586896 | UNKNOWN
10592099 | UNKNOWN
10598602 | UNKNOWN
10603407 | UNKNOWN
10608510 | PLAST-O-MATIC
10613516 | UNKNOWN
10617774 | UNKNOWN
10623072 | UNKNOWN
10627675 | UNKNOWN
10632774 | UNKNOWN
10637471 | UNKNOWN
10642278 | UNKNOWN
10647080 | UNKNOWN
10651677 | UNKNOWN
10657563 | UNKNOWN
10662785 | UNKNOWN
10668264 | UNKNOWN
10674110 | UNKNOWN
10674613 | UNKNOWN
10678897 | UNKNOWN
10680234 | UNKNOWN
10684394 | UNKNOWN
10685922 | UNKNOWN
10689986 | UNKNOWN
10691282 | UNKNOWN
10695499 | UNKNOWN
10697164 | UNKNOWN
10700897 | UNKNOWN
10701160 | UNKNOWN
10705180 | UNKNOWN
10705875 | UNKNOWN
10707688 | UNKNOWN
10707693 | UNKNOWN
10708905 | UNKNOWN
10708911 | UNKNOWN
10708917 | UNKNOWN
10708921 | UNKNOWN
10708926 | UNKNOWN
10708932 | UNKNOWN
10708938 | UNKNOWN
10708945 | UNKNOWN
10708950 | UNKNOWN
10708955 | UNKNOWN
10708960 | UNKNOWN
10708963 | UNKNOWN
10708968 | UNKNOWN
10708972 | UNKNOWN
10708977 | UNKNOWN
10708982 | UNKNOWN
10708985 | UNKNOWN
10708990 | UNKNOWN
10708996 | UNKNOWN
10709801 | UNKNOWN
10709804 | UNKNOWN
10709810 | UNKNOWN
10709815 | UNKNOWN
10709819 | UNKNOWN
10709825 | UNKNOWN
10709829 | UNKNOWN
10709835 | UNKNOWN
10709839 | UNKNOWN
10709844 | UNKNOWN
10709854 | UNKNOWN
10709866 | UNKNOWN
10709872 | UNKNOWN
10709876 | UNKNOWN
10709996 | UNKNOWN
10715325 | UNKNOWN
10720204 | UNKNOWN
10724223 | UNKNOWN
10728341 | UNKNOWN
10731890 | UNKNOWN
10737311 | UNKNOWN
10741149 | PLAST-O-MATIC
10746028 | UNKNOWN
10801462 | PLAST-O-MATIC
5185500 | CHICAGO BRIDGE-IRON
5186704 | US PIPE
5186705 | US PIPE
5186706 | US PIPE
5186707 | US PIPE
5186708 | CLA-VAL
5186709
5186710 | ASCO
5186711 | ASCO
5186712 | ASCO
5186713 | GLOBE STYLE
5186900 | ROSEMOUNT
5186901 | ROSEMOUNT
5186902 | ROSEMOUNT
5186904 | ROSEMOUNT
5186905 | ROSEMOUNT
5186906 | BRASCH
5186907 | BRASCH
5186908 | BRASCH
5186909 | ASCO
5186910 | SIEMENS
5186911 | HOFFMAN
5186912 | ALLEN-BRADLEY
10855461 | KENNEDY
10855462 | KENNEDY
10855463 | KENNEDY
5190402 | HACH
5190403 | GOULDS
5190404 | ALLEN BRADLEY
5190405 | UNKNOWN
5190511 | MILROY
5190512 | MILROY
5190600 | US MOTORS
5190601 | PULSATRON
5190602 | UNKNOWN
5190603 | UNKNOWN
5190604 | SEAMETRICS
5190605 | SEAMETRICS
5190700 | PULSATRON
5190701 | MILROY
5190702 | ENDRESS-HAUSER
5190703 | MILROY
10865029 | UNKNOWN
5190912 | UNKNOWN
5189919 | UNKNOWN
5190304 | ROSEMOUNT
5190305 | UNKNOWN
5190306 | UNKNOWN
5190307 | UNKNOWN
5190718 | UNKNOWN
5190719 | UNKNOWN
5190720 | UNKNOWN
5190721 | UNKNOWN
10865071 | PRATT
10865072 | PRATT
10865073 | PRATT
10865074 | PRATT
10865075 | PRATT
10865076 | PRATT
10865077 | PRATT
10865078 | PRATT
10865079 | PRATT
10865080 | PRATT
10865081 | PRATT
10865082 | PRATT
10865083 | PRATT
10864567 | PRATT
10864568 | PRATT
10864773 | PRATT
10864774 | PRATT
10864775 | PRATT
10864776 | PRATT
10864777 | PRATT
10864778 | PRATT
10864779 | PRATT
10864780 | PRATT
10865282 | PRATT
10865283 | PRATT
10865284 | PRATT
5190003 | REZNOR
5190004 | UNKNOWN
5190005 | ROSEMOUNT
5190006 | ROSEMOUNT
5190007 | ROSEMOUNT
5190008 | ROSEMOUNT
5190009 | ROSEMOUNT
5190010 | ROSEMOUNT
5190011 | ROSEMOUNT
5190012 | ROSEMOUNT
5190013 | KOBOLD
5190014 | EATON/CUTLER HAMMER
5190015 | EATON/CUTLER HAMMER
5190016 | ALLEN BRADLEY
5190017 | ALLEN BRADLEY
5190018 | UNKNOWN
5190527 | UNKNOWN
5190528 | UNKNOWN
5190529 | UNKNOWN
5190530 | UNKNOWN
5190531 | UNKNOWN
5190533 | UNKNOWN
5190534 | PRATT
5190535 | PRATT
5190536 | PRATT
5190537 | PRATT
5190538 | PRATT
5190539 | PRATT
5190540 | UNKNOWN
5190541 | UNKNOWN
5190542 | UNKNOWN
5190543 | UNKNOWN
5190544 | ENDRESS-HAUSER
5190545 | UNKNOWN
5190546 | UNKNOWN
5190547 | UNKNOWN
5190548 | BALDOR
5190549 | UNKNOWN
5190550 | UNKNOWN
5190551 | UNKNOWN
5190552 | UNKNOWN
5190553 | SIGMA
5190554 | ROSEMOUNT
5190555 | ROSEMOUNT
5190556 | ROSEMOUNT
5190557 | ROSEMOUNT
5190558 | ROSEMOUNT
5190559 | ROSEMOUNT
5190565 | ANDERSON INSTRUMENTS
5190019 | ROSEMOUNT
5190020 | ROSEMOUNT
5190021 | PRATT
5190022 | PRATT
5190023 | PRATT
5190217 | BALDOR
5190218 | GOULDS
5190219 | GOULDS
5190220 | PRATT
5190221 | PRATT
5190222 | UNKNOWN
5190223 | UNKNOWN
5190224 | ROSEMOUNT
5190225 | ROSEMOUNT
5190226 | ROSEMOUNT
5190227 | ROSEMOUNT
5190228 | ROSEMOUNT
5190229 | CLA-VAL
5191019 | UNKNOWN
5191020 | UNKNOWN
5191021 | ROSEMOUNT
5191022 | ROSEMOUNT
5191023 | ROSEMOUNT
5191024 | UNKNOWN
5191025 | UNKNOWN
5190024 | GARDNER DENVER
5190025 | UNKNOWN
5190026 | PRATT
5190027 | UNKNOWN
5190028 | SIEMENS
5190029 | UNKNOWN
5190030 | EATON/CUTLER HAMMER
5190031 | EATON/CUTLER HAMMER
5190032 | EATON/CUTLER HAMMER
5190033 | EATON/CUTLER HAMMER
5190034 | BARKSDALE
5190035 | UNKNOWN
5190571 | UNKNOWN
5190572 | UNKNOWN
5190573 | UNKNOWN
5190574 | UNKNOWN
5190575 | UNKNOWN
5190576 | UNKNOWN
5190577 | ROSEMOUNT
5190578 | BRY-AIR
5190579 | REZNOR
5190580 | REZNOR
5190581 | REZNOR
5190582 | WATTS
5190583 | WATTS
5190917 | ROSEMOUNT
5192200 | UNKNOWN
5192201 | UNKNOWN
5193601 | POLYPROCESSING
5193602 | POLYPROCESSING
5193603 | POLYPROCESSING
5193604 | ALLEN BRADLEY
5193605 | UNKNOWN
5194300 | ROSEMOUNT
5194301 | FLOWSERVE
5194302 | FLOWSERVE
5194303 | UNKNOWN
5194304 | ALLEN BRADLEY
5194305 | UNKNOWN
5194306 | ALLEN BRADLEY
5193523 | ALLEN BRADLEY
5193524 | ROSEMOUNT
5193525 | ROSEMOUNT
5193526 | QMARK
5194400 | UNKNOWN
5194401 | UNKNOWN
5194402 | UNKNOWN
5194403 | UNKNOWN
10870643 | UNKNOWN
5194549 | ALLEN BRADLEY
5194550 | ALLEN BRADLEY
5194551 | ALLEN BRADLEY
5194552 | ALLEN BRADLEY
5194553 | ALLEN BRADLEY
5194554 | ALLEN BRADLEY
5194555 | ALLEN BRADLEY
5195500 | GENERAC
5195501 | ALLEN BRADLEY
5195600 | UNKNOWN
5195314 | UNKNOWN
5194611 | UNKNOWN
5194612 | UNKNOWN
5194840 | SNYDER IND
5195611 | ENDRESS-HAUSER
5195612 | POLYPROCESSING
5195613 | UNKNOWN
5195614 | UNKNOWN
5195615 | UNKNOWN
5195616 | PULSATRON
5195617 | PULSATRON
5195618 | UNKNOWN
5195619 | ROSEMOUNT
5195620 | ROSEMOUNT
5195621 | ROSEMOUNT
5195622 | ROSEMOUNT
5195623 | UNKNOWN
5195624 | US MOTORS
5195625 | FLOWSERVE
5195626 | SQUARE D
5195627 | SQUARE D
5195628 | ADT
5195629 | KOBOLD
10875353 | GOLDEN ANDERSON
5194844 | PULSATRON
5194845 | PULSATRON
5194846 | ADT
5194847 | US MOTORS
5194848 | FLOWSERVE
5194849 | UNKNOWN
5194850 | UNKNOWN
5194851 | ROSEMOUNT
5194852 | ROSEMOUNT
5194853 | SQUARE D
5194854 | SQUARE D
5194855 | SQUARE D
5194856 | KOBOLD
5194857 | ROSEMOUNT
10874591 | GOLDEN ANDERSON
5196100 | UNKNOWN
5196101 | ROSEMOUNT
5196700 | UNKNOWN
5196800 | UNKNOWN
5196801 | UNKNOWN
5198700 | SEVERN TRENT
5198701 | SEVERN TRENT
5199000 | UNKNOWN
5199001 | UNKNOWN
5199002 | UNKNOWN
5199003 | UNKNOWN
5199004 | UNKNOWN
5199005 | UNKNOWN
5199006 | UNKNOWN
5199007 | UNKNOWN
5199008 | UNKNOWN
5199009 | UNKNOWN
5199010 | UNKNOWN
5199011 | UNKNOWN
5199012 | UNKNOWN
5199013 | UNKNOWN
5199014 | UNKNOWN
5199015 | UNKNOWN
5199016 | UNKNOWN
5199017 | UNKNOWN
5199018 | UNKNOWN
5199019 | UNKNOWN
5199020 | UNKNOWN
10881136 | CLA-VAL
10881137 | UNKNOWN
10881138 | ASCO
10881139 | ASCO
10881140 | ASCO
5200204 | SIEMENS
5200205 | FOXBORO
5198419 | FOXBORO
5198420 | FOXBORO
5198637 | FLOWSERVE
5198638 | UNKNOWN
5198639 | ALLEN BRADLEY
5198640 | FLOWSERVE
5198641 | FLOWSERVE
5198642 | ROSEMOUNT
5198643 | WORTHINGTON
10880473 | UNKNOWN
10880474 | EIM COMPANY
10880475 | EIM COMPANY
10880476 | EIM COMPANY
5200425 | UNKNOWN
5200426 | UNKNOWN
5200427 | UNKNOWN
5200428 | UNKNOWN
5200429 | UNKNOWN
5200430 | UNKNOWN
5200431 | UNKNOWN
5200432 | UNKNOWN
5200433 | UNKNOWN
5200434 | UNKNOWN
5200435 | UNKNOWN
5200436 | UNKNOWN
5200437 | UNKNOWN
5200438 | UNKNOWN
5200439 | UNKNOWN
5200440 | UNKNOWN
5200441 | UNKNOWN
5200442 | UNKNOWN
5200443 | UNKNOWN
5200444 | UNKNOWN
5200445 | UNKNOWN
5200446 | UNKNOWN
5200447 | UNKNOWN
5200448 | UNKNOWN
5200449 | UNKNOWN
5200450 | UNKNOWN
5200451 | UNKNOWN
5200452 | UNKNOWN
5200453 | UNKNOWN
5200454 | UNKNOWN
5200455 | UNKNOWN
5200456 | UNKNOWN
5200457 | UNKNOWN
5200458 | UNKNOWN
5200459 | UNKNOWN
5200460 | UNKNOWN
5200461 | UNKNOWN
5200462 | UNKNOWN
5200463 | UNKNOWN
5200464 | UNKNOWN
5200465 | UNKNOWN
5200466 | UNKNOWN
5200467 | UNKNOWN
5200468 | UNKNOWN
5200469 | UNKNOWN
5200470 | UNKNOWN
5200471 | UNKNOWN
5200472 | UNKNOWN
5200473 | UNKNOWN
5200474 | UNKNOWN
5200475 | UNKNOWN
5200476 | UNKNOWN
5200477 | UNKNOWN
5200478 | UNKNOWN
5200479 | UNKNOWN
5200480 | UNKNOWN
5200481 | UNKNOWN
5200482 | UNKNOWN
5200483 | UNKNOWN
5200484 | UNKNOWN
5200485 | UNKNOWN
5200486 | UNKNOWN
5200487 | UNKNOWN
5200488 | UNKNOWN
5200489 | UNKNOWN
5200490 | UNKNOWN
5200491 | UNKNOWN
5200492 | UNKNOWN
5200493 | UNKNOWN
5200494 | UNKNOWN
5200609 | UNKNOWN
5200610 | UNKNOWN
5200611 | UNKNOWN
5200612 | UNKNOWN
5200613 | UNKNOWN
5200614 | UNKNOWN
5200615 | UNKNOWN
5200616 | UNKNOWN
5200617 | UNKNOWN
5200618 | UNKNOWN
5200619 | UNKNOWN
5200620 | UNKNOWN
5200621 | UNKNOWN
5200622 | UNKNOWN
5200623 | UNKNOWN
5200624 | UNKNOWN
5200625 | UNKNOWN
5200626 | UNKNOWN
5200627 | UNKNOWN
5200628 | UNKNOWN
5200629 | UNKNOWN
5200630 | UNKNOWN
5200631 | UNKNOWN
5200632 | UNKNOWN
5200633 | UNKNOWN
5200634 | UNKNOWN
5200635 | UNKNOWN
5200636 | UNKNOWN
5200637 | UNKNOWN
5200638 | UNKNOWN
5200331 | UNKNOWN
5200332 | UNKNOWN
5205503 | GARDNER DENVER
5205504 | UNKNOWN
5205505 | UNKNOWN
5205506 | UNKNOWN
5205507 | UNKNOWN
5205508 | UNKNOWN
5205509 | UNKNOWN
5205510 | UNKNOWN
5205511 | UNKNOWN
5205512 | UNKNOWN
5205513 | BRY-AIR
5205514 | UNKNOWN
5205515 | UNKNOWN
5205516 | UNKNOWN
5205517 | UNKNOWN
5205518 | ROSEMOUNT
5205519 | ROSEMOUNT
5205520 | ROSEMOUNT
5205521 | ROSEMOUNT
5205522 | ROSEMOUNT
5205523 | ROSEMOUNT
5205524 | ROSEMOUNT
5205525 | ROSEMOUNT
5205526 | ROSEMOUNT
5205527 | ROSEMOUNT
10886582 | UNKNOWN
10886583 | UNKNOWN
10886584 | UNKNOWN
10889032 | UNKNOWN
10889033 | UNKNOWN
10889034 | UNKNOWN
10889035 | UNKNOWN
5207400 | UNKNOWN
5207401 | UNKNOWN
5207402 | UNKNOWN
5207403 | UNKNOWN
5207404 | UNKNOWN
5207405 | UNKNOWN
5207406 | UNKNOWN
5207407 | UNKNOWN
5207408 | UNKNOWN
5207409 | UNKNOWN
10893134 | ROSS
5209112 | ROSEMOUNT
5210300 | ROSEMOUNT
5210906 | PRECISION
5210907 | PRECISION
5210908 | PULSATRON
5210909 | PULSATRON
5210910 | SQUARE D
5210911 | SQUARE D
5210912 | UNKNOWN
5210913 | BRY-AIR
10896540 | MUELLER
10896541 | UNKNOWN
10896542 | UNKNOWN
20286820 | MUELLER
10897518 | UNKNOWN
10897519 | UNKNOWN
10897520 | UNKNOWN
10897521 | UNKNOWN
10897522 | UNKNOWN
10897523 | UNKNOWN
10897524 | UNKNOWN
10897525 | UNKNOWN
20287241 | MUELLER
20287242 | MUELLER
20287243 | MUELLER
5210019 | ROSEMOUNT
5210020 | ROSEMOUNT
5210021 | KOBOLD
5210022 | REZNOR
5210023 | REZNOR
5210024 | REZNOR
5210025 | ENDRESS-HAUSER
5210026 | UNKNOWN
5210027 | UNKNOWN
5210028 | REZNOR
5210029 | REZNOR
5210030 | UNKNOWN
5210031 | BRISTOL
5210032 | BRISTOL
5211605 | MARATHON
5211606 | AUGUSTA FIBERGLASS CO
5212100 | EATON/CUTLER HAMMER
5212101 | SEVERN TRENT
5212102 | MILTON ROY
5211905 | UNKNOWN
5211906 | UNKNOWN
5211907 | UNKNOWN
5211908 | KOBOLD
5211909 | KOBOLD
5211910 | ROSEMOUNT
5211911 | ROSEMOUNT
5211912 | EMERSON
5211913 | ROSEMOUNT
5211914 | ROSEMOUNT
5211915 | MILTON ROY
5211916 | MILTON ROY
5211917 | MILTON ROY
5211918 | REZNOR
5211919 | CHROMALOX
5211920 | REZNOR
5211921 | US MOTORS
5211922 | ENDRESS-HAUSER
5211923 | ROSEMOUNT
10900700 | UNKNOWN
10900701 | UNKNOWN
10900702 | UNKNOWN
10900703 | UNKNOWN
10900704 | UNKNOWN
10900705 | UNKNOWN
10900706 | UNKNOWN
10900707 | UNKNOWN
10901103 | UNKNOWN
20289501 | MUELLER
5214100 | ROSEMOUNT
5214101 | ROSEMOUNT
5214102 | ROSEMOUNT
5214200 | KOBOLD
5214201 | KOBOLD
5214202 | KENNEDY
5214203 | KENNEDY
5214204 | ENDRESS-HAUSER
5214205 | ENDRESS-HAUSER
5214206 | ROSEMOUNT
5214207 | VAL-MATIC
5214300 | UNKNOWN
5214301 | FLO-TECH
5215025 | UNKNOWN
5215026 | ALLEN BRADLEY
10905544 | CLA-VAL
10905545 | KENNEDY
5215027 | ROSEMOUNT
10907615 | MUELLER
10908601 | MUELLER
20293902 | MUELLER
10907618 | PRATT
10907619 | PRATT
10907620 | UNKNOWN
5218700 | ROSEMOUNT
10910513 | Ross
5219521 | UNKNOWN
10910659 | PRATT
10910660 | PRATT
10910661 | GOLDEN ANDERSON
10910662 | GOLDEN ANDERSON
5220200 | UNKNOWN
5220201 | UNKNOWN
5220202 | UNKNOWN
5220203 | UNKNOWN
5220204 | UNKNOWN
5220205 | UNKNOWN
5220707 | US MOTORS
5220708 | ITT
10911721 | UNKNOWN
5221852 | SQUARE D
5221853 | SQUARE D
5221854 | FLYGT
5221855 | EATON/CUTLER HAMMER
5221856 | FLYGT
5221857 | ALLEN BRADLEY
10911381 | ROSS
5223211 | UNKNOWN
5230336 | ALLEN BRADLEY
5230337 | CUMMINS
5230338 | UNKNOWN
5230339 | FOXBORO
5230340 | POLYPROCESSING
5237107 | SEVERN TRENT
10934233 | UNKNOWN
5245050 | ITT
5245051 | ITT
5245052 | ITT
5245053 | GOULDS
5245264 | ITT
5245265 | ITT
5245328 | ITT
5245330 | ITT
5245331 | ITT
5245478 | ITT
5245479 | ITT
5245480 | ITT
5245533 | ITT
5245534 | ITT
5245535 | ITT
5245617 | GOULDS
5245618 | ITT
5245767 | ITT
5245794 | ITT
5245799 | ITT
5245838 | ITT
5245924 | ITT
5246000 | ITT
5246001 | GOULDS
5246102 | ITT
5246103 | GOULDS
5244929 | ITT
5244930 | ITT
5245266 | ITT
5245267 | GOULDS

## Adjustable Speed Drive
Equipment | Manufacturer | Function class | Inventory no. | Position | Description | AuthorizGroup | EquipCategory | Functional Loc. | Planning plant | User status | System status | Created by | Created on | Street | Size/dimens. | Amp Rating | Full Load Amps | HP Rating | Owned By | Pulse Type | Special Mtn Note | Special Mtn Note Det | Speed Drive Type | Volt Rating
5085487 | UNKNOWN |  |  |  | ACUA-MCC VFD Booster Pump #3 /ADJSPD | NJAC | E | NJAC-Z1-ACUA.-MCC. | P201 | OOS | INAC INST | HUSSAARM | 2013-10-12 | 1151 N MAIN STREET |  | 0.00 A |  | 999.00 HP AW | AW |  |  |  | VFD
5085502 | UNKNOWN |  |  |  | TILT-MCC Well 21 VFD /ADJSPD | NJAC | E | NJAC-Z1-TILT.-MCC. | P201 | INSV | INST | HUSSAARM | 2013-10-12 | 2580 TILTON RD |  | 0.00 A |  | 999.00 HP AW | AW |  |  |  | VFD
5096340 | ABB |  | NJFR-18-EVFD-2 |  | ACUA-MCC VFD booster pump #2 /ADJSPD | NJAC | E | NJAC-Z1-ACUA.-MCC. | P201 | OOS | INAC INST | HUSSAARM | 2013-10-13 | 1151 N MAIN STREET |  | 0.00 A |  | 999.00 HP AW | AW |  |  |  | VFD | 480
5096343 | ABB |  | NJFR-18-EVFD-1 |  | ACUA-MCC VFD booster pump #1 /ADJSPD | NJAC | E | NJAC-Z1-ACUA.-MCC. | P201 | OOS | INAC INST | HUSSAARM | 2013-10-13 | 1151 N MAIN STREET |  | 0.00 A |  | 999.00 HP AW | AW |  |  |  | VFD | 480
5098541 | ALLEN BRADLEY |  |  |  | WWIC-MCC Motor Starter /ADJSPD | NJCM | E | NJCM-MT-WWIC.-MCC. | P201 | INSV | INST | HUSSAARM | 2013-10-13 | 3169 ROUTE 9 S |  | 100.00 A |  | 999.00 HP AW | AW |  |  |  | VFD | 480
5098846 | UNKNOWN |  | NJFR-19-EVFD-1 |  | WOOD-MCC VFD Booster /ADJSPD | NJAC | E | NJAC-Z1-WOOD.-MCC. | P201 | INSV | INST | HUSSAARM | 2013-10-13 | 700 BLOCK OF WOODLAND AVE. |  | 0.00 A |  | 999.00 HP AW | AW |  |  |  | VFD | 480
5099748 | UNKNOWN |  | NJFR-55-EVFD-1 |  | WRAS-MCC VFD Booster /ADJSPD | NJAC | E | NJAC-Z1-WRAS.-MCC. | P201 | INSV | INST | HUSSAARM | 2013-10-13 | 218 E. WALDEN WAY |  | 0.00 A |  | 999.00 HP AW | AW |  |  |  | VFD | 480
5100650 | UNKNOWN |  |  |  | WRAS-MCC VFD Well#3 /ADJSPD | NJAC | E | NJAC-Z1-WRAS.-MCC. | P201 | INSV | INST | HUSSAARM | 2013-10-13 | 218 E. WALDEN WAY |  | 0.00 A |  | 999.00 HP AW | AW |  |  |  | VFD | 480
5101453 | UNKNOWN |  |  |  | DOBB-MCC VFD Well#5 /ADJSPD | NJAC | E | NJAC-Z1-DOBB.-MCC. | P201 | INSV | INST | HUSSAARM | 2013-10-13 | 1002 DOBBS AVE |  | 0.00 A |  | 999.00 HP AW | AW |  |  |  | VFD | 480
5102415 | ABB |  |  |  | MILL-MCC VFD Well# 4A /ADJSPD | NJAC | E | NJAC-Z1-MILL.-MCC. | P201 | OOS | INAC INST | HUSSAARM | 2013-10-13 | 100 MILL ROAD |  | 175.00 A |  | 999.00 HP AW | AW |  |  |  | VFD | 480
5132421 | UNKNOWN |  |  |  | ST27-MCC WELL WELL PUMP /ADJSPD | NJCM | E | NJCM-OC-ST27.-MCCW | P201 | INSV | INST | HUSSAARM | 2013-10-13 | 2661 WEST AVE |  | 0.00 A |  | 999.00 HP AW | AW |  |  |  | VFD
5132423 | UNKNOWN |  |  |  | STR3-MCC WELL WELL PUMP /ADJSPD | NJCM | E | NJCM-OC-STR3.-MCCW | P201 | INSV | INST | HUSSAARM | 2013-10-13 | 248 WEST AVE |  | 0.00 A |  | 999.00 HP AW | AW |  |  |  | VFD
5194304 | ALLEN BRADLEY |  |  |  | MILL - MCC VFD Well #4A /ADJSPD | NJAC | M | NJAC-Z1-MILL.-MCC. | P201 | INSV | INST | FREEMAJ1 | 2014-12-02 | 100 MILL ROAD |  | 0.00 A |  | 999.00 HP AW | AW |  |  |  | VFD | 480
5210910 | SQUARE D |  |  |  | DOBB-MCC VFD Booster /ADJSPD | NJAC | E | NJAC-Z1-DOBB.-MCC. | P201 | INSV | INST | HEIMER | 2016-02-01 | 1003 DOBBS AVE |  | 0.00 A |  | 999.00 HP AW | AW |  |  |  | VFD | 480
5210911 | SQUARE D |  |  |  | DOBB-MCC VFD TRANSFER PUMP /ADJSPD | NJAC | E | NJAC-Z1-DOBB.-MCC. | P201 | INSV | INST | HEIMER | 2016-02-01 | 1003 DOBBS AVE |  | 0.00 A |  | 999.00 HP AW | AW |  |  |  | VFD | 480

## Pump Centrifugal
Equipment |  | Function class | Inventory no. | Position | Description | AuthorizGroup | EquipCategory | Functional Loc. | Planning plant | User status | System status | Created by | Created on | Street | Size/dimens. | Application | BHP Rating | Centrifugal Pump Typ | Flow Maximum | Flow Rating | Flow UOM | Lube Type 1 | Lube Type 2 | Orientation | Owned By | Pmp-Bearing#(lower/o | Pmp-Bearing#(upper/i | Pmp-BearingTP-lower/ | Pmp-BearingTP-upper/ | Pmp-Discharge Size | Pmp-Efficiency (fact | Pmp-Impeller Mat'l | Pmp-Impeller Size | Pmp-Inlet Size | Pmp-Material
5088233 | UNKNOWN |  | NJFR-17-PCTP-1 |  | DOBB- STRIPPER Transfer /PUMP | NJAC | M | NJAC-Z1-DOBB. | P201 | INSV | INST | HUSSAARM | 2013-10-12 | 1002 DOBBS AVE |  |  | 0.00 HP AW | CENT VACUUM | 0.000 GPM | 0.00 UN |  |  |  | XX | AW |  |  |  |  | XX | 0.00 % |  | 0.0000 "
5088230 | PEERLESS |  | NJFR-17-PCTP-1 |  | DOBB- STRIPPER Transfer Pump | NJAC | M | NJAC-Z1-DOBB. | P201 | INSV | INST | HUSSAARM | 2013-10-12 | 1002 DOBBS AVE |  |  |  | CENT VACUUM |  | 460.00 UN | GPM |  |  | XX | AW |  |  |  |  | XX
5085517 | UNKNOWN |  |  |  | WOOD Recycling /PUMP | NJAC | M | NJAC-Z1-WOOD. | P201 | INSV | INST | HUSSAARM | 2013-10-12 | 746 BLOCK OF WOODLAND AVE. |  |  | 0.00 HP AW | SPLITCASE | 0.000 GPM | 0.00 UN |  |  |  | XX | AW |  |  |  |  | XX | 0.00 % |  | 0.0000 "
5085489 | UNKNOWN |  |  |  | TILT-21 Well /PUMP | NJAC | M | NJAC-Z1-TILT.-21.. | P201 | INSV | INST | HUSSAARM | 2013-10-12 | 2572 TILTON RD |  |  | 0.00 HP AW | NON-SUBMERGED TURBINE | 0.000 GPM | 0.00 UN |  |  |  | XX | AW |  |  |  |  | XX | 0.00 % |  | 0.0000 "
5085476 | UNKNOWN |  |  |  | ACUA High Service #3 /PUMP | NJAC | M | NJAC-Z1-MUA1. | P201 | OOS | INAC INST | HUSSAARM | 2013-10-12 | 1151 N MAIN STREET |  |  | 0.00 HP AW | SPLITCASE | 0.000 GPM | 0.00 UN |  |  |  | XX | AW |  |  |  |  | XX | 0.00 % |  | 0.0000 "
5083392 | UNKNOWN |  | NJFR-20-CFLQ-1 |  | ABSC-CAUS XFR-CAUST1 /PUMP | NJAC | M | NJAC-Z1-ABSC.-CAUS | P201 | OOS | INST | HUSSAARM | 2013-10-12 | 534 NEW JERSEY AVE |  | CHEMICAL |  | END SUCTION | [5 empty] | XX | AW |  |  |  |  | XX
5083390 | UNKNOWN |  | NJFR-20-CFLQ-2 |  | ABSC-CAUS XFR-CAUST2 /PUMP | NJAC | M | NJAC-Z1-ABSC.-CAUS | P201 | OOS | INST | HUSSAARM | 2013-10-12 | 534 NEW JERSEY AVE |  | CHEMICAL |  | END SUCTION | [5 empty] | XX | AW |  |  |  |  | XX
5083389 | UNKNOWN |  | NJFR-19-PCTP-1 |  | WOOD-CAUS Transfer - Caustic /PUMP | NJAC | M | NJAC-Z1-WOOD.-CAUS | P201 | INSV | INAC INST | HUSSAARM | 2013-10-12 | 746 BLOCK OF WOODLAND AVE. |  | CHEMICAL |  | CENT VACUUM | [5 empty] | XX | AW |  |  |  |  | XX
5083387 | UNKNOWN |  | NJFR-25-IAWP-1 |  | SPRC Analyzer Waste No.1 /PUMP | NJAC | M | NJAC-Z1-SPRC. | P201 | INSV | INST | HUSSAARM | 2013-10-12 | 5055 SPRUCE AVE |  | SAMPLE | 0.00 HP AW | SPLITCASE | 0.000 GPM | 0.00 UN |  |  |  | XX | AW |  |  |  |  | XX | 0.00 % |  | 0.0000 "
5083384 | UNKNOWN |  | NJFR-25-IAWP-2 |  | SPRC Analyzer Waste No.2 /PUMP | NJAC | M | NJAC-Z1-SPRC. | P201 | INSV | INST | HUSSAARM | 2013-10-12 | 5055 SPRUCE AVE |  | SAMPLE | 0.00 HP AW | SPLITCASE | 0.000 GPM | 0.00 UN |  |  |  | XX | AW |  |  |  |  | XX | 0.00 % |  | 0.0000 "
5083381 | UNKNOWN |  | NJFR-14-PCTP-1 |  | SLIN-CAUS Transfer - Caustic /PUMP | NJAC | M | NJAC-Z1-SLIN.-CAUS | P201 | OOS | INAC INST | HUSSAARM | 2013-10-12 | 313 KIRKLIN AVE |  | CHEMICAL |  | CENT VACUUM | [5 empty] | XX | AW |  |  |  |  | XX
5083378 | UNKNOWN |  | NJFR-30-PCTP-1 |  | SMFP-CAUS Transfer - Caustic /PUMP | NJAC | M | NJAC-Z1-SMFP.-CAUS | P201 | INSV | INAC INST | HUSSAARM | 2013-10-12 | 525 E MOSS MILL ROAD |  | CHEMICAL |  | CENT VACUUM | [5 empty] | XX | AW |  |  |  |  | XX
5083375 | UNKNOWN |  | NJFR-15-PCTP-1 |  | NLIN-CAUS Transfer - Caustic /PUMP | NJAC | M | NJAC-Z1-NLIN.-CAUS | P201 | INSV | INAC INST | HUSSAARM | 2013-10-12 | 605 NEW ROAD |  | CHEMICAL | 0.00 HP AW | CENT VACUUM | 0.000 GPM | 0.00 UN |  |  |  | XX | AW |  |  |  |  | XX | 0.00 % |  | 0.0000 "
5083316 | UNKNOWN |  | NJFR-13-PCTP-1 |  | MILL-CAUS Transfer - Caustic /PUMP | NJAC | M | NJAC-Z1-MILL.-CAUS | P201 | INSV | INAC INST | HUSSAARM | 2013-10-12 | 100 MILL ROAD |  | CHEMICAL |  | CENT VACUUM | [5 empty] | XX | AW |  |  |  |  | XX
5082667 | UNKNOWN |  | NJFR-22-PCTP-1 |  | FIRE-CAUS Transfer - Caustic /PUMP | NJAC | M | NJAC-Z1-FIRE.-CAUS | P201 | OOS | INAC INST | HUSSAARM | 2013-10-12 | 3226 FIRE RD |  | CHEMICAL |  | CENT VACUUM | [5 empty] | XX | AW |  |  |  |  | XX
5082321 | UNKNOWN |  | NJFR-17-PCTP-1 |  | DOBB-CAUS Transfer - Caustic /PUMP | NJAC | M | NJAC-Z1-DOBB.-CAUS | P201 | OOS | INAC INST | HUSSAARM | 2013-10-12 | 1002 DOBBS AVE |  | CHEMICAL | 0.00 HP AW | CENT VACUUM | 0.000 GPM | 0.00 UN |  |  |  | XX | AW |  |  |  |  | XX | 0.00 % |  | 0.0000 "
5081675 | UNKNOWN |  | NJFR-23-IAWP-2 |  | BARG Analyzer Waste No.2 /PUMP | NJAC | M | NJAC-Z1-BARG. | P201 | INSV | INST | HUSSAARM | 2013-10-12 | 6707 MILL ROAD |  | SAMPLE | 0.00 HP AW | SPLITCASE | 0.000 GPM | 0.00 UN |  |  |  | XX | AW |  |  |  |  | XX | 0.00 % |  | 0.0000 "
5081429 | UNKNOWN |  | NJFR-23-IAWP-1 |  | BARG Analyzer Waste No.1 /PUMP | NJAC | M | NJAC-Z1-BARG. | P201 | INSV | INST | HUSSAARM | 2013-10-12 | 6707 MILL ROAD |  | SAMPLE | 0.00 HP AW | SPLITCASE | 0.000 GPM | 0.00 UN |  |  |  | XX | AW |  |  |  |  | XX | 0.00 % |  | 0.0000 "
5155897 | INGERSOL RAND |  | NJFR-13-PDWP-1 |  | MILL High Service /PUMP | NJAC | M | NJAC-Z1-MILL. | P201 | INSV | INST | HUSSAARM | 2013-10-13 | 100 MILL ROAD |  | PLANT TO DISTRIBUTION PUMP | 0.00 HP AW | NON-SUBMERGED TURBINE | 0.000 GPM | 0.00 UN | GPM |  |  | VERTICAL | AW |  |  |  |  | XX | 0.00 % |  | 0.0000 "
5155884 | UNKNOWN |  | NJFR-13-PWLL-1 |  | MILL Well #4A /PUMP | NJAC | M | NJAC-Z1-MILL. | P201 | INSV | INST | HUSSAARM | 2013-10-13 | 100 MILL ROAD |  | RAW WATER (GROUND) | 0.00 HP AW | NON-SUBMERGED TURBINE | 0.000 GPM | 0.00 UN | GPM |  |  | VERTICAL | AW |  |  |  |  | XX | 0.00 % |  | 0.0000 "
5155871 | WORTHINGTON |  | NJFR-41-PWLL-1 |  | MART Well #13 /PUMP | NJAC | M | NJAC-Z1-MART. | P201 | INSV | INST | HUSSAARM | 2013-10-13 | 107 MARTIN AVE |  | RAW WATER (GROUND) | 0.00 HP AW | NON-SUBMERGED TURBINE | 0.000 GPM | 0.00 UN | GPM |  |  | VERTICAL | AW |  |  |  |  | 8 | 0.00 % |  | 0.0000 "
5155858 | WORTHINGTON |  | NJFR-11-PWLL-1 |  | GROV Well #9 /PUMP | NJAC | M | NJAC-Z1-GROV. | P201 | INSV | INST | HUSSAARM | 2013-10-13 | 680 W MARYLAND AVE |  | RAW WATER (GROUND) |  | NON-SUBMERGED TURBINE |  |  | GPM |  |  | VERTICAL | AW |  |  |  |  | XX
5155845 | INGERSOL RAND |  | NJFR-22-PWLL-1 |  | FIRE Well #10 /PUMP | NJAC | M | NJAC-Z1-FIRE. | P201 | INSV | INST | HUSSAARM | 2013-10-13 | 3226 FIRE RD |  | RAW WATER (GROUND) | 0.00 HP AW | NON-SUBMERGED TURBINE | 0.000 GPM | 0.00 UN | GPM |  |  | VERTICAL | AW |  |  |  |  | 10 | 0.00 % |  | 0.0000 "
5155840 | UNKNOWN |  |  |  | SWFT-23 Well #23 /PUMP | NJAC | M | NJAC-Z1-SWFT.-23.. | P201 | INSV | INST | HUSSAARM | 2013-10-13 | 11 SWIFT AVE |  | RAW WATER (GROUND) | 0.00 HP AW | NON-SUBMERGED TURBINE | 0.000 GPM | 0.00 UN |  |  |  | XX | AW |  |  |  |  | XX | 0.00 % |  | 0.0000 "
5155833 | INGERSOL RAND |  | NJFR-26-PWLL-1 |  | ECRT-15 Well #15 /PUMP | NJAC | M | NJAC-Z1-ECRT.-15.. | P201 | OOS | INAC INST | HUSSAARM | 2013-10-13 | 554 SCARBOROUGH DRIVE |  | RAW WATER (GROUND) | 0.00 HP AW | SUBMERSIBLE | 0.000 GPM | 0.00 UN | GPM |  |  | VERTICAL | AW |  |  |  |  | 6 | 0.00 % |  | 0.0000 "
5155826 | UNKNOWN |  |  |  | SWFT-22 Well #22 /PUMP | NJAC | M | NJAC-Z1-SWFT.-22.. | P201 | INSV | INST | HUSSAARM | 2013-10-13 | 11 SWIFT AVE |  | RAW WATER (GROUND) | 0.00 HP AW | NON-SUBMERGED TURBINE | 0.000 GPM | 0.00 UN |  |  |  | XX | AW |  |  |  |  | XX | 0.00 % |  | 0.0000 "
5155820 | UNKNOWN |  | NJFR-17-PDWP-1 |  | DOBB High Service /PUMP | NJAC | M | NJAC-Z1-DOBB. | P201 | INSV | INST | HUSSAARM | 2013-10-13 | 1002 DOBBS AVE |  | PLANT TO DISTRIBUTION PUMP | 0.00 HP AW | NON-SUBMERGED TURBINE | 0.000 GPM | 0.00 UN | GPM |  |  | VERTICAL | AW |  |  |  |  | XX | 0.00 % |  | 0.0000 "
5155808 | FLOWSERVE |  | NJFR-17-PWLL-1 |  | DOBB Well #5 /PUMP | NJAC | M | NJAC-Z1-DOBB. | P201 | INSV | INST | HUSSAARM | 2013-10-13 | 1002 DOBBS AVE |  | RAW WATER (GROUND) | 0.00 HP AW | NON-SUBMERGED TURBINE | 0.000 GPM | 0.00 UN | GPM |  |  | VERTICAL | AW |  |  |  |  | 6 | 0.00 % |  | 0.0000 "
5152797 | INGERSOL RAND |  | NJFR-53-PWLL-1 |  | CRIS Well #20 /PUMP | NJAC | M | NJAC-Z1-CRIS. | P201 | INSV | INST | HUSSAARM | 2013-10-13 | 452 CHRIS GAUPP DR |  | RAW WATER (GROUND) | 0.00 HP AW | NON-SUBMERGED TURBINE | 0.000 GPM | 0.00 UN | GPM |  |  | VERTICAL | AW |  |  |  |  | 12 | 0.00 % |  | 0.0000 "
5152784 | INGERSOL RAND |  | NJFR-42-PWLL-1 |  | TILT-CD Well #11 /PUMP | NJAC | M | NJAC-Z1-TILT.-CD.. | P201 | OOS | INAC INST | HUSSAARM | 2013-10-13 | 6581 DELILAH RD |  | RAW WATER (GROUND) | 0.00 HP AW | NON-SUBMERGED TURBINE | 0.000 GPM | 0.00 UN | GPM |  |  | VERTICAL | AW |  |  |  |  | 8 | 0.00 % |  | 0.0000 "
5152772 | WORTHINGTON |  | NJFR-23-PWLL-1 |  | BARG Well #12 /PUMP | NJAC | M | NJAC-Z1-BARG. | P201 | OOS | INAC INST | HUSSAARM | 2013-10-13 | 6707 MILL ROAD |  | RAW WATER (GROUND) | 0.00 HP AW | NON-SUBMERGED TURBINE | 0.000 GPM | 0.00 UN | GPM |  |  | VERTICAL | AW |  |  |  |  | 10 | 0.00 % |  | 0.0000 " | 10
5152747 | ITT |  | NJFR-18-PDWP-2 |  | ACUA High Service #2 /PUMP | NJAC | M | NJAC-Z1-ACUA. | P201 | OOS | INAC INST | HUSSAARM | 2013-10-13 | 1151 N MAIN STREET |  | IN PLANT BOOSTER | 0.00 HP AW | SPLITCASE | 0.000 GPM | 0.00 UN | GPM |  |  | VERTICAL | AW |  |  |  |  | 8 | 0.00 % |  | 0.0000 " | 8
5161011 | INGERSOL RAND |  | NJFR-15-PWLL-1 |  | NLIN Well #8 /PUMP | NJAC | M | NJAC-Z1-NLIN. | P201 | INSV | INST | HUSSAARM | 2013-10-13 | 605 NEW ROAD |  | RAW WATER (GROUND) | 0.00 HP AW | NON-SUBMERGED TURBINE | 0.000 GPM | 0.00 UN | GPM |  |  | VERTICAL | AW |  |  |  |  | 8 | 0.00 % |  | 0.0000 "
5163220 | WORTHINGTON |  | NJFR-57-PWLL-1 |  | OAKS Well #16 /PUMP | NJAC | M | NJAC-Z1-OAKS. | P201 | INSV | INST | HUSSAARM | 2013-10-13 | 267 W. JIMMIE LEEDS ROAD |  | RAW WATER (GROUND) | 0.00 HP AW | NON-SUBMERGED TURBINE | 0.000 GPM | 0.00 UN | GPM |  |  | VERTICAL | AW |  |  |  |  | XX | 0.00 % |  | 0.0000 "
5163754 | WORTHINGTON |  | NJFR-30-PWLL-3 |  | SMFP-17 Well #17 /PUMP | NJAC | M | NJAC-Z1-SMFP.-17.. | P201 | OOS | INAC INST | HUSSAARM | 2013-10-13 | 525 E MOSS MILL ROAD |  | RAW WATER (GROUND) | 0.00 HP AW | NON-SUBMERGED TURBINE | 0.000 GPM | 0.00 UN | GPM |  |  | VERTICAL | AW |  |  |  |  | 8 | 0.00 % |  | 0.0000 "
5164490 | UNKNOWN |  | NJFR-30-PWLL-2 |  | SMFP-2 Well #2 /PUMP | NJAC | M | NJAC-Z1-SMFP.-2... | P201 | INSV | INST | HUSSAARM | 2013-10-13 | 569 E MOSS MILL ROAD |  | RAW WATER (GROUND) | 0.00 HP AW | NON-SUBMERGED TURBINE | 0.000 GPM | 0.00 UN | GPM |  |  | VERTICAL | AW |  |  |  |  | 8 | 0.00 % |  | 0.0000 "
5165714 | WORTHINGTON |  | NJFR-30-PWLL-1 |  | SMFP-1 Well #1 /PUMP | NJAC | M | NJAC-Z1-SMFP.-1... | P201 | OOS | INAC INST | HUSSAARM | 2013-10-13 | 501 E MOSS MILL ROAD |  | RAW WATER (GROUND) | 0.00 HP AW | NON-SUBMERGED TURBINE | 0.000 GPM | 0.00 UN | GPM |  |  | VERTICAL | AW |  |  |  |  | XX | 0.00 % |  | 0.0000 "
5166045 | UNKNOWN |  | NJFR-14-PWLL-1 |  | SLIN Well #7 /PUMP | NJAC | M | NJAC-Z1-SLIN. | P201 | OOS | INAC INST | HUSSAARM | 2013-10-13 | 313 KIRKLIN AVE |  | RAW WATER (GROUND) |  | NON-SUBMERGED TURBINE |  |  | GPM |  |  | VERTICAL | AW |  |  |  |  | 6
5166050 | FLOWSERVE |  | NJFR-25-PWLL-1 |  | SPRC-14 Well #14 /PUMP | NJAC | M | NJAC-Z1-SPRC.-14.. | P201 | INSV | INST | HUSSAARM | 2013-10-13 | 5055 SPRUCE AVE |  | RAW WATER (GROUND) | 0.00 HP AW | NON-SUBMERGED TURBINE | 0.000 GPM | 0.00 UN | GPM |  |  | VERTICAL | AW |  |  |  |  | XX | 0.00 % |  | 0.0000 "
5166054 | FLOWSERVE |  | NJFR-25-PWLL-2 |  | SPRC-18 Well #18 /PUMP | NJAC | M | NJAC-Z1-SPRC.-18.. | P201 | INSV | INST | HUSSAARM | 2013-10-13 | 5055 SPRUCE AVE |  | RAW WATER (GROUND) | 0.00 HP AW | NON-SUBMERGED TURBINE | 0.000 GPM | 0.00 UN | GPM |  |  | VERTICAL | AW |  |  |  |  | 10 | 0.00 % |  | 0.0000 "
5166057 | UNKNOWN |  | NJFR-31-PSLG-1 |  | TILT Backwash Tank Waste /PUMP | NJAC | M | NJAC-Z1-TILT. | P201 | INSV | INST | HUSSAARM | 2013-10-13 | 2580 TILTON RD |  | SLUDGE | 0.00 HP AW | SUBMERSIBLE | 0.000 GPM | 0.00 UN | GPM |  |  | VERTICAL | AW |  |  |  |  | XX | 0.00 % |  | 0.0000 "
5166060 | INGERSOL RAND |  | NJFR-31-PWLL-1 |  | TILT-19 Well #19 /PUMP | NJAC | M | NJAC-Z1-TILT.-19.. | P201 | OOS | INAC INST | HUSSAARM | 2013-10-13 | 2578 TILTON RD |  | RAW WATER (GROUND) | 0.00 HP AW | NON-SUBMERGED TURBINE | 0.000 GPM | 0.00 UN | GPM |  |  | VERTICAL | AW |  |  |  |  | 8 | 0.00 % |  | 0.0000 "
5168471 | UNKNOWN |  | NJFR-19-PWLL-1 |  | WOOD-3A Well #3 /PUMP | NJAC | M | NJAC-Z1-WOOD.-3A.. | P201 | INSV | INST | HUSSAARM | 2013-10-13 | 746 WOODLAND AVE |  | RAW WATER (GROUND) | 0.00 HP AW | SUBMERSIBLE | 0.000 GPM | 0.00 UN | GPM |  |  | VERTICAL | AW |  |  |  |  | XX | 0.00 % |  | 0.0000 "
5169406 | UNKNOWN |  | NJFR-19-PDWP-1 |  | WOOD High Service /PUMP | NJAC | M | NJAC-Z1-WOOD. | P201 | INSV | INST | HUSSAARM | 2013-10-13 | 746 BLOCK OF WOODLAND AVE. |  | PLANT TO DISTRIBUTION PUMP | 0.00 HP AW | NON-SUBMERGED TURBINE | 0.000 GPM | 0.00 UN | GPM |  |  | VERTICAL | AW |  |  |  |  | XX | 0.00 % |  | 0.0000 "
5169417 | UNKNOWN |  | NJFR-55-PWLL-2 |  | WRAS Well #4 /PUMP | NJAC | M | NJAC-Z1-WRAS. | P201 | INSV | INST | HUSSAARM | 2013-10-13 | 187 S THOREAU TER |  | RAW WATER (GROUND) | 0.00 HP AW | NON-SUBMERGED TURBINE | 0.000 GPM | 0.00 UN | GPM |  |  | VERTICAL | AW |  |  |  |  | XX | 0.00 % |  | 0.0000 "
5169429 | WORTHINGTON |  | NJFR-55-PWLL-1 |  | WRAS Well #3 /PUMP | NJAC | M | NJAC-Z1-WRAS. | P201 | OOS | INAC INST | HUSSAARM | 2013-10-13 | 187 S THOREAU TER |  | RAW WATER (GROUND) | 0.00 HP AW | NON-SUBMERGED TURBINE | 0.000 GPM | 0.00 UN | GPM |  |  | VERTICAL | AW |  |  |  |  | 10 | 0.00 % |  | 0.0000 "
5169440 | WORTHINGTON |  | NJFR-55-PDWP-1 |  | WRAS High Service /PUMP | NJAC | M | NJAC-Z1-WRAS. | P201 | OOS | INAC INST | HUSSAARM | 2013-10-13 | 187 S THOREAU TER |  | PLANT TO DISTRIBUTION PUMP | 0.00 HP AW | NON-SUBMERGED TURBINE | 0.000 GPM | 0.00 UN | GPM |  |  | VERTICAL | AW |  |  |  |  | 12 | 0.00 % |  | 0.0000 "
5094564 | UNKNOWN |  |  |  | FIRE Godwin Portable Transfer /PUMP | NJAC | M | NJAC-Z1-FIRE. | P201 | INSV | INST | HUSSAARM | 2013-10-13 | 3226 FIRE RD |  |  |  | CENT VACUUM | [5 empty] | XX | AW |  |  |  |  | XX
5095085 | INGERSOL RAND |  | NJFR-6-PWLL-1 |  | ST11-W8 Well #8 /PUMP | NJCM | M | NJCM-OC-ST11.-W8.. | P201 | INSV | INST | HUSSAARM | 2013-10-13 | 1108 WEST AVE |  | RAW WATER (GROUND) | 0.00 HP AW | NON-SUBMERGED TURBINE | 0.000 GPM | 0.00 UN | GPM |  |  | VERTICAL | AW |  |  |  |  | 8 | 0.00 % |  | 0.0000 "
5095086 | FLOWSERVE |  | NJFR-32-PWLL-1 |  | ST20 Well #12 /PUMP | NJCM | M | NJCM-OC-ST20. | P201 | INSV | INST | HUSSAARM | 2013-10-13 | 2027 HAVEN AVE |  | RAW WATER (GROUND) | 0.00 HP AW | SUBMERSIBLE | 0.000 GPM | 0.00 UN | GPM |  |  | VERTICAL | AW |  |  |  |  | 10 | 0.00 % |  | 0.0000 "
5095088 | FLOWSERVE |  | NJFR-40-PWLL-1 |  | ST35 Well #14 /PUMP | NJCM | M | NJCM-OC-ST35. | P201 | INSV | INST | HUSSAARM | 2013-10-13 | 3501 ASBURY AVE |  | RAW WATER (GROUND) | 0.00 HP AW | NON-SUBMERGED TURBINE | 0.000 GPM | 0.00 UN | GPM |  |  | VERTICAL | AW |  |  |  |  | 8 | 0.00 % |  | 0.0000 "
5095089 | INGERSOL RAND |  | NJFR-43-PWLL-1 |  | ST52 Well # 7 /PUMP | NJCM | M | NJCM-OC-ST52. | P201 | INSV | INST | HUSSAARM | 2013-10-13 | 5161 ASBURY AVE |  | RAW WATER (GROUND) | 0.00 HP AW | NON-SUBMERGED TURBINE | 0.000 GPM | 0.00 UN | GPM |  |  | VERTICAL | AW |  |  |  |  | 6 | 0.00 % |  | 0.0000 "
5095090 | WORTHINGTON |  | NJFR-3-PWLL-1 |  | NORT Well #13 /PUMP | NJCM | M | NJCM-OC-NORT. | P201 | INSV | INST | HUSSAARM | 2013-10-13 | 734 BATTERSEA RD |  | RAW WATER (GROUND) | 0.00 HP AW | NON-SUBMERGED TURBINE | 0.000 GPM | 0.00 UN | GPM |  |  | VERTICAL | AW |  |  |  |  | 10 | 0.00 % |  | 0.0000 "
5095091 | INGERSOL RAND |  | NJFR-52-PWLL-1 |  | STGE Well #15 /PUMP | NJCM | M | NJCM-UT-STGE. | P201 | INSV | INST | HUSSAARM | 2013-10-13 | 110 OLD STAGECOACH RD |  | RAW WATER (GROUND) | 0.00 HP AW | NON-SUBMERGED TURBINE | 0.000 GPM | 0.00 UN | GPM |  |  | VERTICAL | AW |  |  |  |  | XX | 0.00 % |  | 0.0000 "
5095092 | GOULDS |  | NJFR-2-PWLL-1 |  | WSTA Well #11 /PUMP | NJCM | M | NJCM-OC-WSTA. | P201 | INSV | INST | HUSSAARM | 2013-10-13 | 66 W STATION RD |  | RAW WATER (GROUND) | 0.00 HP AW | SUBMERSIBLE | 0.000 GPM | 0.00 UN | GPM |  |  | VERTICAL | AW |  |  |  |  | 8 | 0.00 % |  | 0.0000 "
5095094 | ITT |  | NJFR-6-PDWP-3 |  | ST11-BST Booster #1 /PUMP | NJCM | M | NJCM-OC-ST11.-BST. | P201 | INSV | INST | HUSSAARM | 2013-10-13 | 1108 WEST AVE |  | PLANT TO DISTRIBUTION PUMP | 0.00 HP AW | SPLITCASE | 0.000 GPM | 0.00 UN | GPM |  |  | VERTICAL | AW |  |  |  |  | 8 | 0.00 % |  | 0.0000 "
5095095 | ITT |  | NJFR-6-PDWP-2 |  | ST11-BST Booster #2 /PUMP | NJCM | M | NJCM-OC-ST11.-BST. | P201 | INSV | INST | HUSSAARM | 2013-10-13 | 1108 WEST AVE |  | PLANT TO DISTRIBUTION PUMP | 0.00 HP AW | SPLITCASE | 0.000 GPM | 0.00 UN | GPM |  |  | VERTICAL | AW |  |  |  |  | XX | 0.00 % |  | 0.0000 "
5095096 | ITT |  | NJFR-6-PDWP-1 |  | ST11-BST Booster #3 /PUMP | NJCM | M | NJCM-OC-ST11.-BST. | P201 | INSV | INST | HUSSAARM | 2013-10-13 | 1108 WEST AVE |  | PLANT TO DISTRIBUTION PUMP | 0.00 HP AW | SPLITCASE | 0.000 GPM | 0.00 UN | GPM |  |  | VERTICAL | AW |  |  |  |  | XX | 0.00 % |  | 0.0000 "
5095097 | GRUNDFOS |  | NJFR-8-PWLL-1 |  | STRM-W1 Well /PUMP | NJCM | M | NJCM-SM-STRM.-W1.. | P201 | INSV | INST | HUSSAARM | 2013-10-13 | 6 W VINCENT AVE |  | RAW WATER (GROUND) | 0.00 HP AW | SUBMERSIBLE | 70.000 GPM | 0.00 UN | GPM |  |  | VERTICAL | AW |  |  |  |  | 4 | 0.00 % |  | 0.0000 "
5095098 | GRUNDFOS |  | NJFR-8-PWLL-2 |  | STRM-W2 Well /PUMP | NJCM | M | NJCM-SM-STRM.-W2.. | P201 | INSV | INST | HUSSAARM | 2013-10-13 | 6 W VINCENT AVE |  | RAW WATER (GROUND) | 0.00 HP AW | SUBMERSIBLE | 0.000 GPM | 0.00 UN | GPM |  |  | VERTICAL | AW |  |  |  |  | 3 | 0.00 % |  | 0.0000 "
5095099 | UNKNOWN |  | NJFR-8-IAWP-1 |  | STRM Analyzer Waste Pump No. 1 /PUMP | NJCM | M | NJCM-SM-STRM. | P201 | INSV | INST | HUSSAARM | 2013-10-13 | 6 W VINCENT AVE |  | SAMPLE | 0.00 HP AW | SPLITCASE | 0.000 GPM | 0.00 UN | GPM |  |  | VERTICAL | AW |  |  |  |  | XX | 0.00 % |  | 0.0000 "
5097100 | UNKNOWN |  | NJFR-8-IAWP-2 |  | STRM Analyzer Waste Pump No. 2 /PUMP | NJCM | M | NJCM-SM-STRM. | P201 | INSV | INST | HUSSAARM | 2013-10-13 | 6 W VINCENT AVE |  | SAMPLE | 0.00 HP AW | SPLITCASE | 0.000 GPM | 0.00 UN | GPM |  |  | VERTICAL | AW |  |  |  |  | XX | 0.00 % |  | 0.0000 "
5151874 | ITT |  | NJFR-18-PDWP-1 |  | ACUA High Service #1 /PUMP | NJAC | M | NJAC-Z1-ACUA. | P201 | OOS | INAC INST | HUSSAARM | 2013-10-13 | 1151 N MAIN STREET |  | IN PLANT BOOSTER | 0.00 HP AW | SPLITCASE | 0.000 GPM | 0.00 UN | GPM |  |  | VERTICAL | AW |  |  |  |  | 8 | 0.00 % |  | 0.0000 " | 8
5150731 | GOULDS |  | NJFR-20-PWLL-1 |  | ABSC Well #6 /PUMP | NJAC | M | NJAC-Z1-ABSC. | P201 | OOS | INAC INST | HUSSAARM | 2013-10-13 | 534 NEW JERSEY AVE. |  | RAW WATER (GROUND) |  | NON-SUBMERGED TURBINE |  |  | GPM |  |  | VERTICAL | AW |  |  |  |  | 8
5131842 | GOULDS |  |  |  | STR3 WELL /PUMP | NJCM | M | NJCM-OC-STR3. | P201 | INSV | INST | HUSSAARM | 2013-10-13 | 248 WEST AVE |  | RAW WATER (GROUND) | 0.00 HP AW | NON-SUBMERGED TURBINE | 0.000 GPM | 1,050.00 UN | GPM |  |  | VERTICAL | AW |  |  |  |  | 10 | 0.00 % |  | 0.0000 " | 10
5131831 | GOULDS |  |  |  | ST27 WELL /PUMP | NJCM | M | NJCM-OC-ST27. | P201 | INSV | INST | HUSSAARM | 2013-10-13 | 2661 WEST AVE |  | RAW WATER (GROUND) | 0.00 HP AW | NON-SUBMERGED TURBINE | 0.000 GPM | 1,050.00 UN | GPM |  |  | VERTICAL | AW |  |  |  |  | 10 | 0.00 % |  | 0.0000 " | 10
5112564 | UNKNOWN |  |  |  | ECRT High Service /PUMP | NJAC | M | NJAC-Z1-ECRT. | P201 | OOS | INAC INST | HUSSAARM | 2013-10-13 | 554 SCARBOROUGH DRIVE |  |  | 0.00 HP AW | NON-SUBMERGED TURBINE | 0.000 GPM | 0.00 UN |  |  |  | XX | AW |  |  |  |  | XX | 0.00 % |  | 0.0000 "
5099956 | UNKNOWN |  | NJFR-35-PSMP-1 |  | ST17 Sump Pump /PUMP | NJOS | M | NJOSW-WW-ST17. | P201 | INSV | INST | HUSSAARM | 2013-10-13 | 39 W 17TH ST |  |  |  | SUBMERSIBLE | [5 empty] | XX | AW |  |  |  |  | XX
5099948 | UNKNOWN |  | NJFR-58-PSMP-1 |  | MPRK Sump Pump /PUMP | NJOS | M | NJOSW-WW-MPRK. | P201 | INSV | INST | HUSSAARM | 2013-10-13 | OXFORD LANE |  |  |  | SUBMERSIBLE | [5 empty] | XX | AW |  |  |  |  | XX
5099947 | UNKNOWN |  | NJFR-4-PSMP-1 |  | GARD Sump Pump /PUMP | NJOS | M | NJOSW-WW-GARD. | P201 | OOS | INAC INST | HUSSAARM | 2013-10-13 | ATLANTIC BOULEVARD |  |  |  | SUBMERSIBLE | [5 empty] | XX | AW |  |  |  |  | XX
5099941 | UNKNOWN |  | NJFR-48-PSMP-1 |  | ST53 Sump Pump /PUMP | NJOS | M | NJOSW-WW-ST53. | P201 | INSV | INST | HUSSAARM | 2013-10-13 | 53 STREET & WEST AVE |  |  |  | SUBMERSIBLE | [5 empty] | XX | AW |  |  |  |  | XX
5099936 | UNKNOWN |  | NJFR-45-PSMP-1 |  | ST41 Sump Pump /PUMP | NJOS | M | NJOSW-WW-ST41. | P201 | INSV | INST | HUSSAARM | 2013-10-13 | 41 STREET & WEST AVE |  |  | 0.00 HP AW | SUBMERSIBLE | 0.000 GPM | 0.00 UN |  |  |  | XX | AW |  |  |  |  | XX | 0.00 % |  | 0.0000 "
5097105 | PEERLESS |  | NJFR-32-CFLQ-4 |  | WWIC Booster Pump /PUMP | NJCM | M | NJCM-MT-WWIC. | P201 | INSV | INST | HUSSAARM | 2013-10-13 | 3169 ROUTE 9 S |  | DISTRIBUTION SYSTEM BOOSTER | 0.00 HP AW | SPLITCASE | 0.000 GPM | 0.00 UN | GPM |  |  | XX | AW |  |  |  |  | XX | 0.00 % |  | 0.0000 "
5097104 | FLOWSERVE |  | NJFR-32-CFLQ-3 |  | MAIN Well # 7 /PUMP | NJCM | M | NJCM-MT-MAIN. | P201 | OOS | INAC INST | HUSSAARM | 2013-10-13 | 412 N ROUTE 9 |  | RAW WATER (GROUND) | 5.00 HP AW | NON-SUBMERGED TURBINE | 0.000 GPM | 0.00 UN | GPM |  |  | VERTICAL | AW |  |  |  |  | 8 | 94.50 % |  | 0.0000 "
5097103 | WORTHINGTON |  | NJFR-6-CFLQ-8 |  | HAND-W8 Well /PUMP | NJCM | M | NJCM-MT-HAND.-W8.. | P201 | OOS | INAC INST | HUSSAARM | 2013-10-13 | 205 MECHANIC ST |  | RAW WATER (GROUND) | 0.00 HP AW | NON-SUBMERGED TURBINE | 0.000 GPM | 0.00 UN | GPM |  |  | VERTICAL | AW |  |  |  |  | XX | 0.00 % |  | 0.0000 "
5097101 | INGERSOL RAND |  | NJFR-6-CFLQ-7 |  | LAKE Well # 2 /PUMP | NJCM | M | NJCM-MT-LAKE. | P201 | OOS | INAC INST | HUSSAARM | 2013-10-13 | 1390 ROUTE 9 SOUTH |  | RAW WATER (GROUND) | 50.00 HP AW | NON-SUBMERGED TURBINE | 0.000 GPM | 0.00 UN | GPM |  |  | VERTICAL | AW |  |  |  |  | 6 | 94.50 % |  | 0.0000 "
5190403 | GOULDS |  | NJFR-20-PWLL-1 |  | ABSC WELL # 24 /PUMP | NJAC | M | NJAC-Z1-ABSC. | P201 | INSV | INST | THORNDE | 2014-08-25 | 534 New Jersey Ave |  | RAW WATER (GROUND) | 0.00 HP AW | NON-SUBMERGED TURBINE | 1,390.000 GPM | 0.00 UN | GPM |  |  | VERTICAL | AW |  |  |  |  | 10 | 0.00 % |  | 0.0000 " | 10
5190218 | GOULDS |  |  |  | ABSC-Recycle #1 pump | NJAC | 6 | NJAC-Z1-ABSC. | P201 | INSV | INST | HEIMER | 2014-09-18 | 534 New Jersey Ave |  | IN PLANT TRANSFER |  | XX |  |  | GPM |  |  | VERTICAL | AW |  |  |  |  | 3 |  |  |  | 3
5190219 | GOULDS |  |  |  | ABSC-Recycle #2 pump | NJAC | 6 | NJAC-Z1-ABSC. | P201 | INSV | INST | HEIMER | 2014-09-18 | 534 New Jersey Ave |  | IN PLANT TRANSFER |  | XX |  |  | GPM |  |  | VERTICAL | AW |  |  |  |  | 3 |  |  |  | 3
5190571 | UNKNOWN |  |  |  | ABSC-Waste Sludge Pump #1 /Pump | NJAC | 6 | NJAC-Z1-ABSC. | P201 | OOS | INAC INST | HEIMER | 2014-09-19 | 534 New Jersey Ave |  | SLUDGE | 0.00 HP AW | SUBMERSIBLE | 0.000 GPM | 0.00 UN |  |  |  | VERTICAL | AW |  |  |  |  | 4 | 0.00 % |  | 0.0000 "
5190572 | UNKNOWN |  |  |  | ABSC-Waste Sludge Pump #2 /Pump | NJAC | 6 | NJAC-Z1-ABSC. | P201 | OOS | INAC INST | HEIMER | 2014-09-19 | 534 New Jersey Ave |  | SLUDGE | 0.00 HP AW | SUBMERSIBLE | 0.000 GPM | 0.00 UN |  |  |  | VERTICAL | AW |  |  |  |  | 4 | 0.00 % |  | 0.0000 "
5192201 | UNKNOWN |  | NJFR-30-PWLL-1 |  | SMFP-1 Well #1 /PUMP | NJAC | M | NJAC-Z1-SMFP.-1... | P201 | INSV | INST | SIEBELJ2 | 2014-10-23 | 501 E Moss Mill Rd |  | RAW WATER (GROUND) | 0.00 HP AW | END SUCTION | 0.000 GPM | 670.00 UN | GPM |  |  | VERTICAL | AW |  |  |  |  | 8 | 0.00 % |  | 0.0000 "
5193605 | UNKNOWN |  |  |  | FRBB Vacuum /PUMP | NJAC | 6 | NJAC-Z1-FRBB. | P201 | INSV | INST | FREEMAJ1 | 2014-11-20 | 3215 Fire Rd, Bldg B |  | SAMPLE | 0.00 HP AW | CENT VACUUM | 0.000 GPM | 0.00 UN |  | OIL | OIL | VERTICAL | AW |  |  |  |  | XX | 0.00 % |  | 0.0000 "
5194305 | UNKNOWN |  |  |  | LAKE Well #2 /PUMP | NJCM | M | NJCM-MT-LAKE. | P201 | INSV | INST | FREEMAJ1 | 2014-12-02 | 1390 ROUTE 9 SOUTH |  |  | 0.00 HP AW | NON-SUBMERGED TURBINE | 0.000 GPM | 0.00 UN | GPM |  |  | VERTICAL | AW |  |  |  |  | 6 | 0.00 % |  | 0.0000 " | 10
5194303 | UNKNOWN |  |  |  | ST17 Pump #1 /PUMP | NJOS | M | NJOSW-WW-ST17. | P201 | INSV | INST | FREEMAJ1 | 2014-12-02 | 39 W 17TH ST |  | SEWER LIFT |  | SUBMERSIBLE |  |  | GPM |  |  | VERTICAL | AW |  |  |  |  | XX |  | CAST IRON
5194302 | FLOWSERVE |  |  |  | BARG Well #12 /PUMP | NJAC | M | NJAC-Z1-BARG. | P201 | INSV | INST | FREEMAJ1 | 2014-12-02 | 6707 MILL ROAD |  |  | 0.00 HP AW | NON-SUBMERGED TURBINE | 0.000 GPM | 0.00 UN | GPM |  |  | VERTICAL | AW |  |  |  |  | 10 | 0.00 % |  | 0.0000 " | 10
5194301 | FLOWSERVE |  |  |  | TILT-CD Well #11 /PUMP | NJAC | 2 | NJAC-Z1-TILT.-CD.. | P201 | INSV | INST | FREEMAJ1 | 2014-12-02 | 6581 DELILAH RD |  | RAW WATER (GROUND) | 0.00 HP AW | SUBMERGED TURBINE | 0.000 GPM | 0.00 UN | GPM |  | WATER | VERTICAL | AW |  |  |  | SLEEVE | 8 | 0.00 % |  | 0.0000 " | 10 | STAINLESS
5195625 | FLOWSERVE |  | NJFR-1-PWLL-1 |  | HAND Well 8 /PUMP | NJCM | M | NJCM-MT-HAND. | P201 | INSV | INST | FREEMAJ1 | 2015-02-23 | 205 MECHANIC ST |  |  | 0.00 HP AW | NON-SUBMERGED TURBINE | 0.000 GPM | 0.00 UN |  |  |  | XX | AW |  |  |  |  | XX | 0.00 % |  | 0.0000 "
5194848 | FLOWSERVE |  | NJFR-54-PWLL-1 |  | MAIN Well 7 /PUMP | NJCM | M | NJCM-MT-MAIN. | P201 | INSV | INST | FREEMAJ1 | 2015-02-24 | 412 N ROUTE 9 |  |  | 0.00 HP AW | NON-SUBMERGED TURBINE | 0.000 GPM | 0.00 UN |  |  |  | XX | AW |  |  |  |  | XX | 0.00 % |  | 0.0000 "
5198637 | FLOWSERVE |  | NJFR-31-PWLL-2 |  | TILT Well #19 /PUMP | NJAC | M | NJAC-Z1-TILT.-19.. | P201 | INSV | INST | FREEMAJ1 | 2015-06-11 | 2578 TILTON RD |  | RAW WATER (GROUND) | 0.00 HP AW | SUBMERGED TURBINE | 0.000 GPM | 0.00 UN | GPM | WATER |  | XX | AW |  |  |  |  | 10 | 0.00 % |  | 0.0000 " | 12
5198640 | FLOWSERVE |  | NJFR-55-PRWP-1 |  | WRAS Well #3 /PUMP | NJAC | M | NJAC-Z1-WRAS. | P201 | INSV | INST | FREEMAJ1 | 2015-06-11 | 187 S THOREAU TER |  | RAW WATER (GROUND) | 0.00 HP AW | SUBMERGED TURBINE | 0.000 GPM | 0.00 UN | GPM |  |  | XX | AW |  |  |  |  | 6 | 0.00 % |  | 0.0000 " | 10
5198641 | FLOWSERVE |  | NJFR-55-PBSR-1 |  | WRAS High Service /PUMP | NJAC | M | NJAC-Z1-WRAS. | P201 | INSV | INST | FREEMAJ1 | 2015-06-11 | 187 S THOREAU TER |  | IN PLANT BOOSTER | 0.00 HP AW | NON-SUBMERGED TURBINE | 0.000 GPM | 0.00 UN | GPM |  |  | XX | AW |  |  |  |  | 12 | 0.00 % |  | 0.0000 " | 10
5198643 | WORTHINGTON |  | NJFR-30-PRWP-1 |  | SMFP Well #17 /PUMP | NJAC | M | NJAC-Z1-SMFP.-17.. | P201 | INSV | INST | FREEMAJ1 | 2015-06-11 | 525 E MOSS MILL ROAD |  | RAW WATER (GROUND) | 0.00 HP AW | NON-SUBMERGED TURBINE | 0.000 GPM | 0.00 UN | GPM | WATER |  | VERTICAL | AW |  |  |  |  | 8 | 0.00 % |  | 0.0000 " | 10
5205511 | UNKNOWN |  |  |  | ABSC-Waste Sludge Pump #1 /Pump | NJAC | M | NJAC-Z1-ABSC. | P201 | INSV | INST | FREEMAJ1 | 2015-08-17 | 534 New Jersey Ave |  | SLUDGE | 0.00 HP AW | SUBMERSIBLE | 0.000 GPM | 0.00 UN |  |  |  | VERTICAL | AW |  |  |  |  | 4 | 0.00 % |  | 0.0000 "
5205512 | UNKNOWN |  |  |  | ABSC-Waste Sludge Pump #2 /Pump | NJAC | M | NJAC-Z1-ABSC. | P201 | INSV | INST | FREEMAJ1 | 2015-08-17 | 534 New Jersey Ave |  | SLUDGE | 0.00 HP AW | SUBMERSIBLE | 0.000 GPM | 0.00 UN |  |  |  | VERTICAL | AW |  |  |  |  | 4 | 0.00 % |  | 0.0000 "
5211605 | MARATHON |  |  |  | STGE HGS BOOSTER /PUMP | NJCM | M | NJCM-UT-STGE. | P201 | INSV | INST | HEIMER | 2016-03-01 | 110 OLD STAGECOACH RD |  | RAW WATER (GROUND) | 0.00 HP AW | XX | 0.000 GPM | 0.00 UN | GPM |  |  | HORIZONTAL | AW |  |  |  |  | XX | 0.00 % |  | 0.0000 "
5220708 | ITT |  |  |  | ACUA High Service #3 /PUMP | NJAC | M | NJAC-Z1-ACUA. | P201 | OOS | INAC INST | ASHBRIAJ | 2016-07-29 | 1151 N MAIN STREET |  | IN PLANT BOOSTER | 0.00 HP AW | SPLITCASE | 0.000 GPM | 0.00 UN | GPM |  |  | VERTICAL | AW |  |  |  |  | 8 | 0.00 % |  | 0.0000 " | 8
5245534 | ITT |  | NJFR-58-PSLF-4 |  | MERION PARK SUBMERSIBLE PUMP | NJOS | M | NJOSW-WW-MPRK. | P201 | INSV | INST | PE0100_RFC | 2017-10-06 | OXFORD LANE |  |  |  | SUBMERSIBLE | [5 empty] | XX | AW |  |  |  |  | XX |  |  | 256.0000 "
5245535 | ITT |  | NJFR-45-PSLF-2 |  | 41ST STREET SUBMERSIBLE PUMP | NJOS | M | NJOSW-WW-ST41. | P201 | INSV | INST | PE0100_RFC | 2017-10-06 | 41 STREET & WEST AVE |  |  |  | SUBMERSIBLE | [5 empty] | XX | AW |  |  |  |  | XX |  |  | 465.0000 "
5245617 | GOULDS |  | NJFR-50-PSLF-3 |  | BLUE WATER SUBMERSIBLE PUMP | NJOS | M | NJOSW-WW-BLUW. | P201 | OOS TBIN | INST | PE0100_RFC | 2017-10-06 | NAUTILUS DRIVE |  |  |  | SUBMERSIBLE | [5 empty] | XX | AW |  |  |  |  | XX
5245618 | ITT |  | NJFR-48-PSLF-2 |  | 53RD STREET SUBMERSIBLE PUMP | NJOS | M | NJOSW-WW-ST53. | P201 | INSV | INST | PE0100_RFC | 2017-10-06 | 53 STREET & WEST AVE |  |  |  | SUBMERSIBLE | [5 empty] | XX | AW |  |  |  |  | XX |  |  | 434.0000 "
5245767 | ITT |  | NJFR-4-PSLF-1 |  | GARDENS LIFT SUBMERSIBLE PUMP | NJOS | M | NJOSW-WW-GARD. | P201 | OOS TBIN | INST | PE0100_RFC | 2017-10-06 | ATLANTIC BOULEVARD |  |  |  | SUBMERSIBLE | [5 empty] | XX | AW |  |  |  |  | XX |  |  | 464.0000 "
5245794 | ITT |  | NJFR-48-PSLF-1 |  | 53RD STREET SUBMERSIBLE PUMP | NJOS | M | NJOSW-WW-ST53. | P201 | OOS TBIN | INST | PE0100_RFC | 2017-10-06 | 53 STREET & WEST AVE |  |  |  | SUBMERSIBLE | [5 empty] | XX | AW |  |  |  |  | XX |  |  | 432.0000 "
5245799 | ITT |  | NJFR-58-PSLF-3 |  | MERION PARK SUBMERSIBLE PUMP | NJOS | M | NJOSW-WW-MPRK. | P201 | OOS TBIN | INST | PE0100_RFC | 2017-10-06 | OXFORD LANE |  |  |  | SUBMERSIBLE | [5 empty] | XX | AW |  |  |  |  | XX |  |  | 256.0000 "
5245838 | ITT |  | NJFR-34-PSLF-3 |  | OCEAN REEF SUBMERSIBLE PUMP | NJOS | M | NJOSW-WW-OCRF. | P201 | OOS TBIN | INST | PE0100_RFC | 2017-10-06 | OCEAN REEF DRIVE |  |  |  | SUBMERSIBLE | [5 empty] | XX | AW |  |  |  |  | XX |  |  | 256.0000 "
5245924 | ITT |  | NJFR-36-PSLF-1 |  | BAYONNE PL SUBMERSIBLE PUMP | NJOS | M | NJOSW-WW-BAYP. | P201 | OOS TBIN | INST | PE0100_RFC | 2017-10-06 | 61 BAYONNE PLACE |  |  |  | SUBMERSIBLE | [5 empty] | XX | AW |  |  |  |  | XX |  |  | 434.0000 "
5246000 | ITT |  | NJFR-45-PSLF-1 |  | 41ST SUBMERSIBLE PUMP | NJOS | M | NJOSW-WW-ST41. | P201 | OOS TBIN | INST | PE0100_RFC | 2017-10-06 | 41 STREET & WEST AVE |  |  |  | SUBMERSIBLE | [5 empty] | XX | AW |  |  |  |  | XX |  |  | 465.0000 "
5246001 | GOULDS |  | NJFR-22-PSLF-1 |  | FIRE RD SUBMERSIBLE PUMP | NJAC | M | NJAC-Z1-FIRE. | P201 | OOS TBIN | INST | PE0100_RFC | 2017-10-06 | 3226 FIRE RD |  |  |  | SUBMERSIBLE | [5 empty] | XX | AW |  |  |  |  | XX
5246102 | ITT |  | NJFR-35-PSLF-4 |  | 17TH STREET SUBMERSIBLE PUMP | NJOS | M | NJOSW-WW-ST17. | P201 | INSV | INST | PE0100_RFC | 2017-10-06 | 39 W 17TH ST |  |  |  | SUBMERSIBLE | [5 empty] | XX | AW |  |  |  |  | XX |  |  | 436.0000 "
5246103 | GOULDS |  | NJFR-50-PSLF-2 |  | BLUE WATER SUBMERSIBLE PUMP | NJOS | M | NJOSW-WW-BLUW. | P201 | INSV | INST | PE0100_RFC | 2017-10-06 | NAUTILUS DRIVE |  |  |  | SUBMERSIBLE | [5 empty] | XX | AW |  |  |  |  | XX
5245533 | ITT |  | NJFR-4-PSLF-3 |  | GARDENS LIFT SUBMERSIBLE PUMP | NJOS | M | NJOSW-WW-GARD. | P201 | INSV | INST | PE0100_RFC | 2017-10-06 | ATLANTIC BOULEVARD |  |  |  | SUBMERSIBLE | [5 empty] | XX | AW |  |  |  |  | XX |  |  | 464.0000 "
5245480 | ITT |  | NJFR-36-PSLF-2 |  | BAYONNE PL SUBMERSIBLE PUMP | NJOS | M | NJOSW-WW-BAYP. | P201 | OOS TBIN | INST | PE0100_RFC | 2017-10-06 | 61 BAYONNE PLACE |  |  |  | XX | [5 empty] | XX | AW |  |  |  |  | XX
5245479 | ITT |  | NJFR-4-PSLF-2 |  | GARDENS LIFT SUBMERSIBLE PUMP | NJOS | M | NJOSW-WW-GARD. | P201 | INSV | INST | PE0100_RFC | 2017-10-06 | ATLANTIC BOULEVARD |  |  |  | SUBMERSIBLE | [5 empty] | XX | AW |  |  |  |  | XX |  |  | 464.0000 "
5245478 | ITT |  | NJFR-58-PSLF-2 |  | MERION PARK SUBMERSIBLE PUMP | NJOS | M | NJOSW-WW-MPRK. | P201 | OOS TBIN | INST | PE0100_RFC | 2017-10-06 | OXFORD LANE |  |  |  | SUBMERSIBLE | [5 empty] | XX | AW |  |  |  |  | XX |  |  | 256.0000 "
5245331 | ITT |  | NJFR-35-PSLF-3 |  | W 17TH STREET SUBMERSIBLE PUMP | NJOS | M | NJOSW-WW-ST17. | P201 | INSV | INST | PE0100_RFC | 2017-10-06 | 39 W 17TH ST |  |  |  | SUBMERSIBLE | [5 empty] | XX | AW |  |  |  |  | XX |  |  | 436.0000 "
5245330 | ITT |  | NJFR-36-PSLF-4 |  | BAYONNE PL SUBMERSIBLE PUMP | NJOS | M | NJOSW-WW-BAYP. | P201 | INSV | INST | PE0100_RFC | 2017-10-06 | 61 BAYONNE PLACE |  |  |  | SUBMERSIBLE | [5 empty] | XX | AW |  |  |  |  | XX |  |  | 434.0000 "
5245328 | ITT |  | NJFR-50-PSLF-1 |  | BLUE WATER SUBMERSIBLE PUMP | NJOS | M | NJOSW-WW-BLUW. | P201 | OOS TBIN | INST | PE0100_RFC | 2017-10-06 | NAUTILUS DRIVE |  |  |  | SUBMERSIBLE | [5 empty] | XX | AW |  |  |  |  | XX
5245265 | ITT |  | NJFR-34-PSLF-2 |  | OCEAN REEF SUBMERSIBLE PUMP | NJOS | M | NJOSW-WW-OCRF. | P201 | INSV | INST | PE0100_RFC | 2017-10-06 | OCEAN REEF DRIVE |  |  |  | SUBMERSIBLE | [5 empty] | XX | AW |  |  |  |  | XX |  |  | 256.0000 "
5245264 | ITT |  | NJFR-58-PSLF-1 |  | MERION PARK SUBMERSIBLE PUMP | NJOS | M | NJOSW-WW-MPRK. | P201 | OOS TBIN | INST | PE0100_RFC | 2017-10-06 | OXFORD LANE |  |  |  | SUBMERSIBLE | [5 empty] | XX | AW |  |  |  |  | XX |  |  | 256.0000 "
5245053 | GOULDS |  | NJFR-22-PSLF-2 |  | FIRE RD SUBMERSIBLE PUMP | NJAC | M | NJAC-Z1-FIRE. | P201 | INSV | INST | PE0100_RFC | 2017-10-06 | 3226 FIRE RD |  |  | 0.00 HP AW | SUBMERSIBLE | 0.000 GPM | 0.00 UN |  |  |  | XX | AW |  |  |  |  | XX | 0.00 % |  | 5.3800 "
5245052 | ITT |  | NJFR-36-PSLF-3 |  | BAYONNE PLACE SUBMERSIBLE PUMP | NJOS | M | NJOSW-WW-BAYP. | P201 | INSV | INST | PE0100_RFC | 2017-10-06 | 61 BAYONNE PLACE |  |  |  | SUBMERSIBLE | [5 empty] | XX | AW |  |  |  |  | XX |  |  | 434.0000 "
5245051 | ITT |  | NJFR-34-PSLF-1 |  | OCEAN REEF SUBMERSIBLE PUMP | NJOS | M | NJOSW-WW-OCRF. | P201 | OOS TBIN | INST | PE0100_RFC | 2017-10-06 | OCEAN REEF DRIVE |  |  |  | SUBMERSIBLE | [5 empty] | XX | AW |  |  |  |  | XX |  |  | 256.0000 "
5245050 | ITT |  | NJFR-35-PSLF-2 |  | 17TH STREET SUBMERSIBLE PUMP | NJOS | M | NJOSW-WW-ST17. | P201 | OOS TBIN | INST | PE0100_RFC | 2017-10-06 | 39 W 17TH ST |  |  |  | SUBMERSIBLE | [5 empty] | XX | AW |  |  |  |  | XX |  |  | 436.0000 "
5244929 | ITT |  | NJFR-45-PSLF-3 |  | 41ST SUBMERSIBLE PUMP | NJOS | M | NJOSW-WW-ST41. | P201 | INSV | INST | PE0100_RFC | 2017-10-09 | 41 STREET & WEST AVE |  |  |  | SUBMERSIBLE | [5 empty] | XX | AW |  |  |  |  | XX |  |  | 465.0000 "
5244930 | ITT |  | NJFR-48-PSLF-3 |  | 53RD STREET SUBMERSIBLE PUMP | NJOS | M | NJOSW-WW-ST53. | P201 | INSV | INST | PE0100_RFC | 2017-10-09 | 53 STREET & WEST AVE |  |  |  | SUBMERSIBLE | [5 empty] | XX | AW |  |  |  |  | XX |  |  | 434.0000 "
5245266 | ITT |  | NJFR-58-PSLF-5 |  | MERION PARK SUBMERSIBLE PUMP | NJOS | M | NJOSW-WW-MPRK. | P201 | OOS TBIN | INST | PE0100_RFC | 2017-10-09 | OXFORD LANE |  |  |  | SUBMERSIBLE | [5 empty] | XX | AW |  |  |  |  | XX |  |  | 256.0000 "
5245267 | GOULDS |  | NJFR-22-PSLF-3 |  | FIRE RD SUBMERSIBLE PUMP | NJAC | M | NJAC-Z1-FIRE. | P201 | INSV | INST | PE0100_RFC | 2017-10-09 | 3226 FIRE RD |  |  | 0.00 HP AW | SUBMERSIBLE | 0.000 GPM | 0.00 UN |  |  |  | XX | AW |  |  |  |  | XX | 0.00 % |  | 5.3800 "

## Chemical Tank
Equipment |  | Function class | Inventory no. | Position | Description | AuthorizGroup | EquipCategory | Functional Loc. | Planning plant | User status | System status | Created by | Created on | Street | Size/dimens. | Application | Indoor/Outdoor | Owned By | Special Mtn Note | Special Mtn Note Det | Tank Chemical | Tnk-Auto Refill | Tnk-Diameter | Tnk-Material | Tnk-Pressure Rating | Tnk-Side Length (ft) | Tnk-State Inspection | Tnk-Volume (gal) | Underground
5085504 | UNKNOWN |  |  |  | NLIN-CAUS Sodium Hydroxide Bulk /Tank | NJAC | T | NJAC-Z1-NLIN.-CAUS | P201 | INSV | INST | HUSSAARM | 2013-10-12 | 605 NEW ROAD |  |  |  | AW |  |  | NON-PRESSURIZED CHEM | XX | 0.00 Feet | XX | XX | 0.000 Feet | XX | 0.00 1GL | XX
5085507 | UNKNOWN |  |  |  | NLIN-CAUS Sodium Hydroxide Day /Tank | NJAC | T | NJAC-Z1-NLIN.-CAUS | P201 | INSV | INST | HUSSAARM | 2013-10-12 | 605 NEW ROAD |  |  |  | AW |  |  | NON-PRESSURIZED CHEM | XX | 0.00 Feet | XX | XX | 0.000 Feet | XX | 0.00 1GL | XX
5085509 | POLYPROCESSING |  |  |  | NLIN-HYPO Sodium Hypochlorite /Tank | NJAC | T | NJAC-Z1-NLIN.-HYPO | P201 | INSV | INST | HUSSAARM | 2013-10-12 | 605 NEW ROAD |  | SODIUM HYPOCHLORITE | INDOORS | AW |  |  | NON-PRESSURIZED CHEM | XX | 0.00 Feet | PLASTIC | XX | 0.000 Feet | XX | 110.00 1GL | XX
5085511 | UNKNOWN |  |  |  | NLIN-PHOS Phosphate Day /Tank | NJAC | T | NJAC-Z1-NLIN.-PHOS | P201 | INSV | INST | HUSSAARM | 2013-10-12 | 605 NEW ROAD |  |  |  | AW |  |  | NON-PRESSURIZED CHEM | XX | 0.00 Feet | XX | XX | 0.000 Feet | XX | 0.00 1GL | XX
5087568 | UNKNOWN |  | NJFR-20-CSTK-1 |  | ABSC-CAUS Day /Tank | NJAC | T | NJAC-Z1-ABSC.-CAUS | P201 | OOS | INAC INST | HUSSAARM | 2013-10-12 | 534 NEW JERSEY AVE |  | SODIUM HYDROXIDE | INDOORS | AW |  |  | NON-PRESSURIZED CHEM | N | 0.00 Feet | PLASTIC | ATMOSPHERIC | 0.000 Feet | N | 0.00 1GL | XX
5088224 | UNKNOWN |  | NJFR-20-CSTK-2 |  | ABSC-CAUS Bulk /Tank | NJAC | T | NJAC-Z1-ABSC.-CAUS | P201 | OOS | INAC INST | HUSSAARM | 2013-10-12 | 534 NEW JERSEY AVE |  | SODIUM HYDROXIDE | INDOORS | AW |  |  | NON-PRESSURIZED CHEM | N |  | PLASTIC | ATMOSPHERIC |  | N | 3,900.00 1GL | N
5134616 | POLYPROCESSING |  | NJFR-16-CSTK-2 |  | SOMR-HYPO SODHYP BLK2 /TANK | NJAC | T | NJAC-Z1-SOMR.-HYPO | P201 | INSV | INST | HUSSAARM | 2013-10-13 | 597 3RD STREET |  | SODIUM HYPOCHLORITE | INDOORS | AW |  |  | NON-PRESSURIZED CHEM | N | 0.00 Feet | PLASTIC | ATMOSPHERIC | 0.000 Feet | N | 3,000.00 1GL | XX
5133184 | POLYPROCESSING |  | NJFR-16-CSTA-1 |  | SOMR-HYPO SODHYP BLK1 /TANK | NJAC | T | NJAC-Z1-SOMR.-HYPO | P201 | INSV | INST | HUSSAARM | 2013-10-13 | 597 3RD STREET |  | SODIUM HYPOCHLORITE | INDOORS | AW |  |  | NON-PRESSURIZED CHEM | N | 0.00 Feet | PLASTIC | ATMOSPHERIC | 0.000 Feet | N | 3,000.00 1GL | XX
5132478 | UNKNOWN |  |  |  | STR3-PHOS /TANK | NJCM | T | NJCM-OC-STR3.-PHOS | P201 | INSV | INST | HUSSAARM | 2013-10-13 | 248 WEST AVE |  | ZINC ORTHOPHOSPHATE | INDOORS | AW |  |  | NON-PRESSURIZED CHEM | XX | 0.00 Feet | PLASTIC | ATMOSPHERIC | 0.000 Feet | XX | 0.00 1GL | XX
5132475 | UNKNOWN |  |  |  | STR3-HYPO Sodium Hypochlorite /TANK | NJCM | T | NJCM-OC-STR3.-HYPO | P201 | INSV | INST | HUSSAARM | 2013-10-13 | 248 WEST AVE |  | SODIUM HYPOCHLORITE | INDOORS | AW |  |  | NON-PRESSURIZED CHEM | XX | 0.00 Feet | PLASTIC | ATMOSPHERIC | 0.000 Feet | XX | 0.00 1GL | XX
5132473 | UNKNOWN |  |  |  | ST27-PHOS /TANK | NJCM | T | NJCM-OC-ST27.-PHOS | P201 | INSV | INST | HUSSAARM | 2013-10-13 | 2661 WEST AVE |  | ZINC ORTHOPHOSPHATE | INDOORS | AW |  |  | NON-PRESSURIZED CHEM | XX | 0.00 Feet | PLASTIC | ATMOSPHERIC | 0.000 Feet | XX | 0.00 1GL | XX
5132471 | POLYPROCESSING |  |  |  | ST27-HYPO Sodium Hypochlorite /TANK | NJCM | T | NJCM-OC-ST27.-HYPO | P201 | INSV | INST | HUSSAARM | 2013-10-13 | 2661 WEST AVE |  | SODIUM HYPOCHLORITE | INDOORS | AW |  |  | NON-PRESSURIZED CHEM | XX | 0.00 Feet | PLASTIC | ATMOSPHERIC | 0.000 Feet | XX | 0.00 1GL | XX
5132137 | UNKNOWN |  | NJFR-30-CSTK-2 |  | SMFP-CAUS Bulk /Tank | NJAC | T | NJAC-Z1-SMFP.-CAUS | P201 | INSV | INST | HUSSAARM | 2013-10-13 | 525 E MOSS MILL ROAD |  | SODIUM HYDROXIDE | INDOORS | AW |  |  | NON-PRESSURIZED CHEM | N | 0.00 Feet | FIBERGLASS | ATMOSPHERIC | 0.000 Feet | N | 0.00 1GL | XX
5130487 | UNKNOWN |  | NJFR-30-CSTK-1 |  | SMFP-CAUS Day /Tank | NJAC | T | NJAC-Z1-SMFP.-CAUS | P201 | INSV | INST | HUSSAARM | 2013-10-13 | 525 E MOSS MILL ROAD |  | SODIUM HYDROXIDE | INDOORS | AW |  |  | NON-PRESSURIZED CHEM | N | 0.00 Feet | PLASTIC | ATMOSPHERIC | 0.000 Feet | N | 0.00 1GL | XX
5125979 | UNKNOWN |  | NJFR-30-CSTK-3 |  | SMFP-PHOS Phosphate /Tank | NJAC | T | NJAC-Z1-SMFP.-PHOS | P201 | INSV | INST | HUSSAARM | 2013-10-13 | 525 E MOSS MILL ROAD |  | MISC CORROSION INHIB | INDOORS | AW |  |  | NON-PRESSURIZED CHEM | N | 0.00 Feet | PLASTIC | ATMOSPHERIC | 0.000 Feet | N | 0.00 1GL | XX
5125949 | POLYPROCESSING |  | NJFR-30-CSTK-4 |  | SMFP-HYPO Sodium Hypochlorite /Tank | NJAC | T | NJAC-Z1-SMFP.-HYPO | P201 | INSV | INST | HUSSAARM | 2013-10-13 | 525 E MOSS MILL ROAD |  | SODIUM HYPOCHLORITE | INDOORS | AW |  |  | NON-PRESSURIZED CHEM | N | 0.00 Feet | PLASTIC | ATMOSPHERIC | 0.000 Feet | N | 1,000.00 1GL | XX
5125930 | UNKNOWN |  | NJFR-57-CSTK-1 |  | OAKS-CAUS Day /Tank | NJAC | T | NJAC-Z1-OAKS.-CAUS | P201 | INSV | INST | HUSSAARM | 2013-10-13 | 267 W. JIMMIE LEEDS ROAD |  | SODIUM HYDROXIDE | INDOORS | AW |  |  | NON-PRESSURIZED CHEM | N | 0.00 Feet | PLASTIC | ATMOSPHERIC | 0.000 Feet | N | 0.00 1GL | XX
5125926 | UNKNOWN |  | NJFR-57-CSTK-3 |  | OAKS-PHOS Phosphate /Tank | NJAC | T | NJAC-Z1-OAKS.-PHOS | P201 | INSV | INST | HUSSAARM | 2013-10-13 | 267 W. JIMMIE LEEDS ROAD |  | MISC CORROSION INHIB | INDOORS | AW |  |  | NON-PRESSURIZED CHEM | N | 0.00 Feet | PLASTIC | ATMOSPHERIC | 0.000 Feet | N | 0.00 1GL | XX
5124946 | UNKNOWN |  | NJFR-57-CSTK-4 |  | OAKS-HYPO Sodium Hypochlorite /Tank | NJAC | T | NJAC-Z1-OAKS.-HYPO | P201 | INSV | INST | HUSSAARM | 2013-10-13 | 267 W. JIMMIE LEEDS ROAD |  | SODIUM HYPOCHLORITE | INDOORS | AW |  |  | NON-PRESSURIZED CHEM | N | 0.00 Feet | PLASTIC | ATMOSPHERIC | 0.000 Feet | N | 0.00 1GL | XX
5124206 | UNKNOWN |  | NJFR-57-CSTK-2 |  | OAKS-CAUS Bulk /Tank | NJAC | T | NJAC-Z1-OAKS.-CAUS | P201 | INSV | INST | HUSSAARM | 2013-10-13 | 267 W. JIMMIE LEEDS ROAD |  | SODIUM HYDROXIDE | INDOORS | AW |  |  | NON-PRESSURIZED CHEM | N | 0.00 Feet | STEEL | ATMOSPHERIC | 0.000 Feet | N | 0.00 1GL | XX
5121866 | UNKNOWN |  | NJFR-15-CSTK-3 |  | MILL-PHOS Phosphate /Tank | NJAC | T | NJAC-Z1-MILL.-PHOS | P201 | INSV | INST | HUSSAARM | 2013-10-13 | 100 MILL ROAD |  | MISC CORROSION INHIB | INDOORS | AW |  |  | NON-PRESSURIZED CHEM | N | 0.00 Feet | PLASTIC | ATMOSPHERIC | 0.000 Feet | N | 0.00 1GL | XX
5118126 | UNKNOWN |  | NJFR-15-CSTK-1 |  | MILL-CAUS Day /Tank | NJAC | T | NJAC-Z1-MILL.-CAUS | P201 | OOS | INAC INST | HUSSAARM | 2013-10-13 | 100 MILL ROAD |  | SODIUM HYDROXIDE | INDOORS | AW |  |  | NON-PRESSURIZED CHEM | N |  | PLASTIC | ATMOSPHERIC |  | N |  | XX
5118112 | UNKNOWN |  | NJFR-15-CSTK-2 |  | MILL-CAUS Bulk /Tank | NJAC | T | NJAC-Z1-MILL.-CAUS | P201 | OOS | INAC INST | HUSSAARM | 2013-10-13 | 100 MILL ROAD |  | SODIUM HYDROXIDE | INDOORS | AW |  |  | NON-PRESSURIZED CHEM | N | 0.00 Feet | PLASTIC | ATMOSPHERIC | 0.000 Feet | N | 0.00 1GL | XX
5117088 | POLYPROCESSING |  | NJFR-15-CSTK-4 |  | MILL-HYPO Sodium Hypochlorite /Tank | NJAC | T | NJAC-Z1-MILL.-HYPO | P201 | OOS | INAC INST | HUSSAARM | 2013-10-13 | 100 MILL ROAD |  | SODIUM HYPOCHLORITE | INDOORS | AW |  |  | NON-PRESSURIZED CHEM | N | 0.00 Feet | PLASTIC | ATMOSPHERIC | 0.000 Feet | N | 150.00 1GL | XX
5115656 | UNKNOWN |  | NJFR-13-CSTK-1 |  | MILL-CAUS Day /Tank | NJAC | T | NJAC-Z1-MILL.-CAUS | P201 | INSV | INST | HUSSAARM | 2013-10-13 | 100 MILL ROAD |  | SODIUM HYDROXIDE | INDOORS | AW |  |  | NON-PRESSURIZED CHEM | N | 0.00 Feet | PLASTIC | ATMOSPHERIC | 0.000 Feet | N | 0.00 1GL | XX
5114608 | UNKNOWN |  | NJFR-13-CSTK-3 |  | MILL-CAUS Bulk #2 /Tank | NJAC | T | NJAC-Z1-MILL.-CAUS | P201 | INSV | INST | HUSSAARM | 2013-10-13 | 100 MILL ROAD |  | SODIUM HYDROXIDE | INDOORS | AW |  |  | NON-PRESSURIZED CHEM | N | 0.00 Feet | PLASTIC | ATMOSPHERIC | 0.000 Feet | N | 0.00 1GL | XX
5113193 | UNKNOWN |  | NJFR-13-CSTK-2 |  | MILL-CAUS Bulk #1 /Tank | NJAC | T | NJAC-Z1-MILL.-CAUS | P201 | INSV | INST | HUSSAARM | 2013-10-13 | 100 MILL ROAD |  | SODIUM HYDROXIDE | INDOORS | AW |  |  | NON-PRESSURIZED CHEM | N | 0.00 Feet | PLASTIC | ATMOSPHERIC | 0.000 Feet | N | 0.00 1GL | XX
5110087 | UNKNOWN |  | NJFR-41-CSTK-2 |  | MART-CAUS Bulk /Tank | NJAC | T | NJAC-Z1-MART.-CAUS | P201 | OOS | INAC INST | HUSSAARM | 2013-10-13 | 107 MARTIN AVE |  | SODIUM HYDROXIDE | INDOORS | AW |  |  | NON-PRESSURIZED CHEM | N |  | PLASTIC | ATMOSPHERIC |  | N |  | XX
5109508 | UNKNOWN |  | NJFR-41-CSTK-1 |  | MART-CAUS Day /Tank | NJAC | T | NJAC-Z1-MART.-CAUS | P201 | INSV | INST | HUSSAARM | 2013-10-13 | 107 MARTIN AVE |  | SODIUM HYDROXIDE | INDOORS | AW |  |  | NON-PRESSURIZED CHEM | N | 0.00 Feet | PLASTIC | ATMOSPHERIC | 0.000 Feet | N | 0.00 1GL | XX
5108345 | UNKNOWN |  | NJFR-41-CSTK-4 |  | MART-HYPO Sodium Hypochlorite /Tank | NJAC | T | NJAC-Z1-MART.-HYPO | P201 | INSV | INST | HUSSAARM | 2013-10-13 | 107 MARTIN AVE |  | SODIUM HYPOCHLORITE | INDOORS | AW |  |  | NON-PRESSURIZED CHEM | N | 0.00 Feet | PLASTIC | ATMOSPHERIC | 0.000 Feet | N | 0.00 1GL | XX
5165444 | UNKNOWN |  |  |  | SWFT-CAUS Bulk /Tank | NJAC | T | NJAC-Z1-SWFT.-CAUS | P201 | INSV | INST | HUSSAARM | 2013-10-13 | 11 SWIFT AVE |  | SODIUM HYDROXIDE |  | AW |  |  | NON-PRESSURIZED CHEM | N | 0.00 Feet | PLASTIC | XX | 0.000 Feet | N | 0.00 1GL | XX
5165441 | UNKNOWN |  |  |  | SWFT-CAUS Day /Tank | NJAC | T | NJAC-Z1-SWFT.-CAUS | P201 | INSV | INST | HUSSAARM | 2013-10-13 | 11 SWIFT AVE |  | SODIUM HYDROXIDE |  | AW |  |  | NON-PRESSURIZED CHEM | N | 0.00 Feet | PLASTIC | XX | 0.000 Feet | N | 0.00 1GL | XX
5165438 | UNKNOWN |  |  |  | SWFT-PHOS Phosphate /Tank | NJAC | T | NJAC-Z1-SWFT.-PHOS | P201 | INSV | INST | HUSSAARM | 2013-10-13 | 11 SWIFT AVE |  | MISC CORROSION INHIB |  | AW |  |  | NON-PRESSURIZED CHEM | N | 0.00 Feet | PLASTIC | XX | 0.000 Feet | N | 0.00 1GL | XX
5165434 | UNKNOWN |  |  |  | SWFT-HYPO Sodium Hypochlorite /Tank | NJAC | T | NJAC-Z1-SWFT.-HYPO | P201 | INSV | INST | HUSSAARM | 2013-10-13 | 11 SWIFT AVE |  | SODIUM HYPOCHLORITE |  | AW |  |  | NON-PRESSURIZED CHEM | N | 0.00 Feet | PLASTIC | XX | 0.000 Feet | N | 0.00 1GL | XX
5153191 | UNKNOWN |  | NJFR-55-CSTK-1 |  | WRAS-LIME Lime Solution /Tank | NJAC | T | NJAC-Z1-WRAS.-LIME | P201 | INSV | INST | HUSSAARM | 2013-10-13 | 218 E. WALDEN WAY |  | LIME (HYDRATED) | INDOORS | AW |  |  | NON-PRESSURIZED CHEM | N | 0.00 Feet | STEEL | ATMOSPHERIC | 0.000 Feet | N | 0.00 1GL | XX
5153164 | UNKNOWN |  | NJFR-55-CSTK-2 |  | WRAS-PHOS Phosphate /Tank | NJAC | T | NJAC-Z1-WRAS.-PHOS | P201 | INSV | INST | HUSSAARM | 2013-10-13 | 218 E. WALDEN WAY |  | MISC CORROSION INHIB | INDOORS | AW |  |  | NON-PRESSURIZED CHEM | N | 0.00 Feet | PLASTIC | ATMOSPHERIC | 0.000 Feet | N | 0.00 1GL | XX
5153135 | UNKNOWN |  | NJFR-55-CSTK-3 |  | WRAS-HYPO Sodium Hypochlorite /Tank | NJAC | T | NJAC-Z1-WRAS.-HYPO | P201 | INSV | INST | HUSSAARM | 2013-10-13 | 218 E. WALDEN WAY |  | SODIUM HYPOCHLORITE | INDOORS | AW |  |  | NON-PRESSURIZED CHEM | N | 0.00 Feet | PLASTIC | ATMOSPHERIC | 0.000 Feet | N | 0.00 1GL | XX
5153132 | UNKNOWN |  | NJFR-19-CSTK-2 |  | WOOD-CAUS Bulk #1 /Tank | NJAC | T | NJAC-Z1-WOOD.-CAUS | P201 | INSV | INST | HUSSAARM | 2013-10-13 | 746 BLOCK OF WOODLAND AVE. |  | SODIUM HYDROXIDE | INDOORS | AW |  |  | NON-PRESSURIZED CHEM | N | 0.00 Feet | PLASTIC | ATMOSPHERIC | 0.000 Feet | N | 0.00 1GL | XX
5153117 | UNKNOWN |  | NJFR-19-CSTK-1 |  | WOOD-CAUS Day /Tank | NJAC | T | NJAC-Z1-WOOD.-CAUS | P201 | INSV | INST | HUSSAARM | 2013-10-13 | 746 BLOCK OF WOODLAND AVE. |  | SODIUM HYDROXIDE | INDOORS | AW |  |  | NON-PRESSURIZED CHEM | N | 0.00 Feet | PLASTIC | ATMOSPHERIC | 0.000 Feet | N | 0.00 1GL | XX
5153114 | UNKNOWN |  | NJFR-19-CSTK-5 |  | WOOD-HYPO Sodium Hypochlorite /Tank | NJAC | T | NJAC-Z1-WOOD.-HYPO | P201 | INSV | INST | HUSSAARM | 2013-10-13 | 746 BLOCK OF WOODLAND AVE. |  | SODIUM HYPOCHLORITE | INDOORS | AW |  |  | NON-PRESSURIZED CHEM | N | 0.00 Feet | PLASTIC | ATMOSPHERIC | 0.000 Feet | N | 0.00 1GL | XX
5153111 | UNKNOWN |  | NJFR-19-CSTK-4 |  | WOOD-PHOS Phosphate /Tank | NJAC | T | NJAC-Z1-WOOD.-PHOS | P201 | INSV | INST | HUSSAARM | 2013-10-13 | 746 BLOCK OF WOODLAND AVE. |  | MISC CORROSION INHIB | INDOORS | AW |  |  | NON-PRESSURIZED CHEM | N | 0.00 Feet | PLASTIC | ATMOSPHERIC | 0.000 Feet | N | 0.00 1GL | XX
5152039 | UNKNOWN |  | NJFR-19-CSTK-3 |  | WOOD-CAUS Bulk #2 /Tank | NJAC | T | NJAC-Z1-WOOD.-CAUS | P201 | INSV | INST | HUSSAARM | 2013-10-13 | 746 BLOCK OF WOODLAND AVE. |  | SODIUM HYDROXIDE | INDOORS | AW |  |  | NON-PRESSURIZED CHEM | N | 0.00 Feet | PLASTIC | ATMOSPHERIC | 0.000 Feet | N | 0.00 1GL | XX
5150621 | UNKNOWN |  | NJFR-31-CSTK-2 |  | TILT-HYPO Sodium Hypochlorite /Tank | NJAC | T | NJAC-Z1-TILT.-HYPO | P201 | OOS | INAC INST | HUSSAARM | 2013-10-13 | 2580 TILTON RD |  | SODIUM HYPOCHLORITE | INDOORS | AW |  |  | NON-PRESSURIZED CHEM | N | 0.00 Feet | PLASTIC | ATMOSPHERIC | 0.000 Feet | N | 0.00 1GL | XX
5149215 | UNKNOWN |  | NJFR-31-CSTK-2 |  | TILT-CAUS Day /Tank | NJAC | T | NJAC-Z1-TILT.-CAUS | P201 | INSV | INST | HUSSAARM | 2013-10-13 | 2580 TILTON RD |  | SODIUM HYDROXIDE | INDOORS | AW |  |  | NON-PRESSURIZED CHEM | N | 0.00 Feet | PLASTIC | ATMOSPHERIC | 0.000 Feet | N | 0.00 1GL | XX
5147904 | UNKNOWN |  | NJFR-31-CSTK-2 |  | TILT-CAUS Bulk /Tank | NJAC | T | NJAC-Z1-TILT.-CAUS | P201 | INSV | INST | HUSSAARM | 2013-10-13 | 2580 TILTON RD |  | SODIUM HYDROXIDE | INDOORS | AW |  |  | NON-PRESSURIZED CHEM | N | 0.00 Feet | PLASTIC | ATMOSPHERIC | 0.000 Feet | N | 0.00 1GL | XX
5145490 | UNKNOWN |  | NJFR-31-CSTK-1 |  | TILT-PHOS Phosphate /Tank | NJAC | T | NJAC-Z1-TILT.-PHOS | P201 | INSV | INST | HUSSAARM | 2013-10-13 | 2580 TILTON RD |  | MISC CORROSION INHIB | INDOORS | AW |  |  | NON-PRESSURIZED CHEM | N | 0.00 Feet | PLASTIC | ATMOSPHERIC | 0.000 Feet | N | 0.00 1GL | XX
5144179 | UNKNOWN |  | NJFR-25-CSTK-3 |  | SPRC-PHOS Phosphate /Tank | NJAC | T | NJAC-Z1-SPRC.-PHOS | P201 | INSV | INST | HUSSAARM | 2013-10-13 | 5055 SPRUCE AVE |  | MISC CORROSION INHIB | INDOORS | AW |  |  | NON-PRESSURIZED CHEM | N | 0.00 Feet | PLASTIC | ATMOSPHERIC | 0.000 Feet | N | 0.00 1GL | XX
5141562 | UNKNOWN |  | NJFR-25-CSTK-1 |  | SPRC-CAUS Day /Tank | NJAC | T | NJAC-Z1-SPRC.-CAUS | P201 | INSV | INST | HUSSAARM | 2013-10-13 | 5055 SPRUCE AVE |  | SODIUM HYDROXIDE | INDOORS | AW |  |  | NON-PRESSURIZED CHEM | N | 0.00 Feet | PLASTIC | ATMOSPHERIC | 0.000 Feet | N | 0.00 1GL | XX
5141549 | UNKNOWN |  | NJFR-25-CSTK-2 |  | SPRC-CAUS Bulk /Tank | NJAC | T | NJAC-Z1-SPRC.-CAUS | P201 | INSV | INST | HUSSAARM | 2013-10-13 | 5055 SPRUCE AVE |  | SODIUM HYDROXIDE | INDOORS | AW |  |  | NON-PRESSURIZED CHEM | N | 0.00 Feet | STEEL | ATMOSPHERIC | 0.000 Feet | N | 0.00 1GL | XX
5139965 | UNKNOWN |  | NJFR-25-CSTK4 |  | SPRC-HYPO Sodium Hypochlorite /Tank | NJAC | T | NJAC-Z1-SPRC.-HYPO | P201 | INSV | INST | HUSSAARM | 2013-10-13 | 5055 SPRUCE AVE |  | SODIUM HYPOCHLORITE | INDOORS | AW |  |  | NON-PRESSURIZED CHEM | N | 0.00 Feet | PLASTIC | ATMOSPHERIC | 0.000 Feet | N | 0.00 1GL | XX
5138762 | UNKNOWN |  | NJFR-14-CSTK-3 |  | SLIN-PHOS Phosphate /Tank | NJAC | T | NJAC-Z1-SLIN.-PHOS | P201 | INSV | INST | HUSSAARM | 2013-10-13 | 313 KIRKLIN AVE |  | MISC CORROSION INHIB | INDOORS | AW |  |  | NON-PRESSURIZED CHEM | N |  | PLASTIC | ATMOSPHERIC |  | N |  | XX
5137557 | UNKNOWN |  | NJFR-14-CSTK-1 |  | SLIN-CAUS Day /Tank | NJAC | T | NJAC-Z1-SLIN.-CAUS | P201 | INSV | INST | HUSSAARM | 2013-10-13 | 313 KIRKLIN AVE |  | SODIUM HYDROXIDE | INDOORS | AW |  |  | NON-PRESSURIZED CHEM | N |  | STEEL | ATMOSPHERIC |  | N |  | XX
5136645 | UNKNOWN |  | NJFR-14-CSTK-2 |  | SLIN-CAUS Bulk /Tank | NJAC | T | NJAC-Z1-SLIN.-CAUS | P201 | INSV | INST | HUSSAARM | 2013-10-13 | 313 KIRKLIN AVE |  | SODIUM HYDROXIDE | INDOORS | AW |  |  | NON-PRESSURIZED CHEM | N |  | PLASTIC | ATMOSPHERIC |  | N |  | XX
5135525 | UNKNOWN |  | NJFR-14-CSTK-4 |  | SLIN-HYPO Sodium Hypochlorite /Tank | NJAC | T | NJAC-Z1-SLIN.-HYPO | P201 | INSV | INST | HUSSAARM | 2013-10-13 | 313 KIRKLIN AVE |  | SODIUM HYPOCHLORITE | INDOORS | AW |  |  | NON-PRESSURIZED CHEM | N |  | PLASTIC | ATMOSPHERIC |  | N |  | XX
5107503 | UNKNOWN |  | NJFR-41-CSTK-3 |  | MART-PHOS Phosphate /Tank | NJAC | T | NJAC-Z1-MART.-PHOS | P201 | INSV | INST | HUSSAARM | 2013-10-13 | 107 MARTIN AVE |  | MISC CORROSION INHIB | INDOORS | AW |  |  | NON-PRESSURIZED CHEM | N | 0.00 Feet | PLASTIC | ATMOSPHERIC | 0.000 Feet | N | 0.00 1GL | XX
5099209 | UNKNOWN |  | NJFR-40-CSTK-1 |  | ST35 Phosphate Tank /Tank | NJCM | T | NJCM-OC-ST35. | P201 | INSV | INST | HUSSAARM | 2013-10-13 | 3501 ASBURY AVE |  | MISC CORROSION INHIB |  | AW |  |  | NON-PRESSURIZED CHEM | N | 0.00 Feet | XX | ATMOSPHERIC | 0.000 Feet | N | 0.00 1GL | N
5099207 | UNKNOWN |  | NJFR-32-CSTK-1 |  | ST20 Phosphate Tank /Tank | NJCM | T | NJCM-OC-ST20. | P201 | INSV | INST | HUSSAARM | 2013-10-13 | 2027 HAVEN AVE |  | MISC CORROSION INHIB |  | AW |  |  | NON-PRESSURIZED CHEM | N | 0.00 Feet | XX | ATMOSPHERIC | 0.000 Feet | N | 0.00 1GL | N
5099206 | UNKNOWN |  | NJFR-32-CSTK-2 |  | ST20-HYPO Sodium Hypochlorite /Tank | NJCM | T | NJCM-OC-ST20.-HYPO | P201 | INSV | INST | HUSSAARM | 2013-10-13 | 2027 HAVEN AVE |  | SODIUM HYPOCHLORITE |  | AW |  |  | NON-PRESSURIZED CHEM | N | 0.00 Feet | XX | ATMOSPHERIC | 0.000 Feet | N | 0.00 1GL | N
5099205 | POLYPROCESSING |  | NJFR-6-CSTK-2 |  | ST11-HYPO Sodium Hypochlorite /Tank | NJCM | T | NJCM-OC-ST11.-HYPO | P201 | INSV | INST | HUSSAARM | 2013-10-13 | 1108 WEST AVE |  | SODIUM HYPOCHLORITE |  | AW |  |  | NON-PRESSURIZED CHEM | N | 0.00 Feet | XX | ATMOSPHERIC | 0.000 Feet | N | 200.00 1GL | N
5099204 | UNKNOWN |  | NJFR-6-CSTK-1 |  | ST11 Phosphate Tank /Tank | NJCM | T | NJCM-OC-ST11. | P201 | INSV | INST | HUSSAARM | 2013-10-13 | 1108 WEST AVE |  | MISC CORROSION INHIB |  | AW |  |  | NON-PRESSURIZED CHEM | N | 0.00 Feet | XX | ATMOSPHERIC | 0.000 Feet | N | 0.00 1GL | N
5098827 | UNKNOWN |  | NJFR-22-CSTK-4 |  | FIRE-HYPO Sodium Hypochlorite /Tank | NJAC | T | NJAC-Z1-FIRE.-HYPO | P201 | INSV | INST | HUSSAARM | 2013-10-13 | 3226 FIRE RD |  | SODIUM HYPOCHLORITE | INDOORS | AW |  |  | NON-PRESSURIZED CHEM | N | 0.00 Feet | PLASTIC | ATMOSPHERIC | 0.000 Feet | N | 0.00 1GL | XX
5096341 | UNKNOWN |  | NJFR-22-CSTK-3 |  | FIRE-PHOS Phosphate /Tank | NJAC | T | NJAC-Z1-FIRE.-PHOS | P201 | INSV | INST | HUSSAARM | 2013-10-13 | 3226 FIRE RD |  | MISC CORROSION INHIB | INDOORS | AW |  |  | NON-PRESSURIZED CHEM | N | 0.00 Feet | PLASTIC | ATMOSPHERIC | 0.000 Feet | N | 0.00 1GL | XX
5096338 | UNKNOWN |  | NJFR-26-CSTK3 |  | ECRT-HYPO Sodium Hypochlorite /Tank | NJAC | T | NJAC-Z1-ECRT.-HYPO | P201 | OOS | INAC INST | HUSSAARM | 2013-10-13 | 554 SCARBOROUGH DRIVE |  | SODIUM HYPOCHLORITE | INDOORS | AW |  |  | NON-PRESSURIZED CHEM | N | 0.00 Feet | PLASTIC | ATMOSPHERIC | 0.000 Feet | N | 0.00 1GL | XX
5096335 | UNKNOWN |  | NJFR-26-CSTK-2 |  | ECRT-PHOS Phosphate /Tank | NJAC | T | NJAC-Z1-ECRT.-PHOS | P201 | OOS | INAC INST | HUSSAARM | 2013-10-13 | 554 SCARBOROUGH DRIVE |  | MISC CORROSION INHIB | INDOORS | AW |  |  | NON-PRESSURIZED CHEM | N | 0.00 Feet | PLASTIC | ATMOSPHERIC | 0.000 Feet | N | 0.00 1GL | XX
5095769 | UNKNOWN |  |  |  | ECRT-CAUS Bulk /Tank | NJAC | T | NJAC-Z1-ECRT.-CAUS | P201 | OOS | INAC INST | HUSSAARM | 2013-10-13 | 554 SCARBOROUGH DRIVE |  | SODIUM HYDROXIDE | INDOORS | AW |  |  | NON-PRESSURIZED CHEM | N | 0.00 Feet | PLASTIC | ATMOSPHERIC | 0.000 Feet | N | 0.00 1GL | XX
5094766 | UNKNOWN |  | NJFR-26-CSTK-1 |  | ECRT-CAUS Day /Tank | NJAC | T | NJAC-Z1-ECRT.-CAUS | P201 | OOS | INAC INST | HUSSAARM | 2013-10-13 | 554 SCARBOROUGH DRIVE |  | SODIUM HYDROXIDE | INDOORS | AW |  |  | NON-PRESSURIZED CHEM | N | 0.00 Feet | PLASTIC | ATMOSPHERIC | 0.000 Feet | N | 0.00 1GL | XX
5094700 | UNKNOWN |  | NJFR-17-CSTK-3 |  | DOBB-CAUS Bulk #2 /Tank | NJAC | T | NJAC-Z1-DOBB.-CAUS | P201 | OOS | INAC INST | HUSSAARM | 2013-10-13 | 1002 DOBBS AVE |  | SODIUM HYDROXIDE | INDOORS | AW |  |  | NON-PRESSURIZED CHEM | N | 0.00 Feet | PLASTIC | ATMOSPHERIC | 0.000 Feet | N | 0.00 1GL | XX
5093458 | UNKNOWN |  | NJFR-17-CSTK-1 |  | DOBB-CAUS Day /Tank | NJAC | T | NJAC-Z1-DOBB.-CAUS | P201 | OOS | INAC INST | HUSSAARM | 2013-10-13 | 1002 DOBBS AVE |  | SODIUM HYDROXIDE | INDOORS | AW |  |  | NON-PRESSURIZED CHEM | N | 0.00 Feet | PLASTIC | ATMOSPHERIC | 0.000 Feet | N | 0.00 1GL | XX
5092835 | UNKNOWN |  | NJFR-17-CSTK-2 |  | DOBB-CAUS Bulk #1 /Tank | NJAC | T | NJAC-Z1-DOBB.-CAUS | P201 | OOS | INAC INST | HUSSAARM | 2013-10-13 | 1002 DOBBS AVE |  | SODIUM HYDROXIDE | INDOORS | AW |  |  | NON-PRESSURIZED CHEM | N | 0.00 Feet | PLASTIC | ATMOSPHERIC | 0.000 Feet | N | 0.00 1GL | XX
5092086 | UNKNOWN |  | NJFR-17-CSTK-5 |  | DOBB-HYPO Sodium Hypochlorite /Tank | NJAC | T | NJAC-Z1-DOBB.-HYPO | P201 | INSV | INST | HUSSAARM | 2013-10-13 | 1002 DOBBS AVE |  | SODIUM HYPOCHLORITE | INDOORS | AW |  |  | NON-PRESSURIZED CHEM | N | 0.00 Feet | PLASTIC | ATMOSPHERIC | 0.000 Feet | N | 0.00 1GL | XX
5091434 | UNKNOWN |  | NJFR-17-CSTK-4 |  | DOBB-PHOS Phosphate /Tank | NJAC | T | NJAC-Z1-DOBB.-PHOS | P201 | INSV | INST | HUSSAARM | 2013-10-13 | 1002 DOBBS AVE |  | MISC CORROSION INHIB | INDOORS | AW |  |  | NON-PRESSURIZED CHEM | N | 0.00 Feet | PLASTIC | ATMOSPHERIC | 0.000 Feet | N | 0.00 1GL | XX
5090977 | POLYPROCESSING |  | NJFR-53-CSTK-1 |  | CRIS-PHOS Phosphate /Tank | NJAC | T | NJAC-Z1-CRIS.-PHOS | P201 | INSV | INST | HUSSAARM | 2013-10-13 | 452 CHRIS GAUPP DR |  | MISC CORROSION INHIB | INDOORS | AW |  |  | NON-PRESSURIZED CHEM | N | 0.00 Feet | PLASTIC | ATMOSPHERIC | 0.000 Feet | N | 110.00 1GL | XX
5090549 | UNKNOWN |  | NJFR-53-CSTK-2 |  | CRIS-HYPO Sodium Hypochlorite /Tank | NJAC | T | NJAC-Z1-CRIS.-HYPO | P201 | INSV | INST | HUSSAARM | 2013-10-13 | 452 CHRIS GAUPP DR |  | SODIUM HYPOCHLORITE | INDOORS | AW |  |  | NON-PRESSURIZED CHEM | N | 0.00 Feet | PLASTIC | ATMOSPHERIC | 0.000 Feet | N | 0.00 1GL | XX
5090036 | POLYPROCESSING |  | NJFR-23-CSTK-1 |  | BARG-CAUS Day /Tank | NJAC | T | NJAC-Z1-BARG.-CAUS | P201 | INSV | INST | HUSSAARM | 2013-10-13 | 6707 MILL ROAD |  | SODIUM HYDROXIDE | INDOORS | AW |  |  | NON-PRESSURIZED CHEM | N | 0.00 Feet | PLASTIC | ATMOSPHERIC | 0.000 Feet | N | 150.00 1GL | XX
5089765 | UNKNOWN |  | NJFR-23-CSTK-2 |  | BARG-CAUS Bulk /Tank | NJAC | T | NJAC-Z1-BARG.-CAUS | P201 | INSV | INST | HUSSAARM | 2013-10-13 | 6707 MILL ROAD |  | SODIUM HYDROXIDE | INDOORS | AW |  |  | NON-PRESSURIZED CHEM | N | 0.00 Feet | STEEL | ATMOSPHERIC | 0.000 Feet | N | 5,022.00 1GL | XX
5089394 | POLYPROCESSING |  | NJFR-23-CSTK-4 |  | BARG-HYPO Sodium Hypochlorite /Tank | NJAC | T | NJAC-Z1-BARG.-HYPO | P201 | INSV | INST | HUSSAARM | 2013-10-13 | 6707 MILL ROAD |  | SODIUM HYPOCHLORITE | INDOORS | AW |  |  | NON-PRESSURIZED CHEM | N | 0.00 Feet | PLASTIC | ATMOSPHERIC | 0.000 Feet | N | 150.00 1GL | N
5089048 | POLYPROCESSING |  | NJFR-23-CSTK-3 |  | BARG-PHOS Phosphate /Tank | NJAC | T | NJAC-Z1-BARG.-PHOS | P201 | INSV | INST | HUSSAARM | 2013-10-13 | 6707 MILL ROAD |  | MISC CORROSION INHIB | INDOORS | AW |  |  | NON-PRESSURIZED CHEM | N | 0.00 Feet | PLASTIC | ATMOSPHERIC | 0.000 Feet | N | 60.00 1GL | N
5088830 | UNKNOWN |  | NJFR-20-CSTK-3 |  | ABSC-PHOS Phosphate /Tank | NJAC | T | NJAC-Z1-ABSC.-PHOS | P201 | OOS | INST | HUSSAARM | 2013-10-13 | 534 NEW JERSEY AVE |  | MISC CORROSION INHIB | INDOORS | AW |  |  | NON-PRESSURIZED CHEM | N |  | PLASTIC | ATMOSPHERIC |  | N |  | N
5088447 | POLYPROCESSING |  | NJFR-20-CSTK-4 |  | ABSC-HYPO Sodium Hypochlorite /Tank | NJAC | T | NJAC-Z1-ABSC.-HYPO | P201 | OOS | INAC INST | HUSSAARM | 2013-10-13 | 534 NEW JERSEY AVE |  | SODIUM HYPOCHLORITE | INDOORS | AW |  |  | NON-PRESSURIZED CHEM | N |  | PLASTIC | ATMOSPHERIC |  | N | 200.00 1GL | N
5105642 | UNKNOWN |  | NJFR-11-CSTK-2 |  | MART-CAUS Bulk /Tank | NJAC | T | NJAC-Z1-MART.-CAUS | P201 | INSV | INST | HUSSAARM | 2013-10-13 | 107 MARTIN AVE |  | SODIUM HYDROXIDE | INDOORS | AW |  |  | NON-PRESSURIZED CHEM | N | 0.00 Feet | STEEL | ATMOSPHERIC | 0.000 Feet | N | 0.00 1GL | XX
5102472 | UNKNOWN |  | NJFR-11-CSTK-1 |  | GROV-CAUS Day /Tank | NJAC | T | NJAC-Z1-GROV.-CAUS | P201 | OOS | INAC INST | HUSSAARM | 2013-10-13 | 680 W MARYLAND AVE |  | SODIUM HYDROXIDE | INDOORS | AW |  |  | NON-PRESSURIZED CHEM | N |  | PLASTIC | ATMOSPHERIC |  | N |  | XX
5102423 | UNKNOWN |  | NJFR-11-CSTK-4 |  | GROV-HYPO Sodium Hypochlorite /Tank | NJAC | T | NJAC-Z1-GROV.-HYPO | P201 | OOS | INAC INST | HUSSAARM | 2013-10-13 | 680 W MARYLAND AVE |  | SODIUM HYPOCHLORITE | INDOORS | AW |  |  | NON-PRESSURIZED CHEM | N |  | PLASTIC | ATMOSPHERIC |  | N |  | XX
5102414 | UNKNOWN |  | NJFR-11-CSTK-3 |  | GROV-PHOS Phosphate /Tank | NJAC | T | NJAC-Z1-GROV.-PHOS | P201 | OOS | INAC INST | HUSSAARM | 2013-10-13 | 680 W MARYLAND AVE |  | MISC CORROSION INHIB | INDOORS | AW |  |  | NON-PRESSURIZED CHEM | N |  | PLASTIC | ATMOSPHERIC |  | N |  | XX
5100685 | UNKNOWN |  | NJFR-22-CSTK-2 |  | FIRE-CAUS Bulk /Tank | NJAC | T | NJAC-Z1-FIRE.-CAUS | P201 | INSV | INST | HUSSAARM | 2013-10-13 | 3226 FIRE RD |  | SODIUM HYDROXIDE | INDOORS | AW |  |  | NON-PRESSURIZED CHEM | N | 0.00 Feet | STEEL | ATMOSPHERIC | 0.000 Feet | N | 0.00 1GL | XX
5099761 | UNKNOWN |  | NJFR-22-CSTK-1 |  | FIRE-CAUS Day /Tank | NJAC | T | NJAC-Z1-FIRE.-CAUS | P201 | INSV | INST | HUSSAARM | 2013-10-13 | 3226 FIRE RD |  | SODIUM HYDROXIDE | INDOORS | AW |  |  | NON-PRESSURIZED CHEM | N | 0.00 Feet | PLASTIC | ATMOSPHERIC | 0.000 Feet | N | 150.00 1GL | XX
5099229 | UNKNOWN |  | NJFR-54-CSTK-1 |  | MAIN Phosphate Tank /Tank | NJCM | T | NJCM-MT-MAIN. | P201 | INSV | INST | HUSSAARM | 2013-10-13 | 412 N ROUTE 9 |  | MISC CORROSION INHIB |  | AW |  |  | NON-PRESSURIZED CHEM | N | 0.00 Feet | XX | ATMOSPHERIC | 0.000 Feet | N | 0.00 1GL | N
5099228 | UNKNOWN |  | NJFR-54-CSTK-2 |  | MAIN-HYPO Sodium Hypochlorite /Tank | NJCM | T | NJCM-MT-MAIN.-HYPO | P201 | INSV | INST | HUSSAARM | 2013-10-13 | 412 N ROUTE 9 |  | SODIUM HYPOCHLORITE |  | AW |  |  | NON-PRESSURIZED CHEM | N | 0.00 Feet | XX | ATMOSPHERIC | 0.000 Feet | N | 0.00 1GL | N
5099227 | UNKNOWN |  | NJFR-1-CSTK-2 |  | HAND-HYPO Sodium Hypochlorite /Tank | NJCM | T | NJCM-MT-HAND.-HYPO | P201 | OOS | INAC INST | HUSSAARM | 2013-10-13 | 205 MECHANIC ST |  | SODIUM HYPOCHLORITE |  | AW |  |  | NON-PRESSURIZED CHEM | N | 0.00 Feet | XX | ATMOSPHERIC | 0.000 Feet | N | 0.00 1GL | N
5099226 | UNKNOWN |  | NJFR-1-CSTK-1 |  | HAND Phosphate Tank /Tank | NJCM | T | NJCM-MT-HAND. | P201 | INSV | INST | HUSSAARM | 2013-10-13 | 205 MECHANIC ST |  | MISC CORROSION INHIB |  | AW |  |  | NON-PRESSURIZED CHEM | N | 0.00 Feet | XX | ATMOSPHERIC | 0.000 Feet | N | 0.00 1GL | N
5099224 | POLYPROCESSING |  | NJFR-37-CSTK-2 |  | LAKE-HYPO Sodium Hypochlorite /Tank | NJCM | T | NJCM-MT-LAKE.-HYPO | P201 | INSV | INST | HUSSAARM | 2013-10-13 | 1390 ROUTE 9 SOUTH |  | SODIUM HYPOCHLORITE |  | AW |  |  | NON-PRESSURIZED CHEM | N | 0.00 Feet | XX | ATMOSPHERIC | 0.000 Feet | N | 150.00 1GL | N
5099223 | UNKNOWN |  | NJFR-37-CSTK-1 |  | LAKE Phosphate Tank /Tank | NJCM | T | NJCM-MT-LAKE. | P201 | INSV | INST | HUSSAARM | 2013-10-13 | 1390 ROUTE 9 SOUTH |  | MISC CORROSION INHIB |  | AW |  |  | NON-PRESSURIZED CHEM | N | 0.00 Feet | XX | ATMOSPHERIC | 0.000 Feet | N | 0.00 1GL | N
5099222 | UNKNOWN |  | NJFR-8-CSTK-1 |  | STRM Phosphate Tank /Tank | NJCM | T | NJCM-SM-STRM. | P201 | INSV | INST | HUSSAARM | 2013-10-13 | 6 W VINCENT AVE |  | MISC CORROSION INHIB |  | AW |  |  | NON-PRESSURIZED CHEM | N | 0.00 Feet | XX | ATMOSPHERIC | 0.000 Feet | N | 0.00 1GL | N
5099221 | UNKNOWN |  | NJFR-8-CTSH-2 |  | STRM-HYPO Sodium Hypochlorite /Tank | NJCM | T | NJCM-SM-STRM.-HYPO | P201 | INSV | INST | HUSSAARM | 2013-10-13 | 6 W VINCENT AVE |  | SODIUM HYPOCHLORITE |  | AW |  |  | NON-PRESSURIZED CHEM | N | 0.00 Feet | XX | ATMOSPHERIC | 0.000 Feet | N | 0.00 1GL | N
5099220 | POLYPROCESSING |  | NJFR-2-CSTK-2 |  | WSTA-HYPO Sodium Hypochlorite /Tank | NJCM | T | NJCM-OC-WSTA.-HYPO | P201 | INSV | INST | HUSSAARM | 2013-10-13 | 66 W STATION RD |  | SODIUM HYPOCHLORITE |  | AW |  |  | NON-PRESSURIZED CHEM | N | 0.00 Feet | XX | ATMOSPHERIC | 0.000 Feet | N | 150.00 1GL | N
5099219 | UNKNOWN |  | NJFR-2-CSTK-1 |  | WSTA Phosphate Tank /Tank | NJCM | T | NJCM-OC-WSTA. | P201 | INSV | INST | HUSSAARM | 2013-10-13 | 66 W STATION RD |  | MISC CORROSION INHIB |  | AW |  |  | NON-PRESSURIZED CHEM | N | 0.00 Feet | XX | ATMOSPHERIC | 0.000 Feet | N | 0.00 1GL | N
5099218 | UNKNOWN |  | NJFR-52-CSTK-2 |  | STGE-HYPO Sodium Hypochlorite Bulk /Tank | NJCM | T | NJCM-UT-STGE.-HYPO | P201 | OOS | INAC INST | HUSSAARM | 2013-10-13 | 110 OLD STAGECOACH RD |  | SODIUM HYPOCHLORITE |  | AW |  |  | NON-PRESSURIZED CHEM | N | 0.00 Feet | XX | ATMOSPHERIC | 0.000 Feet | N | 0.00 1GL | N
5099217 | UNKNOWN |  | NJFR-52-CSTK-3 |  | STGE-HYPO Sodium Hypochlorite Day /Tank | NJCM | T | NJCM-UT-STGE.-HYPO | P201 | INSV | INST | HUSSAARM | 2013-10-13 | 110 OLD STAGECOACH RD |  | SODIUM HYPOCHLORITE |  | AW |  |  | NON-PRESSURIZED CHEM | N | 0.00 Feet | XX | ATMOSPHERIC | 0.000 Feet | N | 0.00 1GL | N
5099216 | UNKNOWN |  | NJFR-52-CSTK-1 |  | STGE Phosphate Tank /Tank | NJCM | T | NJCM-UT-STGE. | P201 | INSV | INST | HUSSAARM | 2013-10-13 | 110 OLD STAGECOACH RD |  | MISC CORROSION INHIB |  | AW |  |  | NON-PRESSURIZED CHEM | N | 0.00 Feet | XX | ATMOSPHERIC | 0.000 Feet | N | 0.00 1GL | N
5099214 | UNKNOWN |  | NJFR-3-CSTK-1 |  | NORT Phosphate Tank /Tank | NJCM | T | NJCM-OC-NORT. | P201 | INSV | INST | HUSSAARM | 2013-10-13 | 734 BATTERSEA RD |  | MISC CORROSION INHIB |  | AW |  |  | NON-PRESSURIZED CHEM | N | 0.00 Feet | XX | ATMOSPHERIC | 0.000 Feet | N | 0.00 1GL | N
5099213 | POLYPROCESSING |  | NJFR-3-CSTK-2 |  | NORT-HYPO Sodium Hypochlorite /Tank | NJCM | T | NJCM-OC-NORT.-HYPO | P201 | INSV | INST | HUSSAARM | 2013-10-13 | 734 BATTERSEA RD |  | SODIUM HYPOCHLORITE | INDOORS | AW |  |  | NON-PRESSURIZED CHEM | N | 0.00 Feet | XX | ATMOSPHERIC | 0.000 Feet | N | 200.00 1GL | N
5099212 | UNKNOWN |  | NJFR-43-CSTK-1 |  | ST52 Phosphate Tank /Tank | NJCM | T | NJCM-OC-ST52. | P201 | INSV | INST | HUSSAARM | 2013-10-13 | 5161 ASBURY AVE |  | MISC CORROSION INHIB |  | AW |  |  | NON-PRESSURIZED CHEM | N | 0.00 Feet | XX | ATMOSPHERIC | 0.000 Feet | N | 0.00 1GL | N
5099211 | POLYPROCESSING |  | NJFR-43-CSTK-2 |  | ST52-HYPO Sodium Hypochlorite /Tank | NJCM | T | NJCM-OC-ST52.-HYPO | P201 | OOS | INAC INST | HUSSAARM | 2013-10-13 | 5161 ASBURY AVE |  | SODIUM HYPOCHLORITE |  | AW |  |  | NON-PRESSURIZED CHEM | N | 0.00 Feet | XX | ATMOSPHERIC | 0.000 Feet | N | 150.00 1GL | N
5099210 | UNKNOWN |  | NJFR-40-CSTK-2 |  | ST35-HYPO Sodium Hypochlorite /Tank | NJCM | T | NJCM-OC-ST35.-HYPO | P201 | INSV | INST | HUSSAARM | 2013-10-13 | 3501 ASBURY AVE |  | SODIUM HYPOCHLORITE |  | AW |  |  | NON-PRESSURIZED CHEM | N | 0.00 Feet | XX | ATMOSPHERIC | 0.000 Feet | N | 200.00 1GL | N
5190602 | UNKNOWN |  |  |  | ABSC PHOSPHATE /TANK | NJAC | E | NJAC-Z1-ABSC. | P201 | OOS | INAC INST | HEIMER | 2014-08-25 | 534 New Jersey Ave |  | MISC CORROSION INHIB | INDOORS | AW |  |  | NON-PRESSURIZED CHEM | N | 0.00 Feet | PLASTIC | ATMOSPHERIC | 0.000 Feet | N | 0.00 1GL | N
5189919 | UNKNOWN |  | NJFR-20-CSTK-2 |  | ABSC-HYPO TANK | NJAC | T | NJAC-Z1-ABSC.-HYPO | P201 | INSV | INST | DENIGRCM | 2014-09-04 | 534 New Jersey Ave |  |  |  | AW |  |  | XX | N |  | PLASTIC | XX |  | N | 3,000.00 1GL | N
5190543 | UNKNOWN |  |  |  | ABSC-CAUS Day /Tank | NJAC | 6 | NJAC-Z1-ABSC.-CAUS | P201 | OOS | INAC INST | HEIMER | 2014-09-17 | 534 New Jersey Ave |  | SODIUM HYDROXIDE | INDOORS | AW |  |  | NON-PRESSURIZED CHEM | N | 0.00 Feet | PLASTIC | ATMOSPHERIC | 0.000 Feet | XX | 0.00 1GL | N
5190545 | UNKNOWN |  |  |  | ABSC-CAUS Bulk Tank | NJAC | 6 | NJAC-Z1-ABSC.-CAUS | P201 | OOS | INAC INST | HEIMER | 2014-09-17 | 534 New Jersey Ave |  | SODIUM HYDROXIDE | INDOORS | AW |  |  | NON-PRESSURIZED CHEM | N | 0.00 Feet | PLASTIC | ATMOSPHERIC | 0.000 Feet |  | 0.00 1GL | N
5193601 | POLYPROCESSING |  |  |  | DOBB - CAUS Bulk #1 /TANK | NJAC | T | NJAC-Z1-DOBB.-CAUS | P201 | INSV | INST | FREEMAJ1 | 2014-11-20 | 1003 Dobbs Avenue | 540 GALLONS | SODIUM HYDROXIDE |  | AW |  |  | NON-PRESSURIZED CHEM | N | 0.00 Feet | PLASTIC | ATMOSPHERIC | 0.000 Feet | XX | 540.00 1GL | N
5193602 | POLYPROCESSING |  |  |  | DOBB _ CAUS Bulk #2 /TANK | NJAC | T | NJAC-Z1-DOBB.-CAUS | P201 | INSV | INST | FREEMAJ1 | 2014-11-20 | 1003 Dobbs Avenue |  | SODIUM HYDROXIDE |  | AW |  |  | NON-PRESSURIZED CHEM | N | 0.00 Feet | PLASTIC | ATMOSPHERIC | 0.000 Feet | XX | 540.00 1GL | N
5193603 | POLYPROCESSING |  |  |  | DOBB _ CAUS Day /Tank | NJAC | T | NJAC-Z1-DOBB.-CAUS | P201 | INSV | INST | FREEMAJ1 | 2014-11-20 | 1003 Dobbs Avenue |  | SODIUM HYDROXIDE |  | AW |  |  | NON-PRESSURIZED CHEM | N | 0.00 Feet | PLASTIC | ATMOSPHERIC | 0.000 Feet | XX | 540.00 1GL | N
5194840 | SNYDER IND |  |  |  | TILT-HYPO Sodium Hypochlorite/Tank | NJAC | T | NJAC-Z1-TILT.-HYPO | P201 | INSV | INST | FREEMAJ1 | 2015-02-03 | 2580 TILTON RD |  | SODIUM HYPOCHLORITE | INDOORS | AW |  |  | NON-PRESSURIZED CHEM | Y | 0.00 Feet | PLASTIC | ATMOSPHERIC | 0.000 Feet | N | 2,000.00 1GL | N
5195612 | POLYPROCESSING |  | NJFR-1-CSTK-1 |  | HAND Sodium Hypochlorite /TANK | NJCM | T | NJCM-MT-HAND.-HYPO | P201 | INSV | INST | FREEMAJ1 | 2015-02-23 | 205 MECHANIC ST |  | SODIUM HYPOCHLORITE | INDOORS | AW |  |  | NON-PRESSURIZED CHEM | Y | 0.00 Feet | PLASTIC | ATMOSPHERIC | 0.000 Feet | N | 0.00 1GL | N
5205506 | UNKNOWN |  |  |  | ABSC-CAUS Day /Tank | NJAC | T | NJAC-Z1-ABSC.-CAUS | P201 | INSV | INST | FREEMAJ1 | 2015-08-17 | 534 New Jersey Ave |  | SODIUM HYDROXIDE | INDOORS | AW |  |  | NON-PRESSURIZED CHEM | N | 0.00 Feet | PLASTIC | ATMOSPHERIC | 0.000 Feet | XX | 0.00 1GL | N
5205507 | UNKNOWN |  |  |  | ABSC-CAUS Bulk Tank | NJAC | T | NJAC-Z1-ABSC.-CAUS | P201 | INSV | INST | FREEMAJ1 | 2015-08-17 | 534 New Jersey Ave |  | SODIUM HYDROXIDE | INDOORS | AW |  |  | NON-PRESSURIZED CHEM | N | 0.00 Feet | PLASTIC | ATMOSPHERIC | 0.000 Feet |  | 0.00 1GL | N
5205508 | UNKNOWN |  |  |  | ABSC PHOSPHATE /TANK | NJAC | T | NJAC-Z1-ABSC. | P201 | INSV | INST | FREEMAJ1 | 2015-08-17 | 534 New Jersey Ave |  | MISC CORROSION INHIB | INDOORS | AW |  |  | NON-PRESSURIZED CHEM | N | 0.00 Feet | PLASTIC | ATMOSPHERIC | 0.000 Feet | N | 0.00 1GL | N
5211606 | AUGUSTA FIBERGLASS CO |  | NJFR-52-CSTK-2 |  | STGE-HYPO Sodium Hypochlorite Bulk /Tank | NJCM | T | NJCM-UT-STGE.-HYPO | P201 | INSV | INST | HEIMER | 2016-03-01 | 110 OLD STAGECOACH RD |  | SODIUM HYPOCHLORITE | INDOORS | AW |  |  | NON-PRESSURIZED CHEM | Y | 0.00 Feet | FIBERGLASS | ATMOSPHERIC | 0.000 Feet | XX | 3,000.00 1GL | N
5214300 | UNKNOWN |  |  |  | ST52-HYPO Sodium Hypochlorite /Tank | NJCM | T | NJCM-OC-ST52.-HYPO | P201 | INSV | INST | HEIMER | 2016-04-13 | 5161 ASBURY AVE |  | SODIUM HYPOCHLORITE | INDOORS | AW |  |  | NON-PRESSURIZED CHEM | N | 0.00 Feet | PLASTIC | ATMOSPHERIC | 0.000 Feet | N | 150.00 1GL | N
5230340 | POLYPROCESSING |  |  |  | MILL-HYPO Sodium Hypochlorite /Tank | NJAC | T | NJAC-Z1-MILL.-HYPO | P201 | INSV | INST | HEIMER | 2017-02-10 | 100 MILL ROAD |  | SODIUM HYPOCHLORITE | INDOORS | AW |  |  | NON-PRESSURIZED CHEM | N | 0.00 Feet | PLASTIC | ATMOSPHERIC | 0.000 Feet | N | 230.00 1GL | N

## Blower
Equipment | Manufacturer | Function class | Inventory no. | Position | Description | AuthorizGroup | EquipCategory | Functional Loc. | Planning plant | User status | System status | Created by | Created on | Street | Size/dimens. | Application | BHP Rating | Blower Type | Capacity Rating | Capacity UOM | Drive Type | Max Pressure | Owned By | RPM Operating | Special Mtn Note | Special Mtn Note Det
5163226 | AMERICAN FAN |  | NJFR-17-ABLW-1 |  | DOBB Blower /BLWR | NJAC | M | NJAC-Z1-DOBB. | P201 | INSV | INST | HUSSAARM | 2013-10-13 | 1002 DOBBS AVE |  | WATER PROCESSING | 0.00 HP AW | CENTRIFUGAL | 0.00 UN |  |  | 0.0 PSI | AW
5163772 | UNKNOWN |  | NJFR-13-ABLW-1 |  | MILL Blower /BLWR | NJAC | M | NJAC-Z1-MILL. | P201 | INSV | INST | HUSSAARM | 2013-10-13 | 100 MILL ROAD |  | WATER PROCESSING | 0.00 HP AW | CENTRIFUGAL | 0.00 UN |  |  | 0.0 PSI | AW
5165116 | UNKNOWN |  | NJFR-30-ABLW-2 |  | SMFP Filter Blower # 2 /BLWR | NJAC | M | NJAC-Z1-SMFP. | P201 | INSV | INST | HUSSAARM | 2013-10-13 | 525 E MOSS MILL ROAD |  | WATER PROCESSING | 0.00 HP AW | POSITIVE DISPLACEMENT | 0.00 UN |  |  | 0.0 PSI | AW
5165759 | UNKNOWN |  | NJFR-30-ABLW-1 |  | SMFP Filter Blower # 1 /BLWR | NJAC | M | NJAC-Z1-SMFP. | P201 | INSV | INST | HUSSAARM | 2013-10-13 | 525 E MOSS MILL ROAD |  | WATER PROCESSING | 0.00 HP AW | POSITIVE DISPLACEMENT | 0.00 UN |  |  | 0.0 PSI | AW
5166049 | UNKNOWN |  | NJFR-31-ABLW-2 |  | TILT Filter Blower # 2 /BLWR | NJAC | M | NJAC-Z1-TILT. | P201 | INSV | INST | HUSSAARM | 2013-10-13 | 2580 TILTON RD |  | WATER PROCESSING | 0.00 HP AW | POSITIVE DISPLACEMENT | 0.00 UN |  |  | 0.0 PSI | AW
5166052 | UNKNOWN |  | NJFR-31-ABLW-1 |  | TILT Filter Blower # 1 /BLWR | NJAC | M | NJAC-Z1-TILT. | P201 | INSV | INST | HUSSAARM | 2013-10-13 | 2580 TILTON RD |  | WATER PROCESSING | 0.00 HP AW | POSITIVE DISPLACEMENT | 0.00 UN |  |  | 0.0 PSI | AW
5166055 | UNKNOWN |  | NJFR-19-ABLW-1 |  | WOOD Blower /BLWR | NJAC | M | NJAC-Z1-WOOD. | P201 | INSV | INST | HUSSAARM | 2013-10-13 | 746 BLOCK OF WOODLAND AVE. |  | WATER PROCESSING | 0.00 HP AW | CENTRIFUGAL | 0.00 UN |  |  | 0.0 PSI | AW
5190024 | GARDNER DENVER |  |  |  | ABSC-Filter /Blower | NJAC | 6 | NJAC-Z1-ABSC. | P201 | OOS | INAC INST | HEIMER | 2014-09-19 | 534 New Jersey Ave |  | WASTE PROCESSING | 0.00 HP AW | POSITIVE DISPLACEMENT | 0.00 UN |  | BELT | 0.0 PSI | AW
5205503 | GARDNER DENVER |  |  |  | ABSC-Filter /Blower | NJAC | M | NJAC-Z1-ABSC. | P201 | INSV | INST | FREEMAJ1 | 2015-08-17 | 534 New Jersey Ave |  | WASTE PROCESSING | 0.00 HP AW | POSITIVE DISPLACEMENT | 0.00 UN |  | BELT | 0.0 PSI | AW

## Flow Meter
Equipment |  | Function class | Inventory no. | Position | Description | AuthorizGroup | EquipCategory | Functional Loc. | Planning plant | User status | System status | Created by | Created on | Street | Size/dimens. | Application | Beta Ratio | Bypass Valve? | Calibration UOM | Comm Protocol | Differential PSI Ran | Flow Calibrated Rang | Flow Max Intermitten | Flow Normal Range | Flow UOM | Flow Velocity Range | Flowmeter Type | Instrument Power | Max Pressure | Met-Material | Nominal Size | On SCADA? | Output Type | Owned By | Pressure Drop Max
5085481 | UNKNOWN |  |  |  | ACUA Main Station MUA /METER | NJAC | 1 | NJAC-Z1-ACUA. | P201 | OOS | INAC INST | HUSSAARM | 2013-10-12 | 1151 N MAIN STREET |  |  |  | XX | [8 empty] | MAGNETIC |  | 0.0 PSI |  | XX |  |  | AW
5085493 | UNKNOWN |  |  |  | TILT-21 Well Pump /METER | NJAC | 1 | NJAC-Z1-TILT.-21.. | P201 | INSV | INST | HUSSAARM | 2013-10-12 | 2572 TILTON RD |  |  |  | XX | [8 empty] | MAGNETIC |  | 0.0 PSI |  | XX |  |  | AW
5126780 | UNKNOWN |  |  |  | MART Flow #13 /METER | NJAC | 1 | NJAC-Z1-MART. | P201 | INSV | INST | HUSSAARM | 2013-10-13 | 107 MARTIN AVE |  | PLANT FINISHED WATER |  | XX | [8 empty] | VENTURI |  | 0.0 PSI |  | 8 | Y | 4-20MA | AW
5127909 | UNKNOWN |  |  |  | MILL Flow #4A /METER | NJAC | 1 | NJAC-Z1-MILL. | P201 | INSV | INST | HUSSAARM | 2013-10-13 | 100 MILL ROAD |  | PLANT FINISHED WATER |  | XX | [8 empty] | VENTURI |  | 0.0 PSI |  | 8 | Y | 4-20MA | AW
5128913 | UNKNOWN |  |  |  | NLIN Flow #8 /METER | NJAC | 1 | NJAC-Z1-NLIN. | P201 | INSV | INST | HUSSAARM | 2013-10-13 | 605 NEW ROAD |  | PLANT FINISHED WATER |  | XX | [8 empty] | VENTURI |  | 0.0 PSI |  | 8 | Y | 4-20MA | AW
5129853 | UNKNOWN |  |  |  | OAKS Flow #16 /METER | NJAC | 1 | NJAC-Z1-OAKS. | P201 | INSV | INST | HUSSAARM | 2013-10-13 | 267 W. JIMMIE LEEDS ROAD |  | PLANT FINISHED WATER |  | XX | [8 empty] | VENTURI |  | 0.0 PSI |  | 8 | Y | 4-20MA | AW
5130898 | UNKNOWN |  |  |  | SMFP-17 Flow #17 /METER | NJAC | 1 | NJAC-Z1-SMFP.-17.. | P201 | INSV | INST | HUSSAARM | 2013-10-13 | 525 E MOSS MILL ROAD |  | PLANT FINISHED WATER |  | XX | [8 empty] | TURBINE/PROPELLER |  | 0.0 PSI |  | XX | Y | 4-20MA | AW
5131847 | ROSEMOUNT |  |  |  | ST27 STA /METER | NJCM | 1 | NJCM-OC-ST27. | P201 | INSV | INST | HUSSAARM | 2013-10-13 | 2661 WEST AVE |  | PLANT FINISHED WATER |  | XX | [6 empty] | GPM |  | MAGNETIC |  |  |  | XX | Y |  | AW
5131849 | ROSEMOUNT |  |  |  | STR3 STA /METER | NJCM | 1 | NJCM-OC-STR3. | P201 | INSV | INST | HUSSAARM | 2013-10-13 | 248 WEST AVE |  | PLANT FINISHED WATER |  | XX | [5 empty] | 1400 | GPM |  | MAGNETIC |  |  |  | XX | Y | PULSE | AW
5132235 | MCCROMETER |  |  |  | SMFP-2 Flow #2 /METER | NJAC | 1 | NJAC-Z1-SMFP.-2... | P201 | INSV | INST | HUSSAARM | 2013-10-13 | 569 E MOSS MILL ROAD |  | PLANT FINISHED WATER |  | XX | [6 empty] | GPM |  | TURBINE/PROPELLER |  | 0.0 PSI |  | XX | Y | 4-20MA | AW
5133262 | MCCROMETER |  |  |  | SMFP-1 Flow #1 /METER | NJAC | 1 | NJAC-Z1-SMFP.-1... | P201 | INSV | INST | HUSSAARM | 2013-10-13 | 501 E MOSS MILL ROAD |  | PLANT FINISHED WATER |  | XX | [6 empty] | GPM |  | TURBINE/PROPELLER |  | 0.0 PSI |  | XX | Y | 4-20MA | AW
5134392 | UNKNOWN |  |  |  | SLIN Flow #7 /METER | NJAC | 1 | NJAC-Z1-SLIN. | P201 | OOS | INAC INST | HUSSAARM | 2013-10-13 | 313 KIRKLIN AVE |  | PLANT FINISHED WATER |  | XX | [8 empty] | MAGNETIC |  | 0.0 PSI |  | 6 | Y | 4-20MA | AW
5135623 | UNKNOWN |  |  |  | SPRC-14 Flow #14 /METER | NJAC | 1 | NJAC-Z1-SPRC.-14.. | P201 | INSV | INST | HUSSAARM | 2013-10-13 | 5055 SPRUCE AVE |  | PLANT FINISHED WATER |  | XX | [8 empty] | MAGNETIC |  | 0.0 PSI |  | XX | Y | 4-20MA | AW
5136455 | UNKNOWN |  |  |  | SPRC-18 Flow #18 /METER | NJAC | 1 | NJAC-Z1-SPRC.-18.. | P201 | OOS | INAC INST | HUSSAARM | 2013-10-13 | 5055 SPRUCE AVE |  | PLANT FINISHED WATER |  | XX | [8 empty] | TURBINE/PROPELLER |  | 0.0 PSI |  | XX | Y | 4-20MA | AW
5137772 | UNKNOWN |  |  |  | TILT-19 Flow #19 /METER | NJAC | 1 | NJAC-Z1-TILT.-19.. | P201 | INSV | INST | HUSSAARM | 2013-10-13 | 2578 TILTON RD |  | PLANT FINISHED WATER |  | XX | [8 empty] | VENTURI |  | 0.0 PSI |  | 16 | Y | 4-20MA | AW
5138986 | UNKNOWN |  |  |  | WOOD-3A Flow #3 /METER | NJAC | 1 | NJAC-Z1-WOOD.-3A.. | P201 | INSV | INST | HUSSAARM | 2013-10-13 | 746 WOODLAND AVE |  | PLANT FINISHED WATER |  | XX | [8 empty] | VENTURI |  | 0.0 PSI |  | 8 | Y | 4-20MA | AW
5141005 | UNKNOWN |  |  |  | WRAS-W3 Flow #3 /METER | NJAC | 1 | NJAC-Z1-WRAS.-W3.. | P201 | INSV | INST | HUSSAARM | 2013-10-13 | 185 S THOREAU TER |  | PLANT FINISHED WATER |  | XX | [8 empty] | MAGNETIC |  | 0.0 PSI |  | 6 | Y | 4-20MA | AW
5143238 | SPARLING |  |  |  | SWFT-22 Flow Meter /METER | NJAC | 1 | NJAC-Z1-SWFT.-22.. | P201 | INSV | INST | HUSSAARM | 2013-10-13 | 11 SWIFT AVE |  | PLANT FINISHED WATER |  | XX | [6 empty] | GPM |  | MAGNETIC |  | 0.0 PSI |  | XX | Y | 4-20MA | AW
5144397 | SPARLING |  |  |  | SWFT-23 Flow meter /METER | NJAC | 1 | NJAC-Z1-SWFT.-23.. | P201 | INSV | INST | HUSSAARM | 2013-10-13 | 11 SWIFT AVE |  | PLANT FINISHED WATER |  | XX | [6 empty] | GPM |  | MAGNETIC |  | 0.0 PSI |  | XX | Y | 4-20MA | AW
5145741 | SPARLING |  |  |  | ACUA ACMUA Pump Station /METER | NJAC | 1 | NJAC-Z1-ACUA. | P201 | OOS | INAC INST | HUSSAARM | 2013-10-13 | 1151 N MAIN STREET |  | PLANT FINISHED WATER |  | XX | [6 empty] | GPM |  | MAGNETIC | 2 WIRE | 0.0 PSI |  | 8 | Y | 4-20MA | AW
5147199 | UNKNOWN |  |  |  | ACUA Atlantinc City MUA Purchase /METER | NJAC | 1 | NJAC-Z1-ACUA. | P201 | OOS | INAC INST | HUSSAARM | 2013-10-13 | 1151 N MAIN STREET |  |  |  | XX | [8 empty] | MAGNETIC |  | 0.0 PSI |  | XX |  |  | AW
5148440 | UNKNOWN |  |  |  | ACUA Atlantinc City MUA 1 Emerg /METER | NJAC | 1 | NJAC-Z1-ACUA. | P201 | OOS | INAC INST | HUSSAARM | 2013-10-13 | 1151 N MAIN STREET |  |  |  | XX | [8 empty] | TURBINE/PROPELLER |  | 0.0 PSI |  | XX |  |  | AW
5150307 | UNKNOWN |  |  |  | ACUA Atlantinc City MUA 2 Emerg /METER | NJAC | 1 | NJAC-Z1-ACUA. | P201 | OOS | INAC INST | HUSSAARM | 2013-10-13 | 1151 N MAIN STREET |  |  |  | XX | [8 empty] | TURBINE/PROPELLER |  | 0.0 PSI |  | XX |  |  | AW
5151558 | UNKNOWN |  |  |  | WRAS Well 4 /METER | NJAC | 1 | NJAC-Z1-WRAS. | P201 | INSV | INST | HUSSAARM | 2013-10-13 | 187 S THOREAU TER |  |  |  | XX | [8 empty] | MAGNETIC |  | 0.0 PSI |  | XX |  |  | AW
5152827 | UNKNOWN |  |  |  | TILT-CD CANALE DRIVE STATION /METER | NJAC | 1 | NJAC-Z1-TILT.-CD.. | P201 | INSV | INST | HUSSAARM | 2013-10-13 | 6581 DELILAH RD |  |  |  | XX | [8 empty] | VENTURI |  | 0.0 PSI |  | XX |  |  | AW
5125727 | UNKNOWN |  |  |  | GROV Flow #9 /METER | NJAC | 1 | NJAC-Z1-GROV. | P201 | INSV | INST | HUSSAARM | 2013-10-13 | 680 W MARYLAND AVE |  | PLANT FINISHED WATER |  | XX | [8 empty] | VENTURI |  | 0.0 PSI |  | 8 | Y | 4-20MA | AW
5097167 | BRISTOL BABCOCK |  | NJFR-6-IFLT-1 |  | ST11-BST 11TH&W AVE HS /METER | NJCM | 1 | NJCM-OC-ST11.-BST. | P201 | INSV | INST | HUSSAARM | 2013-10-13 | 1108 WEST AVE |  | PLANT FINISHED WATER |  | XX | [6 empty] | GPM |  | VENTURI | 2 WIRE |  |  | 24 | Y | 4-20MA | AW
5097168 | UNKNOWN |  | NJFR-6-IFLT-2 |  | ST11-W8 11TH & WEST AVE WELL# 8 /METER | NJCM | 1 | NJCM-OC-ST11.-W8.. | P201 | INSV | INST | HUSSAARM | 2013-10-13 | 1108 WEST AVE |  | PLANT FINISHED WATER |  | XX | [6 empty] | GPM |  | TURBINE/PROPELLER | 2 WIRE |  |  | 8 | Y | 4-20MA | AW
5097169 | UNKNOWN |  | NJFR-32-IFLT-1 |  | ST20 20TH ST WELL#12 /METER | NJCM | 1 | NJCM-OC-ST20. | P201 | INSV | INST | HUSSAARM | 2013-10-13 | 2027 HAVEN AVE |  | PLANT FINISHED WATER |  | XX | [6 empty] | GPM |  | VENTURI | 2 WIRE |  |  | 8 | Y | 4-20MA | AW
5097171 | UNKNOWN |  | NJFR-40-IFLT-1 |  | ST35 35TH & ASBURY WELL#14 /METER | NJCM | 1 | NJCM-OC-ST35. | P201 | INSV | INST | HUSSAARM | 2013-10-13 | 3501 ASBURY AVE |  | PLANT FINISHED WATER |  | XX | [6 empty] | GPM |  | VENTURI | 2 WIRE |  |  | 8 | Y | 4-20MA | AW
5097172 | MCCROMETER |  | NJFR-43-IFLT-1 |  | ST52 52ND ST WELL# 7 /METER | NJCM | 1 | NJCM-OC-ST52. | P201 | INSV | INST | HUSSAARM | 2013-10-13 | 5161 ASBURY AVE |  | PLANT FINISHED WATER |  | N |  |  |  | 0-750 |  |  | GPM |  | TURBINE/PROPELLER | 2 WIRE |  |  | 6 | Y | 4-20MA | AW
5097173 | BRISTOL BABCOCK |  | NJFR-3-IFLT-1 |  | NORT NORTH ST WELL #13 /METER | NJCM | 1 | NJCM-OC-NORT. | P201 | INSV | INST | HUSSAARM | 2013-10-13 | 734 BATTERSEA RD |  | PLANT FINISHED WATER |  | XX | [6 empty] | GPM |  | VENTURI | 2 WIRE |  |  | 8 | Y | 4-20MA | AW
5097174 | SPARLING |  | NJFR-52-IFLM-1 |  | STGE STAGECOACH WELL#15 /METER | NJCM | 1 | NJCM-UT-STGE. | P201 | OOS | INAC INST | HUSSAARM | 2013-10-13 | 110 OLD STAGECOACH RD |  | PLANT FINISHED WATER |  | XX | [6 empty] | GPM |  | MAGNETIC | 2 WIRE |  |  | 16 | Y | 4-20MA | AW
5097175 | BRISTOL BABCOCK |  | NJFR-2-IFLT-1 |  | WSTA WEST STATION ROAD WELL#11 /METER | NJCM | 1 | NJCM-OC-WSTA. | P201 | INSV | INST | HUSSAARM | 2013-10-13 | 66 W STATION RD |  | PLANT FINISHED WATER |  | XX | IN WATER |  | 0-123.69 |  |  |  | GPM |  | VENTURI | 2 WIRE |  |  | 8 | Y | 4-20MA | AW
5097176 | UNKNOWN |  | NJFR-63-IFLT-1 |  | SIIC SEA ISLE INTERCONNECT /METER | NJCM | 1 | NJCM-SM-SIIC. | P201 | INSV | INST | HUSSAARM | 2013-10-13 | 2820 COMMONWEALTH AVE |  | PURCHASE FINISHED WATER |  | XX | [6 empty] | GPM |  | TURBINE/PROPELLER |  |  |  | XX | Y |  | AW
5097178 | SENSUS |  | NJFR-37-IFLM-1 |  | STRM STRATHMERE WELL# 1 /METER | NJCM | 1 | NJCM-SM-STRM. | P201 | INSV | INST | HUSSAARM | 2013-10-13 | 6 W VINCENT AVE |  | PLANT INFLUENT |  | N | [6 empty] | GPM |  | MAGNETIC | 2 WIRE | 150.0 PSI | BRONZE | 3 | Y | 4-20MA | AW
5097179 | SENSUS |  | NJFR-1-IFLM-1 |  | STRM STRATHMERE WELL# 2 /METER | NJCM | 1 | NJCM-SM-STRM. | P201 | OOS | INAC INST | HUSSAARM | 2013-10-13 | 6 W VINCENT AVE |  | PLANT INFLUENT |  | N | [6 empty] | GPM |  | MAGNETIC | 2 WIRE | 150.0 PSI | BRONZE | 3 | Y | 4-20MA | AW
5097180 | BRISTOL |  | NJFR-54-IFLM-1 |  | MAIN NORTH MAIN STREET WELL #7 /METER | NJCM | 1 | NJCM-MT-MAIN. | P201 | OOS | INAC INST | HUSSAARM | 2013-10-13 | 412 N ROUTE 9 |  | PLANT FINISHED WATER |  | N | IN WATER |  | 59.91 IN WTR |  |  |  | GPM |  | VENTURI | 2 WIRE |  |  | 8 | Y | 4-20MA | AW
5097181 | BIF |  |  |  | HAND HAND AVENUE WELL #8 /METER | NJCM | 1 | NJCM-MT-HAND. | P201 | OOS | INAC INST | HUSSAARM | 2013-10-13 | 205 MECHANIC ST |  | PLANT FINISHED WATER |  | N | [6 empty] | GPM |  | VENTURI | 2 WIRE | 250.0 PSI |  | 6 | Y | 4-20MA | AW
5097182 | MCCROMETER |  |  |  | LAKE GARDEN LAKE STATION WELL #2 /METER | NJCM | 1 | NJCM-MT-LAKE. | P201 | INSV | INST | HUSSAARM | 2013-10-13 | 1390 ROUTE 9 SOUTH |  | PLANT FINISHED WATER |  | N |  |  |  | 0-1500 |  |  | GPM | 0-1500 | TURBINE/PROPELLER | 2 WIRE |  |  | 8 | Y | 4-20MA | AW
5097183 | NEPTUNE |  |  |  | WWIC WILDWOOD INTERCONNECT /METER | NJCM | 1 | NJCM-MT-WWIC. | P201 | INSV | INST | HUSSAARM | 2013-10-13 | 3169 ROUTE 9 S |  | DISTRIBUTION ZONE |  | N | [6 empty] | GPM |  | TURBINE/PROPELLER |  |  |  | 6 | Y | 4-20MA | AW
5114108 | UNKNOWN |  |  |  | ABSC Flow #6 /METER | NJAC | 1 | NJAC-Z1-ABSC. | P201 | OOS | INAC INST | HUSSAARM | 2013-10-13 | 534 NEW JERSEY AVE. |  | PLANT FINISHED WATER |  | XX | [6 empty] | GPM |  | VENTURI | 2 WIRE |  |  | 12 | Y | 4-20MA | AW
5115176 | SPARLING |  |  |  | ACUA Flow /METER | NJAC | 1 | NJAC-Z1-ACUA. | P201 | OOS | INAC INST | HUSSAARM | 2013-10-13 | 1151 N MAIN STREET |  | PLANT FINISHED WATER |  | XX | [6 empty] | GPM |  | MAGNETIC |  | 0.0 PSI |  | 16 | Y | 4-20MA | AW
5116938 | UNKNOWN |  |  |  | BARG Flow #12 /METER | NJAC | 1 | NJAC-Z1-BARG. | P201 | INSV | INST | HUSSAARM | 2013-10-13 | 6707 MILL ROAD |  | PLANT FINISHED WATER |  | XX | [6 empty] | GPM |  | MAGNETIC |  | 0.0 PSI |  | 8 | Y | 4-20MA | AW
5118497 | ABB |  |  |  | CANL Flow #11 /METER | NJAC | 1 | NJAC-Z1-TILT.-CD.. | P201 | INSV | INST | HUSSAARM | 2013-10-13 | 6581 DELILAH RD |  | PLANT FINISHED WATER |  | Y | [6 empty] | GPM |  | MAGNETIC |  | 0.0 PSI |  | 8 | Y | 4-20MA | AW
5119663 | UNKNOWN |  |  |  | CRIS Flow #20 /METER | NJAC | 1 | NJAC-Z1-CRIS. | P201 | OOS | INAC INST | HUSSAARM | 2013-10-13 | 452 CHRIS GAUPP DR |  | PLANT FINISHED WATER |  | XX | [8 empty] | TURBINE/PROPELLER |  | 0.0 PSI |  | 12 | Y | 4-20MA | AW
5121533 | ROSEMOUNT |  |  |  | DOBB H.S. Flow Meter | NJAC | 1 | NJAC-Z1-DOBB. | P201 | INSV | INST | HUSSAARM | 2013-10-13 | 1002 DOBBS AVE |  | PLANT FINISHED WATER |  | XX |  | HART | [6 empty] | MAGNETIC |  | 285.0 PSI |  | 8 | Y | 4-20MA | AW
5123309 | UNKNOWN |  |  |  | ECRT-15 Flow #15 /METER | NJAC | 1 | NJAC-Z1-ECRT.-15.. | P201 | OOS | INAC INST | HUSSAARM | 2013-10-13 | 554 SCARBOROUGH DRIVE |  | PLANT FINISHED WATER |  | XX | [8 empty] | TURBINE/PROPELLER |  | 0.0 PSI |  | 12 | Y | 4-20MA | AW
5124575 | EMERSON |  |  |  | FIRE Flow #10 /METER | NJAC | 1 | NJAC-Z1-FIRE. | P201 | OOS | INAC INST | HUSSAARM | 2013-10-13 | 3226 FIRE RD |  | PLANT FINISHED WATER |  | XX | [8 empty] | VENTURI |  | 0.0 PSI |  | 12 | Y | 4-20MA | AW
5190005 | ROSEMOUNT |  |  |  | ABSC-Filter #1 EFF Flow /Meter | NJAC | 6 | NJAC-Z1-ABSC. | P201 | OOS | INAC INST | HEIMER | 2014-09-17 | 534 New Jersey Ave |  | PLANT FINISHED WATER |  | N | [6 empty] | GPM |  | MAGNETIC | 2 WIRE |  |  | 8 | Y | 1-5V | AW
5190006 | ROSEMOUNT |  |  |  | ABSC-Filter #2 EFF Flow /Meter | NJAC | 6 | NJAC-Z1-ABSC. | P201 | OOS | INAC INST | HEIMER | 2014-09-17 | 534 New Jersey Ave |  | PLANT FINISHED WATER |  | N | [8 empty] | MAGNETIC |  |  |  | 8 | Y |  | AW
5190007 | ROSEMOUNT |  |  |  | ABSC-Filter #3 EFF Flow /Meter | NJAC | 6 | NJAC-Z1-ABSC. | P201 | OOS | INAC INST | HEIMER | 2014-09-17 | 534 New Jersey Ave |  | PLANT FINISHED WATER |  | N | [8 empty] | MAGNETIC |  |  |  | 8 | Y | 1-5V | AW
5190008 | ROSEMOUNT |  |  |  | ABSC-Filter #4 EFF Flow /Meter | NJAC | 6 | NJAC-Z1-ABSC. | P201 | OOS | INAC INST | HEIMER | 2014-09-17 | 534 New Jersey Ave |  | PLANT FINISHED WATER |  | N | [8 empty] | MAGNETIC |  |  |  | 8 | Y | 1-5V | AW
5190555 | ROSEMOUNT |  |  |  | ABSC-24 Flow /Meter | NJAC | 6 | NJAC-Z1-ABSC. | P201 | OOS | INAC INST | HEIMER | 2014-09-17 | 534 New Jersey Ave |  | RAW WATER (GROUND) |  | N |  | HART |  |  |  |  | GPM |  | MAGNETIC | 2 WIRE |  |  | 12 | Y | 4-20MA | AW
5191021 | ROSEMOUNT |  |  |  | ABSC- Waste Sludge Flow /Meter | NJAC | 6 | NJAC-Z1-ABSC. | P201 | OOS | INAC INST | HEIMER | 2014-09-18 | 534 New Jersey Ave |  | PLANT WASTE |  | N |  | HART |  |  |  |  | GPM |  | MAGNETIC | 2 WIRE |  |  | 4 | Y | 4-20MA | AW
5190227 | ROSEMOUNT |  |  |  | ABSC-Eff Flow /Meter | NJAC | 6 | NJAC-Z1-ABSC. | P201 | OOS | INAC INST | HEIMER | 2014-09-18 | 534 New Jersey Ave |  | PLANT EFFLUENT |  | N |  | HART |  | 0-2000GPM |  |  | GPM |  | MAGNETIC | 2 WIRE |  |  | 16 | Y | 4-20MA | AW
5190225 | ROSEMOUNT |  |  |  | ABSC-Recycle #2 Flow /Meter | NJAC | 6 | NJAC-Z1-ABSC. | P201 | OOS | INAC INST | HEIMER | 2014-09-18 | 534 New Jersey Ave |  | PLANT PROCESS |  | N | [8 empty] | MAGNETIC |  |  |  | 4 | Y | 4-20MA | AW
5190224 | ROSEMOUNT |  |  |  | ABSC-Recycle #1 Flow /Meter | NJAC | 6 | NJAC-Z1-ABSC. | P201 | OOS | INAC INST | HEIMER | 2014-09-18 | 534 New Jersey Ave |  | PLANT PROCESS |  | N | [6 empty] | GPM |  | MAGNETIC |  |  |  | 4 | Y | 4-20MA | AW
5190019 | ROSEMOUNT |  |  |  | ABSC-Wash Water /Flow /Meter | NJAC | 6 | NJAC-Z1-ABSC. | P201 | OOS | INAC INST | HEIMER | 2014-09-18 | 534 New Jersey Ave |  | PLANT BACKWASH |  | N |  | HART |  |  |  |  | GPM |  | MAGNETIC | 2 WIRE |  |  | 12 | Y | 4-20MA | AW
5194300 | ROSEMOUNT |  |  |  | CRIS Flow #20 / METER | NJAC | 1 | NJAC-Z1-CRIS. | P201 | INSV | INST | FREEMAJ1 | 2014-12-02 | 452 CHRIS GAUPP DR |  | PLANT FINISHED WATER |  | XX |  | HART |  |  |  |  | GPM |  | MAGNETIC | 2 WIRE |  |  | 12 | Y | 4-20MA | AW
5193524 | ROSEMOUNT |  |  |  | OCHT Top Flow / METER | NJOC | 1 | NJAC-Z1-OCHT. | P201 | INSV | INST | FREEMAJ1 | 2014-12-04 | 5002 OCEAN HEIGHTS AVE |  | PLANT FINISHED WATER |  | N | [8 empty] | MAGNETIC | 2 WIRE |  | CAST IRON | XX | Y | 4-20MA | AW
5193525 | ROSEMOUNT |  |  |  | OCHT Bottom Flow / METER | NJAC | 1 | NJAC-Z1-OCHT. | P201 | INSV | INST | FREEMAJ1 | 2014-12-04 | 5002 OCEAN HEIGHTS AVE |  | PLANT FINISHED WATER |  | N | [8 empty] | MAGNETIC | 2 WIRE |  | CAST IRON | XX | Y | 4-20MA | AW
5195621 | ROSEMOUNT |  | NJFR-1-IFLM-1 |  | HAND Flow /METER | NJCM | 1 | NJCM-MT-HAND. | P201 | INSV | INST | FREEMAJ1 | 2015-02-23 | 205 MECHANIC ST |  | RAW WATER (GROUND) |  | N | [6 empty] | GPM |  | MAGNETIC |  |  | OTHER | 8 | Y | 4-20MA | AW
5194857 | ROSEMOUNT |  | NJFR-54-IFLM-1 |  | MAIN Flow /METER | NJCM | 1 | NJCM-MT-MAIN. | P201 | INSV | INST | FREEMAJ1 | 2015-02-24 | 412 N ROUTE 9 |  | RAW WATER (GROUND) |  | N | [6 empty] | GPM |  | MAGNETIC |  |  | OTHER | 8 | Y | 4-20MA | AW
5198642 | ROSEMOUNT |  | NJFR-25-1FLT-1 |  | SPRC Flow #18 /METER | NJAC | 1 | NJAC-Z1-SPRC.-18.. | P201 | INSV | INST | FREEMAJ1 | 2015-06-11 | 5055 SPRUCE AVE |  | RAW WATER (GROUND) |  | XX | [6 empty] | GPM |  | MAGNETIC | 2 WIRE |  |  | 10 | Y | 4-20MA | AW
5205527 | ROSEMOUNT |  |  |  | ABSC-Filter #4 EFF Flow /Meter | NJAC | 1 | NJAC-Z1-ABSC. | P201 | INSV | INST | FREEMAJ1 | 2015-08-17 | 534 New Jersey Ave |  | PLANT FINISHED WATER |  | N | [8 empty] | MAGNETIC |  |  |  | 8 | Y | 1-5V | AW
5205526 | ROSEMOUNT |  |  |  | ABSC-Filter #3 EFF Flow /Meter | NJAC | 1 | NJAC-Z1-ABSC. | P201 | INSV | INST | FREEMAJ1 | 2015-08-17 | 534 New Jersey Ave |  | PLANT FINISHED WATER |  | N | [8 empty] | MAGNETIC |  |  |  | 8 | Y | 1-5V | AW
5205525 | ROSEMOUNT |  |  |  | ABSC-Filter #2 EFF Flow /Meter | NJAC | 1 | NJAC-Z1-ABSC. | P201 | INSV | INST | FREEMAJ1 | 2015-08-17 | 534 New Jersey Ave |  | PLANT FINISHED WATER |  | N | [8 empty] | MAGNETIC |  |  |  | 8 | Y |  | AW
5205524 | ROSEMOUNT |  |  |  | ABSC-Filter #1 EFF Flow /Meter | NJAC | 1 | NJAC-Z1-ABSC. | P201 | INSV | INST | FREEMAJ1 | 2015-08-17 | 534 New Jersey Ave |  | PLANT FINISHED WATER |  | N | [6 empty] | GPM |  | MAGNETIC | 2 WIRE |  |  | 8 | Y | 1-5V | AW
5205523 | ROSEMOUNT |  |  |  | ABSC-Eff Flow /Meter | NJAC | 1 | NJAC-Z1-ABSC. | P201 | INSV | INST | FREEMAJ1 | 2015-08-17 | 534 New Jersey Ave |  | PLANT EFFLUENT |  | N |  | HART |  | 0-2000GPM |  |  | GPM |  | MAGNETIC | 2 WIRE |  |  | 16 | Y | 4-20MA | AW
5205522 | ROSEMOUNT |  |  |  | ABSC-Wash Water /Flow /Meter | NJAC | 1 | NJAC-Z1-ABSC. | P201 | INSV | INST | FREEMAJ1 | 2015-08-17 | 534 New Jersey Ave |  | PLANT BACKWASH |  | N |  | HART |  |  |  |  | GPM |  | MAGNETIC | 2 WIRE |  |  | 12 | Y | 4-20MA | AW
5205521 | ROSEMOUNT |  |  |  | ABSC-Recycle #2 Flow /Meter | NJAC | 1 | NJAC-Z1-ABSC. | P201 | INSV | INST | FREEMAJ1 | 2015-08-17 | 534 New Jersey Ave |  | PLANT PROCESS |  | N | [8 empty] | MAGNETIC |  |  |  | 4 | Y | 4-20MA | AW
5205520 | ROSEMOUNT |  |  |  | ABSC-Recycle #1 Flow /Meter | NJAC | 1 | NJAC-Z1-ABSC. | P201 | INSV | INST | FREEMAJ1 | 2015-08-17 | 534 New Jersey Ave |  | PLANT PROCESS |  | N | [6 empty] | GPM |  | MAGNETIC |  |  |  | 4 | Y | 4-20MA | AW
5205519 | ROSEMOUNT |  |  |  | ABSC- Waste Sludge Flow /Meter | NJAC | 1 | NJAC-Z1-ABSC. | P201 | INSV | INST | FREEMAJ1 | 2015-08-17 | 534 New Jersey Ave |  | PLANT WASTE |  | N |  | HART |  |  |  |  | GPM |  | MAGNETIC | 2 WIRE |  |  | 4 | Y | 4-20MA | AW
5205518 | ROSEMOUNT |  |  |  | ABSC-24 Flow /Meter | NJAC | 1 | NJAC-Z1-ABSC. | P201 | INSV | INST | FREEMAJ1 | 2015-08-17 | 534 New Jersey Ave |  | RAW WATER (GROUND) |  | N |  | HART |  |  |  |  | GPM |  | MAGNETIC | 2 WIRE |  |  | 12 | Y | 4-20MA | AW
5210300 | ROSEMOUNT |  | ID 9496 |  | MILL-4A FLOW /METER | NJAC | 1 | NJAC-Z1-MILL. | P201 | INSV | INST | HEIMER | 2016-01-18 | 47 W Mill Rd |  |  |  | N |  | HART |  |  |  |  | GPM |  | XX | 2 WIRE | 250.0 PSI | CAST IRON | XX | Y | 4-20MA | AW
5210019 | ROSEMOUNT |  |  |  | FIRE Flow #10 /METER | NJAC | 1 | NJAC-Z1-FIRE. | P201 | INSV | INST | HEIMER | 2016-02-18 | 3226 FIRE RD |  | PLANT FINISHED WATER |  | N | [8 empty] | MAGNETIC |  | 250.0 PSI |  | 8 | Y | 4-20MA | AW
5211910 | ROSEMOUNT |  |  |  | STGE HSG FLOW /METER | NJCM | 1 | NJCM-UT-STGE. | P201 | INSV | INST | HEIMER | 2016-03-02 | 110 OLD STAGECOACH RD |  | PLANT FINISHED WATER |  | XX | [6 empty] | GPM |  | MAGNETIC | 2 WIRE |  |  | 6 | Y | 4-20MA | AW
5211911 | ROSEMOUNT |  |  |  | STGE MSG FLOW /METER | NJCM | 1 | NJCM-UT-STGE. | P201 | INSV | INST | HEIMER | 2016-03-02 | 110 OLD STAGECOACH RD |  | PLANT FINISHED WATER |  | XX |  | HART |  |  |  |  | GPM |  | MAGNETIC | 2 WIRE |  |  | 10 | Y | 4-20MA | AW
5211923 | ROSEMOUNT |  |  |  | STGE STAGECOACH WELL#15 /METER | NJCM | E | NJCM-UT-STGE. | P201 | INSV | INST | HEIMER | 2016-03-02 | 110 OLD STAGECOACH RD |  | PLANT EFFLUENT |  | N |  | HART |  |  |  |  | GPM |  | MAGNETIC | 2 WIRE |  |  | 10 | Y | 4-20MA | AW
5214100 | ROSEMOUNT |  |  |  | STRM STRATHMERE WELL# 2 /METER | NJCM | 1 | NJCM-SM-STRM. | P201 | INSV | INST | HEIMER | 2016-04-12 | 6 W VINCENT AVE |  | PLANT INFLUENT |  | N | [6 empty] | GPM |  | MAGNETIC | 2 WIRE | 150.0 PSI | STAINLESS | 3 | Y | 4-20MA | AW
5214101 | ROSEMOUNT |  |  |  | STRM STRATHMERE WELL# 3 /METER | NJCM | 1 | NJCM-SM-STRM. | P201 | INSV | INST | HEIMER | 2016-04-12 | 6 W VINCENT AVE |  | PLANT INFLUENT |  | N | [6 empty] | GPM |  | MAGNETIC | 2 WIRE | 150.0 PSI | STAINLESS | 3 | Y | 4-20MA | AW
5215027 | ROSEMOUNT |  |  |  | DOBB FLOW /METER | NJAC | 1 | NJAC-Z1-DOBB. | P201 | INSV | INST | HEIMER | 2016-05-18 | 1003 DOBBS AVE |  |  |  | N | [6 empty] | GPM |  | XX | 2 WIRE |  | CAST IRON | XX | Y | 4-20MA | AW

## Facility & Grounds
Equipment |  | Function class | Inventory no. | Position | Description | AuthorizGroup | EquipCategory | Functional Loc. | Planning plant | User status | System status | Created by | Created on | Street | Size/dimens. | Backup Power | Block | Facility Type | Fire Alarm | Lot | On SCADA? | Owned By | Security Type | Special Mtn Note | Special Mtn Note Det | Staffing | Total Sq ft | Voltage Entering
5099928 | UNKNOWN |  |  |  | BLUE WATER /FACILITY | NJOS | B | NJOSW-WW-BLUW. | P201 | INSV | INST | HUSSAARM | 2013-10-13 | NAUTILUS DRIVE |  | Y |  | FACILITY* | N |  | Y | AW | NONE |  |  | DAILY VISIT | 0 ft2 | <480
5099930 | UNKNOWN |  |  |  | GARDENS /FACILITY | NJOS | B | NJOSW-WW-GARD. | P201 | OOS | INAC INST | HUSSAARM | 2013-10-13 | ATLANTIC BOULEVARD |  | Y |  | FACILITY* | N |  | Y | AW | NONE |  |  | DAILY VISIT | 0 ft2 | <480
5099931 | UNKNOWN |  |  |  | MERIAN /FACILITY | NJOS | B | NJOSW-WW-MPRK. | P201 | INSV | INST | HUSSAARM | 2013-10-13 | OXFORD LANE |  | Y |  | FACILITY* | N |  | Y | AW | NONE |  |  | DAILY VISIT | 0 ft2 | <480
5099932 | UNKNOWN |  |  |  | OCEAN /FACILITY | NJOS | B | NJOSW-WW-OCRF. | P201 | INSV | INST | HUSSAARM | 2013-10-13 | OCEAN REEF DRIVE |  | Y |  | FACILITY* | N |  | Y | AW | NONE |  |  | DAILY VISIT | 0 ft2 | <480
5099933 | UNKNOWN |  |  |  | ST17 /FACILITY | NJOS | B | NJOSW-WW-ST17. | P201 | INSV | INST | HUSSAARM | 2013-10-13 | 39 W 17TH ST |  | Y |  | FACILITY* | N |  | Y | AW | NONE |  |  | DAILY VISIT | 0 ft2 | <480
5100035 | UNKNOWN |  |  |  | FIRE /FACILITY | NJAC | B | NJAC-Z1-FIRE. | P201 | INSV | INST | HUSSAARM | 2013-10-13 | 3226 FIRE RD |  | Y |  | FACILITY* | Y |  | Y | AW | SCADA |  |  | DAILY VISIT | 0 ft2
5100096 | UNKNOWN |  |  |  | GARF /FACILITY | NJAC | B | NJAC-Z1-GARF. | P201 | INSV | INST | HUSSAARM | 2013-10-13 | 983 WOODSIDE AVE |  | N | 197 | FACILITY* | N | 26 | Y | AW | SCADA |  |  | DAILY VISIT | 21,000 ft2
5102738 | UNKNOWN |  |  |  | GROV /FACILITY | NJAC | B | NJAC-Z1-GROV. | P201 | INSV | INST | HUSSAARM | 2013-10-13 | 680 W MARYLAND AVE |  | N | 915 | FACILITY* | Y | 10 | Y | AW | SCADA |  |  | DAILY VISIT | 10,000 ft2
5103976 | UNKNOWN |  |  |  | LINT /FACILITY | NJAC | B | NJAC-Z1-LINT. | P201 | INSV | INST | HUSSAARM | 2013-10-13 | 505 HAMILTON AVE |  | N | 1 | FACILITY* | N | 38 | Y | AW | SCADA |  |  | DAILY VISIT | 24,960 ft2
5105403 | UNKNOWN |  |  |  | MART /FACILITY | NJAC | B | NJAC-Z1-MART. | P201 | INSV | INST | HUSSAARM | 2013-10-13 | 107 MARTIN AVE |  | Y | 1114 | FACILITY* | Y | 61 | Y | AW | SCADA |  |  | DAILY VISIT | 101,059 ft2
5106562 | UNKNOWN |  |  |  | MILB /FACILITY | NJAC | B | NJAC-Z1-MILB. | P201 | INSV | INST | HUSSAARM | 2013-10-13 | 100 MILL ROAD |  | N |  | FACILITY* | N |  |  | AW | SCADA |  |  | DAILY VISIT
5107767 | UNKNOWN |  |  |  | MILL /FACILITY | NJAC | B | NJAC-Z1-MILL. | P201 | INSV | INST | HUSSAARM | 2013-10-13 | 100 MILL ROAD |  | N | 98 | FACILITY* | Y | 1 | Y | AW | SCADA |  |  | DAILY VISIT | 46,400 ft2
5109082 | UNKNOWN |  |  |  | NLIN /FACILITY | NJAC | B | NJAC-Z1-NLIN. | P201 | INSV | INST | HUSSAARM | 2013-10-13 | 605 NEW ROAD |  | Y | 128 | FACILITY* | Y | 1.02 | Y | AW | SCADA |  |  | DAILY VISIT | 12,310 ft2
5111442 | UNKNOWN |  |  |  | OAKS /FACILITY | NJAC | B | NJAC-Z1-OAKS. | P201 | INSV | INST | HUSSAARM | 2013-10-13 | 267 W. JIMMIE LEEDS ROAD |  | N | 541 | FACILITY* | Y | 1 | Y | AW | SCADA |  |  | DAILY VISIT | 93,654 ft2
5112759 | UNKNOWN |  |  |  | SMTK /FACILITY | NJAC | B | NJAC-Z1-SMTK. | P201 | INSV | INST | HUSSAARM | 2013-10-13 | 545 E QUAIL HILL BLVD |  | N | 1173.01 | FACILITY* | N | 51 | Y | AW | SCADA |  |  | DAILY VISIT | 43,560 ft2
5113994 | UNKNOWN |  |  |  | SOMR /FACILITY | NJAC | B | NJAC-Z1-SOMR. | P201 | INSV | INST | HUSSAARM | 2013-10-13 | 303 RHODE ISLAND AVE |  | N | 1218 | FACILITY* | Y | 6 | Y | AW | SCADA |  |  | DAILY VISIT | 22,230 ft2
5115806 | UNKNOWN |  |  |  | SLIN /FACILITY | NJAC | B | NJAC-Z1-SLIN. | P201 | OOS | INAC INST | HUSSAARM | 2013-10-13 | 313 KIRKLIN AVE |  | N | 6 | FACILITY* | Y | 1 | Y | AW | SCADA |  |  | DAILY VISIT | 6,363 ft2
5116483 | UNKNOWN |  |  |  | ECRT /FACILITY | NJAC | B | NJAC-Z1-ECRT. | P201 | OOS | INAC INST | HUSSAARM | 2013-10-13 | 554 SCARBOROUGH DRIVE |  | N | 1603 | FACILITY* | Y | 33 | Y | AW | SCADA |  |  | DAILY VISIT | 7,840 ft2
5118747 | UNKNOWN |  |  |  | ECRT-15 /FACILITY | NJAC | B | NJAC-Z1-ECRT.-15.. | P201 | OOS | INAC INST | HUSSAARM | 2013-10-13 | 554 SCARBOROUGH DRIVE |  | N |  | FACILITY* | Y |  | Y | AW | SCADA |  |  | DAILY VISIT | 0 ft2
5120400 | UNKNOWN |  |  |  | ECRT-TK /FACILITY | NJAC | B | NJAC-Z1-ECRT.-TK.. | P201 | OOS | INAC INST | HUSSAARM | 2013-10-13 | 560 SCARBOROUGH DRIVE |  | N |  | FACILITY* | Y |  | Y | AW | SCADA |  |  | DAILY VISIT | 0 ft2
5121928 | UNKNOWN |  |  |  | SMFP /FACILITY | NJAC | B | NJAC-Z1-SMFP. | P201 | INSV | INST | HUSSAARM | 2013-10-13 | 525 E MOSS MILL ROAD |  | Y | 1179.01 | FACILITY* | Y | 13 | Y | AW | SCADA |  |  | DAILY VISIT | 317,117 ft2
5123296 | UNKNOWN |  |  |  | SMFP-1 /FACILITY | NJAC | B | NJAC-Z1-SMFP.-1... | P201 | INSV | INST | HUSSAARM | 2013-10-13 | 501 E MOSS MILL ROAD |  | Y |  | FACILITY* | Y |  | Y | AW | SCADA |  |  | DAILY VISIT | 0 ft2
5124822 | UNKNOWN |  |  |  | SMFP-2 /FACILITY | NJAC | B | NJAC-Z1-SMFP.-2... | P201 | INSV | INST | HUSSAARM | 2013-10-13 | 569 E MOSS MILL ROAD |  | Y |  | FACILITY* | Y |  | Y | AW | SCADA |  |  | DAILY VISIT | 0 ft2
5125844 | UNKNOWN |  |  |  | SMFP-17 /FACILITY | NJAC | B | NJAC-Z1-SMFP.-17.. | P201 | INSV | INST | HUSSAARM | 2013-10-13 | 525 E MOSS MILL ROAD |  | Y |  | FACILITY* | Y |  | Y | AW | SCADA |  |  | DAILY VISIT | 0 ft2
5126874 | UNKNOWN |  |  |  | SPRC /FACILITY | NJAC | B | NJAC-Z1-SPRC. | P201 | INSV | INST | HUSSAARM | 2013-10-13 | 5055 SPRUCE AVE |  | Y | 3801 | FACILITY* | Y | 19 | Y | AW | SCADA |  |  | DAILY VISIT | 8,425 ft2
5128375 | UNKNOWN |  |  |  | SPRC-14 /FACILITY | NJAC | B | NJAC-Z1-SPRC.-14.. | P201 | INSV | INST | HUSSAARM | 2013-10-13 | 5055 SPRUCE AVE |  | Y |  | FACILITY* | Y |  | Y | AW | SCADA |  |  | DAILY VISIT | 0 ft2
5129570 | UNKNOWN |  |  |  | SPRC-18 /FACILITY | NJAC | B | NJAC-Z1-SPRC.-18.. | P201 | INSV | INST | HUSSAARM | 2013-10-13 | 5055 SPRUCE AVE |  | Y |  | FACILITY* | Y |  | Y | AW | SCADA |  |  | DAILY VISIT | 0 ft2
5131019 | UNKNOWN |  |  |  | TILT /FACILITY | NJAC | B | NJAC-Z1-TILT. | P201 | INSV | INST | HUSSAARM | 2013-10-13 | 2580 TILTON RD |  | Y | 1224 | FACILITY* | Y | 10 | Y | AW | SCADA |  |  | DAILY VISIT | 187,744 ft2
5132077 | UNKNOWN |  |  |  | TILT-CD /FACILITY | NJAC | B | NJAC-Z1-TILT.-CD.. | P201 | INSV | INST | HUSSAARM | 2013-10-13 | 6581 DELILAH RD |  | N | 407 | FACILITY* | Y | 6 | Y | AW | SCADA |  |  | DAILY VISIT | 135,036 ft2
5132781 | UNKNOWN |  |  |  | TILT-19 /FACILITY | NJAC | B | NJAC-Z1-TILT.-19.. | P201 | INSV | INST | HUSSAARM | 2013-10-13 | 2578 TILTON RD |  | Y |  | FACILITY* | Y |  | Y | AW | SCADA |  |  | DAILY VISIT | 0 ft2
5134086 | UNKNOWN |  |  |  | TILT-21 /FACILITY | NJAC | B | NJAC-Z1-TILT.-21.. | P201 | INSV | INST | HUSSAARM | 2013-10-13 | 2572 TILTON RD |  | Y |  | FACILITY* | Y |  | Y | AW | SCADA |  |  | DAILY VISIT | 0 ft2
5136013 | UNKNOWN |  |  |  | WOOD /FACILITY | NJAC | B | NJAC-Z1-WOOD. | P201 | INSV | INST | HUSSAARM | 2013-10-13 | 746 BLOCK OF WOODLAND AVE. |  | N | 154 | FACILITY* | Y | 30 | Y | AW | SCADA |  |  | DAILY VISIT | 30,056 ft2
5136936 | UNKNOWN |  |  |  | WOOD-3A /FACILITY | NJAC | B | NJAC-Z1-WOOD.-3A.. | P201 | INSV | INST | HUSSAARM | 2013-10-13 | 746 WOODLAND AVE |  | N |  | FACILITY* | Y |  | Y | AW | SCADA |  |  | DAILY VISIT | 0 ft2
5136998 | UNKNOWN |  |  |  | WOOD-TK /FACILITY | NJAC | B | NJAC-Z1-WOOD.-TK.. | P201 | INSV | INST | HUSSAARM | 2013-10-13 | 749 SPRUCE AVE |  | N |  | FACILITY* | Y |  | Y | AW | SCADA |  |  | DAILY VISIT | 0 ft2
5138438 | UNKNOWN |  |  |  | WRAS /FACILITY | NJAC | B | NJAC-Z1-WRAS. | P201 | INSV | INST | HUSSAARM | 2013-10-13 | 187 S THOREAU TER |  | Y | 988.02 | FACILITY* | Y | 110 | Y | AW | SCADA |  |  | DAILY VISIT | 37,026 ft2
5140729 | UNKNOWN |  |  |  | WRAS-W3 /FACILITY | NJAC | B | NJAC-Z1-WRAS.-W3.. | P201 | INSV | INST | HUSSAARM | 2013-10-13 | 185 S THOREAU TER |  | Y |  | FACILITY* | Y |  | Y | AW | SCADA |  |  | DAILY VISIT | 0 ft2
5140795 | UNKNOWN |  |  |  | WRAS-W4 /FACILITY | NJAC | B | NJAC-Z1-WRAS.-W4.. | P201 | INSV | INST | HUSSAARM | 2013-10-13 | 183 S THOREAU TER |  | Y |  | FACILITY* | Y |  | Y | AW | SCADA |  |  | DAILY VISIT | 0 ft2
5142802 | UNKNOWN |  |  |  | WRAT /FACILITY | NJAC | B | NJAC-Z1-WRAT. | P201 | INSV | INST | HUSSAARM | 2013-10-13 | 120 E COLLINS ROAD |  | N | 952.01 | FACILITY* | Y | 5.01 | Y | AW | SCADA |  |  | DAILY VISIT | 47,480 ft2
5142828 | UNKNOWN |  |  |  | SWFT /FACILITY | NJAC | B | NJAC-Z1-SWFT. | P201 | INSV | INST | HUSSAARM | 2013-10-13 | 11 SWIFT AVE |  | Y |  | FACILITY* | Y |  | Y | AW | SCADA |  |  | DAILY VISIT | 0 ft2
5142889 | UNKNOWN |  |  |  | SWFT-22 /FACILITY | NJAC | B | NJAC-Z1-SWFT.-22.. | P201 | INSV | INST | HUSSAARM | 2013-10-13 | 11 SWIFT AVE |  | Y |  | FACILITY* | Y |  | Y | AW | SCADA |  |  | DAILY VISIT | 0 ft2
5146994 | UNKNOWN |  |  |  | SWFT-23 /FACILITY | NJAC | B | NJAC-Z1-SWFT.-23.. | P201 | INSV | INST | HUSSAARM | 2013-10-13 | 11 SWIFT AVE |  | Y |  | FACILITY* | Y |  | Y | AW | SCADA |  |  | DAILY VISIT | 0 ft2
5093248 | UNKNOWN |  |  |  | ABSC /FACILITY | NJAC | B | NJAC-Z1-ABSC. | P201 | INSV | INST | HUSSAARM | 2013-10-13 | 534 NEW JERSEY AVE. |  | Y | 200 | FACILITY* | Y | 14 | Y | AW | SCADA |  |  | DAILY VISIT | 25,700 ft2 | 480
5094342 | UNKNOWN |  |  |  | MUA1 /FACILITY | NJAC | B | NJAC-Z1-MUA1. | P201 | INSV | INST | HUSSAARM | 2013-10-13 | 1151 N MAIN STREET |  | N | 201 | FACILITY* | N | 14.01 | Y | AW | SCADA |  |  | DAILY VISIT | 2,402 ft2
5094362 | UNKNOWN |  |  |  | MUA2 /FACILITY | NJAC | B | NJAC-Z1-MUA2. | P201 | OOS | INAC INST | HUSSAARM | 2013-10-13 | 1135 N MAIN ST |  | N | 201 | FACILITY* | N | 14.01 | Y | AW | SCADA |  |  | DAILY VISIT | 2,402 ft2
5094380 | UNKNOWN |  |  |  | ACUA /FACILITY | NJAC | B | NJAC-Z1-ACUA. | P201 | OOS | INAC INST | HUSSAARM | 2013-10-13 | 1151 N MAIN STREET |  | N | 201 | FACILITY* | Y | 14.01 | Y | AW | SCADA |  |  | DAILY VISIT | 2,402 ft2
5094395 | UNKNOWN |  |  |  | BARG /FACILITY | NJAC | B | NJAC-Z1-BARG. | P201 | INSV | INST | HUSSAARM | 2013-10-13 | 6707 MILL ROAD |  | N | 5504 | FACILITY* | Y | 2 | Y | AW | SCADA |  |  | DAILY VISIT | 126,324 ft2
5095052 | UNKNOWN |  |  |  | NORT /FACILITY | NJCM | B | NJCM-OC-NORT. | P201 | INSV | INST | HUSSAARM | 2013-10-13 | 734 BATTERSEA RD |  | Y |  | FACILITY* | Y |  | Y | AW | SCADA |  |  | DAILY VISIT | 0 ft2
5095053 | UNKNOWN |  |  |  | ST20 /FACILITY | NJCM | B | NJCM-OC-ST20. | P201 | INSV | INST | HUSSAARM | 2013-10-13 | 2027 HAVEN AVE |  | N |  | FACILITY* | Y |  | Y | AW | SCADA |  |  | DAILY VISIT | 0 ft2
5095054 | UNKNOWN |  |  |  | ST52 /FACILITY | NJCM | B | NJCM-OC-ST52. | P201 | INSV | INST | HUSSAARM | 2013-10-13 | 5161 ASBURY AVE |  | Y |  | FACILITY* | Y |  | Y | AW | SCADA |  |  | DAILY VISIT | 0 ft2
5095055 | UNKNOWN |  |  |  | ST11 /FACILITY | NJCM | B | NJCM-OC-ST11. | P201 | INSV | INST | HUSSAARM | 2013-10-13 | 1108 WEST AVE |  | N |  | FACILITY* | Y |  | Y | AW | SCADA |  |  | DAILY VISIT | 0 ft2
5095056 | UNKNOWN |  |  |  | ST11-BST /FACILITY | NJCM | B | NJCM-OC-ST11.-BST. | P201 | INSV | INST | HUSSAARM | 2013-10-13 | 1108 WEST AVE |  | N |  | FACILITY* | N |  | Y | AW | NONE |  |  | DAILY VISIT | 0 ft2
5095057 | UNKNOWN |  |  |  | ST11-W8 /FACILITY | NJCM | B | NJCM-OC-ST11.-W8.. | P201 | INSV | INST | HUSSAARM | 2013-10-13 | 1108 WEST AVE |  | N |  | FACILITY* | N |  | Y | AW | NONE |  |  | DAILY VISIT | 0 ft2
5095058 | UNKNOWN |  |  |  | ST11-STP /FACILITY | NJCM | B | NJCM-OC-ST11.-STP. | P201 | INSV | INST | HUSSAARM | 2013-10-13 | 1108 WEST AVE |  | N |  | FACILITY* | N |  | Y | AW | NONE |  |  | DAILY VISIT | 0 ft2
5095059 | UNKNOWN |  |  |  | ST11-RES /FACILITY | NJCM | B | NJCM-OC-ST11.-RES. | P201 | INSV | INST | HUSSAARM | 2013-10-13 | 1108 WEST AVE |  | N |  | FACILITY* | N |  | Y | AW | NONE |  |  | DAILY VISIT | 0 ft2
5095061 | UNKNOWN |  |  |  | STGE /FACILITY | NJCM | B | NJCM-UT-STGE. | P201 | INSV | INST | HUSSAARM | 2013-10-13 | 110 OLD STAGECOACH RD |  | Y |  | FACILITY* | Y |  | Y | AW | SCADA |  |  | DAILY VISIT | 0 ft2
5095062 | UNKNOWN |  |  |  | STR8 /FACILITY | NJCM | B | NJCM-OC-STR8. | P201 | INSV | INST | HUSSAARM | 2013-10-13 | 730 HAVEN AVE |  | N |  | FACILITY* | N |  | Y | AW | NONE |  |  | DAILY VISIT | 0 ft2
5095063 | UNKNOWN |  |  |  | WSTA /FACILITY | NJCM | B | NJCM-OC-WSTA. | P201 | INSV | INST | HUSSAARM | 2013-10-13 | 66 W STATION RD |  | N |  | FACILITY* | Y |  | Y | AW | SCADA |  |  | DAILY VISIT | 0 ft2
5095064 | UNKNOWN |  |  |  | ST27 /FACILITY | NJCM | B | NJCM-OC-ST27. | P201 | INSV | INST | HUSSAARM | 2013-10-13 | 2661 WEST AVE |  | N |  | FACILITY* | Y |  | Y | AW | SCADA |  |  | DAILY VISIT | 0 ft2
5095066 | UNKNOWN |  |  |  | ST46 /FACILITY | NJCM | B | NJCM-OC-ST46. | P201 | INSV | INST | HUSSAARM | 2013-10-13 | 46TH ST |  | N |  | FACILITY* | N |  | Y | AW | NONE |  |  | DAILY VISIT | 0 ft2
5095067 | UNKNOWN |  |  |  | STR3 /FACILITY | NJCM | B | NJCM-OC-STR3. | P201 | INSV | INST | HUSSAARM | 2013-10-13 | 248 WEST AVE |  | N |  | FACILITY* | Y |  | Y | AW | SCADA |  |  | DAILY VISIT | 0 ft2
5095068 | UNKNOWN |  |  |  | ST35 /FACILITY | NJCM | B | NJCM-OC-ST35. | P201 | INSV | INST | HUSSAARM | 2013-10-13 | 3501 ASBURY AVE |  | Y |  | FACILITY* | Y |  | Y | AW | SCADA |  |  | DAILY VISIT | 0 ft2
5095069 | UNKNOWN |  |  |  | SIIC /FACILITY | NJCM | B | NJCM-SM-SIIC. | P201 | INSV | INST | HUSSAARM | 2013-10-13 | 2820 COMMONWEALTH AVE |  | N |  | FACILITY* | N |  |  | AW | NONE |  |  | DAILY VISIT
5099927 | UNKNOWN |  |  |  | BAYONNE /FACILITY | NJOS | B | NJOSW-WW-BAYP. | P201 | INSV | INST | HUSSAARM | 2013-10-13 | 61 BAYONNE PLACE |  | Y |  | FACILITY* | N |  | Y | AW | NONE |  |  | DAILY VISIT | 0 ft2 | <480
5099926 | UNKNOWN |  |  |  | ST53 /FACILITY | NJOS | B | NJOSW-WW-ST53. | P201 | INSV | INST | HUSSAARM | 2013-10-13 | 53 STREET & WEST AVE |  | Y |  | FACILITY* | N |  | Y | AW | NONE |  |  | DAILY VISIT | 0 ft2 | <480
5099925 | UNKNOWN |  |  |  | ST41 /FACILITY | NJOS | B | NJOSW-WW-ST41. | P201 | INSV | INST | HUSSAARM | 2013-10-13 | 41 STREET & WEST AVE |  | Y |  | FACILITY* | N |  | Y | AW | NONE |  |  | DAILY VISIT | 0 ft2 | <480
5099107 | UNKNOWN |  |  |  | FRBA /FACILITY | NJAC | B | NJAC-Z1-FRBA. | P201 | INSV | INST | HUSSAARM | 2013-10-13 | 3215 FIRE ROAD |  | Y | 3704 | FACILITY* | Y | 1 | Y | AW | DIAL OUT |  |  | 8/5 | 171,626 ft2
5098225 | UNKNOWN |  |  |  | FRBB /FACILITY | NJAC | B | NJAC-Z1-FRBB. | P201 | INSV | INST | HUSSAARM | 2013-10-13 | 3215 FIRE ROAD |  | N | 3704 | FACILITY* | Y | 1 | Y | AW | DIAL OUT |  |  | 8/5 | 171,626 ft2
5097440 | UNKNOWN |  |  |  | DOBB /FACILITY | NJAC | B | NJAC-Z1-DOBB. | P201 | INSV | INST | HUSSAARM | 2013-10-13 | 1002 DOBBS AVE |  | N | 1425 | FACILITY* | Y | 2 | Y | AW | SCADA |  |  | DAILY VISIT | 15,500 ft2
5096711 | UNKNOWN |  |  |  | CRIS /FACILITY | NJAC | B | NJAC-Z1-CRIS. | P201 | INSV | INST | HUSSAARM | 2013-10-13 | 452 CHRIS GAUPP DR |  | N | 760 | FACILITY* | Y | 5 | Y | AW | SCADA |  |  | DAILY VISIT | 34,412 ft2
5095084 | UNKNOWN |  |  |  | WWIC-BST /FACILITY | NJCM | B | NJCM-MT-WWIC.-BST. | P201 | INSV | INST | HUSSAARM | 2013-10-13 | 3169 ROUTE 9 S |  | N |  | FACILITY* | N |  | Y | AW | SCADA |  |  | DAILY VISIT | 0 ft2
5095082 | UNKNOWN |  |  |  | WWIC /FACILITY | NJCM | B | NJCM-MT-WWIC. | P201 | INSV | INST | HUSSAARM | 2013-10-13 | 3169 ROUTE 9 S |  | N |  | FACILITY* | N |  | Y | AW | SCADA |  |  | DAILY VISIT | 0 ft2
5095081 | UNKNOWN |  |  |  | LAKE /FACILITY | NJCM | B | NJCM-MT-LAKE. | P201 | INSV | INST | HUSSAARM | 2013-10-13 | 1390 ROUTE 9 SOUTH |  | N |  | FACILITY* | Y |  | Y | AW | SCADA |  |  | DAILY VISIT | 0 ft2
5095080 | UNKNOWN |  |  |  | CMAY /FACILITY | NJCM | B | NJCM-MT-CMAY. | P201 | INSV | INST | HUSSAARM | 2013-10-13 | 300 E LENA AVE |  | N |  | FACILITY* | Y |  | Y | AW | SCADA |  |  | DAILY VISIT | 0 ft2
5095079 | UNKNOWN |  |  |  | MTIC /FACILITY | NJCM | B | NJCM-MT-MTIC. | P201 | INSV | INST | HUSSAARM | 2013-10-13 | 500 STONE HARBOR BLVD |  | N |  | FACILITY* | N |  |  | AW | NONE |  |  | DAILY VISIT
5095077 | UNKNOWN |  |  |  | HAND-TK /FACILITY | NJCM | B | NJCM-MT-HAND.-TK.. | P201 | INSV | INST | HUSSAARM | 2013-10-13 | 206 HAND AVE |  | N |  | FACILITY* | N |  | Y | AW | NONE |  |  | DAILY VISIT | 0 ft2
5095076 | UNKNOWN |  |  |  | HAND-W8 /FACILITY | NJCM | B | NJCM-MT-HAND.-W8.. | P201 | INSV | INST | HUSSAARM | 2013-10-13 | 205 MECHANIC ST |  | N |  | FACILITY* | N |  | Y | AW | NONE |  |  | DAILY VISIT | 0 ft2
5095075 | UNKNOWN |  |  |  | HAND /FACILITY | NJCM | B | NJCM-MT-HAND. | P201 | INSV | INST | HUSSAARM | 2013-10-13 | 205 MECHANIC ST |  | N |  | FACILITY* | Y |  | Y | AW | SCADA |  |  | DAILY VISIT | 0 ft2
5095074 | UNKNOWN |  |  |  | MAIN /FACILITY | NJCM | B | NJCM-MT-MAIN. | P201 | INSV | INST | HUSSAARM | 2013-10-13 | 412 N ROUTE 9 |  | Y |  | FACILITY* | Y |  | Y | AW | SCADA |  |  | DAILY VISIT | 0 ft2
5095073 | UNKNOWN |  |  |  | STRM-TK /FACILITY | NJCM | B | NJCM-SM-STRM.-TK.. | P201 | INSV | INST | HUSSAARM | 2013-10-13 | 6 W VINCENT AVE |  | N |  | FACILITY* | N |  | Y | AW | NONE |  |  | DAILY VISIT | 0 ft2
5095072 | UNKNOWN |  |  |  | STRM-W2 /FACILITY | NJCM | B | NJCM-SM-STRM.-W2.. | P201 | INSV | INST | HUSSAARM | 2013-10-13 | 6 W VINCENT AVE |  | N |  | FACILITY* | N |  | Y | AW | NONE |  |  | DAILY VISIT | 0 ft2
5095071 | UNKNOWN |  |  |  | STRM-W1 /FACILITY | NJCM | B | NJCM-SM-STRM.-W1.. | P201 | INSV | INST | HUSSAARM | 2013-10-13 | 6 W VINCENT AVE |  | N |  | FACILITY* | N |  | Y | AW | NONE |  |  | DAILY VISIT | 0 ft2
5095070 | UNKNOWN |  |  |  | STRM /FACILITY | NJCM | B | NJCM-SM-STRM. | P201 | INSV | INST | HUSSAARM | 2013-10-13 | 6 W VINCENT AVE |  | Y |  | FACILITY* | Y |  | Y | AW | SCADA |  |  | DAILY VISIT | 0 ft2
5195600 | UNKNOWN |  |  |  | OCHT Station /FACILITY | NJAC | B | NJAC-Z1-OCHT. | P201 | INSV | INST | FREEMAJ1 | 2015-01-23 | 5002 OCEAN HEIGHTS AVE |  |  |  | FACILITY* |  |  | Y | AW |  |  |  |  | 0 ft2
5196100 | UNKNOWN |  |  |  | EHTT /FACILITY | NJAC | B | NJAC-Z1-EHTT. | P201 | INSV | INST | FREEMAJ1 | 2015-03-17 | 16 Dogwood Avenue |  | N |  | FACILITY* | N |  | Y | AW | SCADA |  |  | DAILY VISIT | 0 ft2
5219521 | UNKNOWN |  |  |  | GARDENS /FACILITY | NJOS | B | NJOSW-WW-GARD. | P201 | INSV | INST | HEIMER | 2016-07-11 | ATLANTIC BOULEVARD |  | Y |  | FACILITY* | N |  | Y | AW | NONE |  |  | DAILY VISIT | 0 ft2 | <480
5230338 | UNKNOWN |  |  |  | UTTK /FACILITY | NJCM | B | NJCM-UT-UTTK. | P201 | INSV | INST | HEIMER | 2017-02-10 | 2087 RT US 9 SO |  | Y | 560 | FACILITY* |  | 1.01 | Y | AW | SCADA |  |  | DAILY VISIT | 0 ft2

## Transmitter
Equipment |  | Function class | Inventory no. | Position | Description | AuthorizGroup | EquipCategory | Functional Loc. | Planning plant | User status | System status | Created by | Created on | Street | Size/dimens. | Instrument Range | Instrument UOM | Loop Power | NEMA Enclosure | On SCADA? | Output Type | Owned By | Special Mtn Note | Special Mtn Note Det | Transmitter Type
5088228 | ENDRESS-HAUSER |  |  |  | DOBB- STRIPPER 2 LVL /XMTR | NJAC | 6 | NJAC-Z1-DOBB. | P201 | INSV | INST | HUSSAARM | 2013-10-12 | 1002 DOBBS AVE |  |  | INCHES | Y | 4 SPLASHPROOF | Y | 4-20MA | AW |  |  | LEVEL TX
5088226 | ENDRESS-HAUSER |  |  |  | DOBB- STRIPPER 1 LVL /XMTR | NJAC | 6 | NJAC-Z1-DOBB. | P201 | INSV | INST | HUSSAARM | 2013-10-12 | 1002 DOBBS AVE |  |  | INCHES | Y | 4 SPLASHPROOF | Y | 4-20MA | AW |  |  | LEVEL TX
5088009 | UNKNOWN |  |  |  | SLIN SYS PRS WL7 /XMTR | NJAC | 6 | NJAC-Z1-SLIN. | P201 | OOS | INAC INST | HUSSAARM | 2013-10-12 | 313 KIRKLIN AVE | [5 empty] | Y |  | AW |  |  | PRESSURE TX
5087667 | DREXELBROOK |  |  |  | OAKS-CAUS BLK HI PT /XMTR | NJAC | 6 | NJAC-Z1-OAKS.-CAUS | P201 | INSV | INST | HUSSAARM | 2013-10-12 | 267 W. JIMMIE LEEDS ROAD |  |  | OTHER |  | 4X STAINLESS SPLASHPROOF | Y | 4-20MA | AW |  |  | LEVEL TX
5087242 | DREXELBROOK |  |  |  | OAKS-PHOS DAY TK HI PT /XMTR | NJAC | 6 | NJAC-Z1-OAKS.-PHOS | P201 | INSV | INST | HUSSAARM | 2013-10-12 | 267 W. JIMMIE LEEDS ROAD |  |  | OTHER |  | 4X STAINLESS SPLASHPROOF | Y | 4-20MA | AW |  |  | LEVEL TX
5086922 | DREXELBROOK |  |  |  | OAKS-HYPO DAY HI PT /XMTR | NJAC | 6 | NJAC-Z1-OAKS.-HYPO | P201 | INSV | INST | HUSSAARM | 2013-10-12 | 267 W. JIMMIE LEEDS ROAD |  |  | OTHER |  | 4X STAINLESS SPLASHPROOF | Y | 4-20MA | AW |  |  | LEVEL TX
5083388 | EMERSON |  |  |  | SMFP-1 DISCHRG PRS WL1 /XMTR | NJAC | 6 | NJAC-Z1-SMFP.-1... | P201 | INSV | INST | HUSSAARM | 2013-10-12 | 501 E MOSS MILL ROAD |  | MAX W/P 450PSI / URL 300PSI | PSI | Y | 4 SPLASHPROOF | Y | 4-20MA | AW |  |  | PRESSURE TX
5083385 | EMERSON |  |  |  | SMFP-17 DISCHRG PRS WL17 /XMTR | NJAC | 6 | NJAC-Z1-SMFP.-17.. | P201 | INSV | INST | HUSSAARM | 2013-10-12 | 525 E MOSS MILL ROAD |  | 0-150 PSI | PSI | Y | 4 SPLASHPROOF | Y | 4-20MA | AW |  |  | PRESSURE TX
5083382 | FOXBORO |  |  |  | SMFP-2 DISCHRG PRS WL2 /XMTR | NJAC | 6 | NJAC-Z1-SMFP.-2... | P201 | INSV | INST | HUSSAARM | 2013-10-12 | 569 E MOSS MILL ROAD |  | 0-150 PSI | PSI | Y | 4 SPLASHPROOF | Y | 4-20MA | AW |  |  | PRESSURE TX
5083379 | UNKNOWN |  |  |  | OAKS DRAWDOWN level WL16 /Transducer | NJAC | 6 | NJAC-Z1-OAKS. | P201 | INSV | INST | HUSSAARM | 2013-10-12 | 267 W. JIMMIE LEEDS ROAD | [5 empty] | Y |  | AW |  |  | PRESSURE TX
5083376 | BRISTOL BABCOCK |  |  |  | OAKS DISCHRG PRS WL16 /XMTR | NJAC | 6 | NJAC-Z1-OAKS. | P201 | INSV | INST | HUSSAARM | 2013-10-12 | 267 W. JIMMIE LEEDS ROAD |  | 0-150 PSI | PSI | Y | 4X STAINLESS SPLASHPROOF | Y | 4-20MA | AW |  |  | PRESSURE TX
5083341 | BRISTOL BABCOCK |  |  |  | OAKS System Pressure /XMTR | NJAC | 6 | NJAC-Z1-OAKS. | P201 | INSV | INST | HUSSAARM | 2013-10-12 | 267 W. JIMMIE LEEDS ROAD |  | 57.0 - 74.01 | PSI | Y | 4X STAINLESS SPLASHPROOF | Y | 4-20MA | AW |  |  | PRESSURE TX
5082831 | UNKNOWN |  |  |  | NLIN Drawdown Well #8 /XMTR | NJAC | 6 | NJAC-Z1-NLIN. | P201 | INSV | INST | HUSSAARM | 2013-10-12 | 605 NEW ROAD | [5 empty] | Y |  | AW |  |  | PRESSURE TX
5082622 | UNKNOWN |  |  |  | NLIN DISCHRG PRS WL8 /XMTR | NJAC | 6 | NJAC-Z1-NLIN. | P201 | INSV | INST | HUSSAARM | 2013-10-12 | 605 NEW ROAD | [5 empty] | Y |  | AW |  |  | PRESSURE TX
5082312 | UNKNOWN |  |  |  | NLIN System Pressure /XMTR | NJAC | 6 | NJAC-Z1-NLIN. | P201 | INSV | INST | HUSSAARM | 2013-10-12 | 605 NEW ROAD | [5 empty] | Y |  | AW |  |  | PRESSURE TX
5081904 | UNKNOWN |  |  |  | MILL Drawdown Well #4A /XMTR | NJAC | 6 | NJAC-Z1-MILL. | P201 | OOS | INAC INST | HUSSAARM | 2013-10-12 | 100 MILL ROAD | [5 empty] | Y |  | AW |  |  | PRESSURE TX
5081495 | UNKNOWN |  |  |  | MILL DISCHRG PRS WL4A /XMTR | NJAC | 6 | NJAC-Z1-MILL. | P201 | INSV | INST | HUSSAARM | 2013-10-12 | 100 MILL ROAD | [5 empty] | Y |  | AW |  |  | PRESSURE TX
5131889 | UNKNOWN |  |  |  | ST27-PHOS CONTAINMENT ALARM /XMTR | NJCM | 6 | NJCM-OC-ST27.-PHOS | P201 | INSV | INST | HUSSAARM | 2013-10-13 | 2661 WEST AVE | [5 empty] | Y |  | AW |  |  | LEVEL TX
5131887 | UNKNOWN |  |  |  | STR3-PHOS CONTAINMENT ALARM /XMTR | NJCM | 6 | NJCM-OC-STR3.-PHOS | P201 | INSV | INST | HUSSAARM | 2013-10-13 | 248 WEST AVE | [5 empty] | Y |  | AW |  |  | LEVEL TX
5131885 | UNKNOWN |  |  |  | ST27-HYPO CONTAINMENT ALARM /XMTR | NJCM | 6 | NJCM-OC-ST27.-HYPO | P201 | INSV | INST | HUSSAARM | 2013-10-13 | 2661 WEST AVE |  |  |  |  | 7 EXPLOSION PROOF | Y |  | AW |  |  | LEVEL TX
5131882 | ENDRESS-HAUSER |  |  |  | STR3-PHOS LEVEL /XMTR | NJCM | 6 | NJCM-OC-STR3.-PHOS | P201 | INSV | INST | HUSSAARM | 2013-10-13 | 248 WEST AVE |  |  | INCHES | Y | 4 SPLASHPROOF | Y | 4-20MA | AW |  |  | LEVEL TX
5131880 | ENDRESS-HAUSER |  |  |  | STR3-HYPO Hypo Level /XMTR | NJCM | 6 | NJCM-OC-STR3.-HYPO | P201 | INSV | INST | HUSSAARM | 2013-10-13 | 248 WEST AVE |  |  | INCHES | Y | 4 SPLASHPROOF | Y | 4-20MA | AW |  |  | LEVEL TX
5131878 | ROSEMOUNT |  |  |  | STR3 S WALL SYS PRS /XMTR | NJCM | 6 | NJCM-OC-STR3. | P201 | INSV | INST | HUSSAARM | 2013-10-13 | 248 WEST AVE |  | 0-150 | PSI | Y | 4 SPLASHPROOF | Y | 4-20MA | AW |  |  | PRESSURE TX
5131876 | ROSEMOUNT |  |  |  | STR3 PRESSURE /XMTR | NJCM | 6 | NJCM-OC-STR3. | P201 | INSV | INST | HUSSAARM | 2013-10-13 | 248 WEST AVE |  | 300 | PSI | Y | 7 EXPLOSION PROOF | Y |  | AW |  |  | PRESSURE TX
5131874 | EMERSON |  |  |  | STR3 DRAW DOWN /XMTR | NJCM | 6 | NJCM-OC-STR3. | P201 | INSV | INST | HUSSAARM | 2013-10-13 | 248 WEST AVE |  |  | FEET | Y | 4 SPLASHPROOF | Y | 4-20MA | AW |  |  | LEVEL TX
5131865 | ENDRESS-HAUSER |  |  |  | ST27-PHOS LEVEL /XMTR | NJCM | 6 | NJCM-OC-ST27.-PHOS | P201 | INSV | INST | HUSSAARM | 2013-10-13 | 2661 WEST AVE |  |  | INCHES | Y | 4X STAINLESS SPLASHPROOF | Y | 4-20MA | AW |  |  | LEVEL TX
5131863 | ENDRESS-HAUSER |  |  |  | ST27-HYPO Hypo Level /XMTR | NJCM | 6 | NJCM-OC-ST27.-HYPO | P201 | INSV | INST | HUSSAARM | 2013-10-13 | 2661 WEST AVE |  |  | INCHES | Y | 4X STAINLESS SPLASHPROOF | Y | 4-20MA | AW |  |  | LEVEL TX
5131857 | ROSEMOUNT |  |  |  | ST27 SYSTEM PRESSURE /XMTR | NJCM | 6 | NJCM-OC-ST27. | P201 | INSV | INST | HUSSAARM | 2013-10-13 | 2661 WEST AVE |  |  | PSI | Y | 7 EXPLOSION PROOF | Y | 4-20MA | AW |  |  | PRESSURE TX
5131855 | ROSEMOUNT |  |  |  | ST27 DISCHARGE PRESSURE /XMTR | NJCM | 6 | NJCM-OC-ST27. | P201 | INSV | INST | HUSSAARM | 2013-10-13 | 2661 WEST AVE |  |  | PSI | Y | 7 EXPLOSION PROOF | Y | 4-20MA | AW |  |  | PRESSURE TX
5129538 | SIGMA |  | NJFR-13-ILVT-1 |  | MILL LVL TRNSDUCR WL4A /XMTR | NJAC | 6 | NJAC-Z1-MILL. | P201 | INSV | INST | HUSSAARM | 2013-10-13 | 100 MILL ROAD | [5 empty] | Y |  | AW |  |  | LEVEL TX
5129327 | ENDRESS-HAUSER |  |  |  | MILL-CAUS DAY TK LVL /XMTR | NJAC | 6 | NJAC-Z1-MILL.-CAUS | P201 | INSV | INST | HUSSAARM | 2013-10-13 | 100 MILL ROAD |  |  | INCHES | Y | 4 SPLASHPROOF | Y | 4-20MA | AW |  |  | LEVEL TX
5129323 | ENDRESS-HAUSER |  |  |  | MILL-CAUS Caustic Bulk Tank /XMTR | NJAC | 6 | NJAC-Z1-MILL.-CAUS | P201 | INSV | INST | HUSSAARM | 2013-10-13 | 100 MILL ROAD |  |  | INCHES | Y | 4 SPLASHPROOF | Y | 4-20MA | AW |  |  | LEVEL TX
5129316 | ENDRESS-HAUSER |  |  |  | MART-CAUS DAY TK LVL /XMTR | NJAC | 6 | NJAC-Z1-MART.-CAUS | P201 | INSV | INST | HUSSAARM | 2013-10-13 | 107 MARTIN AVE |  |  | INCHES | Y | 4 SPLASHPROOF | Y | 4-20MA | AW |  |  | LEVEL TX
5131892 | EMERSON |  |  |  | ST27 DRAW DOWN /XMTR | NJCM | 6 | NJCM-OC-ST27. | P201 | INSV | INST | HUSSAARM | 2013-10-13 | 2661 WEST AVE |  |  | FEET | Y | 4 SPLASHPROOF | Y | 4-20MA | AW |  |  | LEVEL TX
5131894 | UNKNOWN |  |  |  | STR3-HYPO CONTAINMENT ALARM /XMTR | NJCM | 6 | NJCM-OC-STR3.-HYPO | P201 | INSV | INST | HUSSAARM | 2013-10-13 | 248 WEST AVE | [5 empty] | Y |  | AW |  |  | LEVEL TX
5132780 | DREXELBROOK |  | NJFR-57-ILVT-1 |  | OAKS-HYPO Hypo Level /XMTR | NJAC | 6 | NJAC-Z1-OAKS.-HYPO | P201 | INSV | INST | HUSSAARM | 2013-10-13 | 267 W. JIMMIE LEEDS ROAD |  |  | INCHES | Y | 4X STAINLESS SPLASHPROOF | Y | 4-20MA | AW |  |  | LEVEL TX
5132810 | ENDRESS-HAUSER |  |  |  | NLIN-CAUS Caustic Bulk Tank /XMTR | NJAC | 6 | NJAC-Z1-NLIN.-CAUS | P201 | INSV | INST | HUSSAARM | 2013-10-13 | 605 NEW ROAD |  |  | INCHES | Y | 4 SPLASHPROOF | Y | 4-20MA | AW |  |  | LEVEL TX
5132812 | ENDRESS-HAUSER |  |  |  | NLIN-CAUS DAY TK LVL /XMTR | NJAC | 6 | NJAC-Z1-NLIN.-CAUS | P201 | INSV | INST | HUSSAARM | 2013-10-13 | 605 NEW ROAD |  |  | INCHES | Y | 4 SPLASHPROOF | Y | 4-20MA | AW |  |  | LEVEL TX
5132814 | ENDRESS-HAUSER |  |  |  | OAKS-CAUS DAY TK LVL /XMTR | NJAC | 6 | NJAC-Z1-OAKS.-CAUS | P201 | INSV | INST | HUSSAARM | 2013-10-13 | 267 W. JIMMIE LEEDS ROAD |  |  | INCHES | Y | 4 SPLASHPROOF | Y | 4-20MA | AW |  |  | LEVEL TX
5132816 | ENDRESS-HAUSER |  |  |  | OAKS-CAUS Caustic Bulk Tank /XMTR | NJAC | 6 | NJAC-Z1-OAKS.-CAUS | P201 | INSV | INST | HUSSAARM | 2013-10-13 | 267 W. JIMMIE LEEDS ROAD |  |  | INCHES | Y | 4 SPLASHPROOF | Y | 4-20MA | AW |  |  | LEVEL TX
5132818 | ENDRESS-HAUSER |  |  |  | SLIN-CAUS Caustic Bulk Tank /XMTR | NJAC | 6 | NJAC-Z1-SLIN.-CAUS | P201 | INSV | INST | HUSSAARM | 2013-10-13 | 313 KIRKLIN AVE |  |  | INCHES | Y | 4 SPLASHPROOF | Y | 4-20MA | AW |  |  | LEVEL TX
5132820 | ENDRESS-HAUSER |  |  |  | SLIN-CAUS DAY TK LVL /XMTR | NJAC | 6 | NJAC-Z1-SLIN.-CAUS | P201 | INSV | INST | HUSSAARM | 2013-10-13 | 313 KIRKLIN AVE |  |  | INCHES | Y | 4 SPLASHPROOF | Y | 4-20MA | AW |  |  | LEVEL TX
5132823 | ENDRESS-HAUSER |  |  |  | SMFP-CAUS DAY TK LVL /XMTR | NJAC | 6 | NJAC-Z1-SMFP.-CAUS | P201 | INSV | INST | HUSSAARM | 2013-10-13 | 525 E MOSS MILL ROAD |  |  | INCHES | Y | 4 SPLASHPROOF | Y | 4-20MA | AW |  |  | LEVEL TX
5132825 | ENDRESS-HAUSER |  |  |  | SPRC-CAUS DAY TK LVL /XMTR | NJAC | 6 | NJAC-Z1-SPRC.-CAUS | P201 | INSV | INST | HUSSAARM | 2013-10-13 | 5055 SPRUCE AVE |  |  | INCHES | Y | 4 SPLASHPROOF | Y | 4-20MA | AW |  |  | LEVEL TX
5132827 | ENDRESS-HAUSER |  |  |  | WOOD-CAUS DAY TK LVL /XMTR | NJAC | 6 | NJAC-Z1-WOOD.-CAUS | P201 | INSV | INST | HUSSAARM | 2013-10-13 | 746 BLOCK OF WOODLAND AVE. |  |  | INCHES | Y | 4 SPLASHPROOF | Y | 4-20MA | AW |  |  | LEVEL TX
5132829 | ENDRESS-HAUSER |  |  |  | SWFT-CAUS DAY TK LVL /XMTR | NJAC | 6 | NJAC-Z1-SWFT.-CAUS | P201 | INSV | INST | HUSSAARM | 2013-10-13 | 11 SWIFT AVE |  |  | INCHES | Y | 4 SPLASHPROOF | Y | 4-20MA | AW |  |  | LEVEL TX
5132831 | ENDRESS-HAUSER |  |  |  | SMFP-CAUS Caustic Bulk Tank /XMTR | NJAC | 6 | NJAC-Z1-SMFP.-CAUS | P201 | INSV | INST | HUSSAARM | 2013-10-13 | 525 E MOSS MILL ROAD |  |  | INCHES | Y | 4 SPLASHPROOF | Y | 4-20MA | AW |  |  | LEVEL TX
5132833 | ENDRESS-HAUSER |  |  |  | SPRC-CAUS Caustic Bulk Tank /XMTR | NJAC | 6 | NJAC-Z1-SPRC.-CAUS | P201 | INSV | INST | HUSSAARM | 2013-10-13 | 5055 SPRUCE AVE |  |  | INCHES | Y | 4 SPLASHPROOF | Y | 4-20MA | AW |  |  | LEVEL TX
5132835 | ENDRESS-HAUSER |  |  |  | SWFT-CAUS Caustic Bulk Tank /XMTR | NJAC | 6 | NJAC-Z1-SWFT.-CAUS | P201 | INSV | INST | HUSSAARM | 2013-10-13 | 11 SWIFT AVE |  |  | INCHES | Y | 4 SPLASHPROOF | Y | 4-20MA | AW |  |  | LEVEL TX
5132837 | ENDRESS-HAUSER |  |  |  | WOOD-CAUS Caustic Bulk Tank /XMTR | NJAC | 6 | NJAC-Z1-WOOD.-CAUS | P201 | INSV | INST | HUSSAARM | 2013-10-13 | 746 BLOCK OF WOODLAND AVE. |  |  | INCHES | Y | 4 SPLASHPROOF | Y | 4-20MA | AW |  |  | LEVEL TX
5102786 | ENDRESS-HAUSER |  | NJFR-53-ILVT-2 |  | SMFP-PHOS LVL /XMTR | NJAC | 6 | NJAC-Z1-SMFP.-PHOS | P201 | INSV | INST | HUSSAARM | 2013-10-13 | 525 E MOSS MILL ROAD |  |  | INCHES |  |  | Y | 1-5V | AW |  |  | LEVEL TX
5103225 | UNKNOWN |  |  |  | TILT-19 Drawdown level transducer | NJAC | 6 | NJAC-Z1-TILT. | P201 | INSV | INST | HUSSAARM | 2013-10-13 | 2580 TILTON RD | [7 empty] | AW |  |  | LEVEL TX
5103271 | DREXELBROOK |  | NJFR-53-ILVT-2 |  | CRIS-PHOS LVL PRB /XMTR | NJAC | 6 | NJAC-Z1-CRIS.-PHOS | P201 | INSV | INST | HUSSAARM | 2013-10-13 | 452 CHRIS GAUPP DR |  |  | INCHES |  |  | Y | 1-5V | AW |  |  | LEVEL TX
5104804 | BRISTOL BABCOCK |  | NJFR-53-ILVT-5 |  | CRIS System Pressure /XMTR | NJAC | 6 | NJAC-Z1-CRIS. | P201 | INSV | INST | HUSSAARM | 2013-10-13 | 452 CHRIS GAUPP DR |  |  | PSI | Y | 4X STAINLESS SPLASHPROOF | Y | 4-20MA | AW |  |  | LEVEL TX
5106037 | DREXELBROOK |  | NJFR-17-ILVT-1 |  | DOBB Clear Well Level Probe /XMTR | NJAC | 6 | NJAC-Z1-DOBB. | P201 | INSV | INST | HUSSAARM | 2013-10-13 | 1002 DOBBS AVE |  | 1.5-8.5FT | FEET | Y | 4 SPLASHPROOF | Y | 4-20MA | AW |  |  | LEVEL TX
5107079 | DREXELBROOK |  | NJFR-17-ILVT-2 |  | DOBB-HYPO Hypo Level /XMTR | NJAC | 6 | NJAC-Z1-DOBB.-HYPO | P201 | INSV | INST | HUSSAARM | 2013-10-13 | 1002 DOBBS AVE |  | 27-261PF | INCHES |  | 7 EXPLOSION PROOF | Y |  | AW |  |  | LEVEL TX
5107757 | DREXELBROOK |  |  |  | NLIN-HYPO Hypo Level /XMTR | NJAC | 6 | NJAC-Z1-NLIN.-HYPO | P201 | INSV | INST | HUSSAARM | 2013-10-13 | 605 NEW ROAD |  | 0-50 | INCHES | Y | 7 EXPLOSION PROOF | Y | 4-20MA | AW |  |  | LEVEL TX
5107762 | DREXELBROOK |  | NJFR-30-ILVT-2 |  | SOMR-HYPO Hypo Level /XMTR | NJAC | 6 | NJAC-Z1-SOMR.-HYPO | P201 | INSV | INST | HUSSAARM | 2013-10-13 | 597 3RD STREET |  |  | INCHES | Y | 4 SPLASHPROOF | Y | 4-20MA | AW |  |  | LEVEL TX
5107764 | DREXELBROOK |  | NJFR-30-ILVT-2 |  | SPRC-HYPO Hypo Level /XMTR | NJAC | 6 | NJAC-Z1-SPRC.-HYPO | P201 | INSV | INST | HUSSAARM | 2013-10-13 | 5055 SPRUCE AVE |  |  | INCHES | Y | 4 SPLASHPROOF | Y | 4-20MA | AW |  |  | LEVEL TX
5107768 | ENDRESS-HAUSER |  |  |  | TILT-HYPO Hypo Level /XMTR | NJAC | 6 | NJAC-Z1-TILT.-HYPO | P201 | INSV | INST | HUSSAARM | 2013-10-13 | 2580 TILTON RD |  |  | OTHER | Y | 4X STAINLESS SPLASHPROOF | Y | 4-20MA | AW |  |  | LEVEL TX
5110245 | DREXELBROOK |  | NJFR-17-ILVT-3 |  | DOBB-PHOS LVL PRB /XMTR | NJAC | 6 | NJAC-Z1-DOBB.-PHOS | P201 | INSV | INST | HUSSAARM | 2013-10-13 | 1002 DOBBS AVE |  | 19-180PF | INCHES | Y |  | Y | 4-20MA | AW |  |  | LEVEL TX
5111447 | ENDRESS-HAUSER |  | NJFR-26-ILVT-2 |  | ECRT-HYPO Hypo Level /XMTR | NJAC | 6 | NJAC-Z1-ECRT.-HYPO | P201 | OOS | INAC INST | HUSSAARM | 2013-10-13 | 554 SCARBOROUGH DRIVE | [5 empty] | Y |  | AW |  |  | LEVEL TX
5115326 | DREXELBROOK |  | NJFR-22-ILVT-1 |  | FIRE-HYPO Hypo Level /XMTR | NJAC | 6 | NJAC-Z1-FIRE.-HYPO | P201 | INSV | INST | HUSSAARM | 2013-10-13 | 3226 FIRE RD | [5 empty] | Y |  | AW |  |  | LEVEL TX
5116414 | UNKNOWN |  | NJFR-22-ILVT-2 |  | FIRE Drawdown Well #10 /Transducer | NJAC | 6 | NJAC-Z1-FIRE. | P201 | INSV | INST | HUSSAARM | 2013-10-13 | 3226 FIRE RD | [5 empty] | Y |  | AW |  |  | LEVEL TX
5117567 | UNKNOWN |  | NJFR-47-ILVT-1 |  | GARF Tank Level /XMTR | NJAC | 6 | NJAC-Z1-GARF. | P201 | INSV | INST | HUSSAARM | 2013-10-13 | 983 WOODSIDE AVE | [5 empty] | Y |  | AW |  |  | LEVEL TX
5118767 | DREXELBROOK |  | NJFR-11-ILVT-4 |  | GROV-PHOS LVL PRB /XMTR | NJAC | 6 | NJAC-Z1-GROV.-PHOS | P201 | OOS | INAC INST | HUSSAARM | 2013-10-13 | 680 W MARYLAND AVE |  | 19-180PF | INCHES | Y | 7 EXPLOSION PROOF | Y | 4-20MA | AW |  |  | LEVEL TX
5118962 | ENDRESS-HAUSER |  |  |  | ABSC-CAUS Caustic Bulk Tank /XMTR | NJAC | 6 | NJAC-Z1-ABSC.-CAUS | P201 | OOS | INAC INST | HUSSAARM | 2013-10-13 | 534 NEW JERSEY AVE |  |  | INCHES | Y | 4 SPLASHPROOF | Y | 4-20MA | AW |  |  | LEVEL TX
5118966 | ENDRESS-HAUSER |  |  |  | ABSC-CAUS DAY TK LVL /XMTR | NJAC | 6 | NJAC-Z1-ABSC.-CAUS | P201 | OOS | INAC INST | HUSSAARM | 2013-10-13 | 534 NEW JERSEY AVE |  |  | INCHES | Y | 4 SPLASHPROOF | Y | 4-20MA | AW |  |  | LEVEL TX
5119765 | DREXELBROOK |  | NJFR-11-ILVT-3 |  | GROV-HYPO Hypo Level /XMTR | NJAC | 6 | NJAC-Z1-GROV.-HYPO | P201 | OOS | INAC INST | HUSSAARM | 2013-10-13 | 680 W MARYLAND AVE |  | 38-344PF | INCHES | Y | 7 EXPLOSION PROOF | Y | 4-20MA | AW |  |  | LEVEL TX
5121261 | DREXELBROOK |  | NJFR-11-ILVT-1 |  | GROV-CAUS BLK LVL PRB /XMTR | NJAC | 6 | NJAC-Z1-GROV.-CAUS | P201 | OOS | INAC INST | HUSSAARM | 2013-10-13 | 680 W MARYLAND AVE |  | 15-293PF | INCHES | Y | 7 EXPLOSION PROOF | Y | 4-20MA | AW |  |  | LEVEL TX
5122563 | UNKNOWN |  | NJFR-11-ILVT-2 |  | GROV-CAUS DAY LVL PRB /XMTR | NJAC | 6 | NJAC-Z1-GROV.-CAUS | P201 | OOS | INAC INST | HUSSAARM | 2013-10-13 | 680 W MARYLAND AVE | [5 empty] | Y |  | AW |  |  | LEVEL TX
5123217 | DREXELBROOK |  | NJFR-20-ILVT-4 |  | BARG-PHOS LVL PRB /XMTR | NJAC | 6 | NJAC-Z1-BARG.-PHOS | P201 | INSV | INST | HUSSAARM | 2013-10-13 | 6707 MILL ROAD |  |  | INCHES | Y | 4X STAINLESS SPLASHPROOF | Y | 4-20MA | AW |  |  | LEVEL TX
5123220 | DREXELBROOK |  | NJFR-20-ILVT-3 |  | BARG-HYPO Hypo Level /XMTR | NJAC | 6 | NJAC-Z1-BARG.-HYPO | P201 | INSV | INST | HUSSAARM | 2013-10-13 | 6707 MILL ROAD |  |  | INCHES | Y |  | Y | 4-20MA | AW |  |  | LEVEL TX
5123223 | ENDRESS-HAUSER |  | NJFR-20-ILVT-4 |  | ECRT-PHOS LVL PRB /XMTR | NJAC | 6 | NJAC-Z1-ECRT.-PHOS | P201 | OOS | INAC INST | HUSSAARM | 2013-10-13 | 554 SCARBOROUGH DRIVE |  |  | INCHES | Y | 4X STAINLESS SPLASHPROOF | Y | 4-20MA | AW |  |  | LEVEL TX
5124057 | UNKNOWN |  | NJFR-12-ILVT-1 |  | LINT Tank Level /XMTR | NJAC | 6 | NJAC-Z1-LINT. | P201 | INSV | INST | HUSSAARM | 2013-10-13 | 505 HAMILTON AVE | [5 empty] | Y |  | AW |  |  | LEVEL TX
5124860 | UNKNOWN |  | NJFR-41-ILVT-2 |  | MART-PHOS Phosphate Level /XMTR | NJAC | 6 | NJAC-Z1-MART.-PHOS | P201 | INSV | INST | HUSSAARM | 2013-10-13 | 107 MARTIN AVE | [5 empty] | Y |  | AW |  |  | LEVEL TX
5126864 | DREXELBROOK |  | NJFR-41-ILVT-1 |  | MART-HYPO Hypo Level /XMTR | NJAC | 6 | NJAC-Z1-MART.-HYPO | P201 | INSV | INST | HUSSAARM | 2013-10-13 | 107 MARTIN AVE | [5 empty] | Y |  | AW |  |  | LEVEL TX
5126962 | ENDRESS-HAUSER |  |  |  | BARG-CAUS DAY TK LVL /XMTR | NJAC | 6 | NJAC-Z1-BARG.-CAUS | P201 | INSV | INST | HUSSAARM | 2013-10-13 | 6707 MILL ROAD |  |  | INCHES | Y | 4 SPLASHPROOF | Y | 4-20MA | AW |  |  | LEVEL TX
5126987 | ENDRESS-HAUSER |  |  |  | BARG-CAUS Caustic Bulk Tank /XMTR | NJAC | 6 | NJAC-Z1-BARG.-CAUS | P201 | INSV | INST | HUSSAARM | 2013-10-13 | 6707 MILL ROAD |  |  | INCHES | Y | 4 SPLASHPROOF | Y | 4-20MA | AW |  |  | LEVEL TX
5128342 | UNKNOWN |  | NJFR-13-ILVT-1 |  | MILL Clear Well Level /XMTR | NJAC | 6 | NJAC-Z1-MILL. | P201 | INSV | INST | HUSSAARM | 2013-10-13 | 100 MILL ROAD | [5 empty] | Y |  | AW |  |  | LEVEL TX
5129305 | ENDRESS-HAUSER |  |  |  | FIRE-CAUS Caustic Bulk Tank /XMTR | NJAC | 6 | NJAC-Z1-FIRE.-CAUS | P201 | INSV | INST | HUSSAARM | 2013-10-13 | 3226 FIRE RD |  |  | INCHES | Y | 4 SPLASHPROOF | Y | 4-20MA | AW |  |  | LEVEL TX
5129307 | ENDRESS-HAUSER |  |  |  | FIRE-CAUS DAY TK LVL /XMTR | NJAC | 6 | NJAC-Z1-FIRE.-CAUS | P201 | INSV | INST | HUSSAARM | 2013-10-13 | 3226 FIRE RD |  |  | INCHES | Y | 4 SPLASHPROOF | Y | 4-20MA | AW |  |  | LEVEL TX
5129312 | ENDRESS-HAUSER |  |  |  | MART-CAUS Caustic Bulk Tank /XMTR | NJAC | 6 | NJAC-Z1-MART.-CAUS | P201 | INSV | INST | HUSSAARM | 2013-10-13 | 107 MARTIN AVE |  |  | INCHES | Y | 4 SPLASHPROOF | Y | 4-20MA | AW |  |  | LEVEL TX
5155813 | BRISTOL BABCOCK |  |  |  | BARG DRAWDOWN PRS WL12 /XMTR | NJAC | 6 | NJAC-Z1-BARG. | P201 | OOS | INAC INST | HUSSAARM | 2013-10-13 | 6707 MILL ROAD |  | 0-40 | FT H20 | Y | 4X STAINLESS SPLASHPROOF | Y | 4-20MA | AW |  |  | PRESSURE TX
5155818 | UNKNOWN |  | NJFR-19-ILVT-5 |  | WOOD Clearwell Level /XMTR | NJAC | 6 | NJAC-Z1-WOOD. | P201 | INSV | INST | HUSSAARM | 2013-10-13 | 746 BLOCK OF WOODLAND AVE. | [5 empty] | Y |  | AW |  |  | LEVEL TX
5155825 | UNKNOWN |  |  |  | TILT-CD DISCHRG PRS WL11 /XMTR | NJAC | 6 | NJAC-Z1-TILT.-CD.. | P201 | INSV | INST | HUSSAARM | 2013-10-13 | 6581 DELILAH RD | [5 empty] | Y |  | AW |  |  | PRESSURE TX
5155832 | UNKNOWN |  | NJFR-19-ILVT-3 |  | WOOD-HYPO Hypo Level /XMTR | NJAC | 6 | NJAC-Z1-WOOD.-HYPO | P201 | INSV | INST | HUSSAARM | 2013-10-13 | 746 BLOCK OF WOODLAND AVE. | [5 empty] | Y |  | AW |  |  | LEVEL TX
5155838 | UNKNOWN |  |  |  | TILT-CD DRAWDOWN PRS WL11 /XMTR | NJAC | 6 | NJAC-Z1-TILT.-CD.. | P201 | INSV | INST | HUSSAARM | 2013-10-13 | 6581 DELILAH RD | [5 empty] | Y |  | AW |  |  | PRESSURE TX
5155847 | UNKNOWN |  | NJFR-55-ILVT-4 |  | WRAS Clearwell Level /XMTR | NJAC | 6 | NJAC-Z1-WRAS. | P201 | INSV | INST | HUSSAARM | 2013-10-13 | 187 S THOREAU TER | [5 empty] | Y |  | AW |  |  | LEVEL TX
5155851 | UNKNOWN |  |  |  | TILT-CD System Pressure /XMTR | NJAC | 6 | NJAC-Z1-TILT.-CD.. | P201 | INSV | INST | HUSSAARM | 2013-10-13 | 6581 DELILAH RD | [5 empty] | Y |  | AW |  |  | PRESSURE TX
5155861 | UNKNOWN |  | NJFR-55-ILVT-5 |  | WRAS Transducer Well #3 /XMTR | NJAC | 6 | NJAC-Z1-WRAS. | P201 | INSV | INST | HUSSAARM | 2013-10-13 | 187 S THOREAU TER | [5 empty] | Y |  | AW |  |  | LEVEL TX
5155864 | BRISTOL BABCOCK |  |  |  | ABSC DRAWDOWN PRS WL6 /XMTR | NJAC | 6 | NJAC-Z1-ABSC. | P201 | OOS | INAC INST | HUSSAARM | 2013-10-13 | 534 NEW JERSEY AVE. |  | 0-151 | FEET | Y | 4 SPLASHPROOF | Y | 4-20MA | AW |  |  | PRESSURE TX
5155875 | UNKNOWN |  | NJFR-55-ILVT-2 |  | WRAS-HYPO Hypo Level /XMTR | NJAC | 6 | NJAC-Z1-WRAS.-HYPO | P201 | INSV | INST | HUSSAARM | 2013-10-13 | 218 E. WALDEN WAY | [5 empty] | Y |  | AW |  |  | LEVEL TX
5155878 | BRISTOL BABCOCK |  |  |  | ABSC DISCHRG PRS WL6 /XMTR | NJAC | 6 | NJAC-Z1-ABSC. | P201 | OOS | INAC INST | HUSSAARM | 2013-10-13 | 534 NEW JERSEY AVE. |  |  | PSI | Y | 4 SPLASHPROOF | Y | 4-20MA | AW |  |  | PRESSURE TX
5155889 | UNKNOWN |  | NJFR-55-ILVT-3 |  | WRAS-PHOS Phosphate Level /XMTR | NJAC | 6 | NJAC-Z1-WRAS.-PHOS | P201 | INSV | INST | HUSSAARM | 2013-10-13 | 218 E. WALDEN WAY | [5 empty] | Y |  | AW |  |  | LEVEL TX
5155891 | BRISTOL BABCOCK |  |  |  | ABSC System Pressure /XMTR | NJAC | 6 | NJAC-Z1-ABSC. | P201 | OOS | INAC INST | HUSSAARM | 2013-10-13 | 534 NEW JERSEY AVE. |  | 0-150 | PSI | Y | 4X STAINLESS SPLASHPROOF | Y | 4-20MA | AW |  |  | PRESSURE TX
5161003 | UNKNOWN |  | NJFR-55-ILVT-1 |  | WRAS-LIME Lime Tank Level /XMTR | NJAC | 6 | NJAC-Z1-WRAS.-LIME | P201 | INSV | INST | HUSSAARM | 2013-10-13 | 218 E. WALDEN WAY | [5 empty] | Y |  | AW |  |  | LEVEL TX
5161005 | BRISTOL BABCOCK |  |  |  | DOBB System Pressure /XMTR | NJAC | 6 | NJAC-Z1-DOBB. | P201 | INSV | INST | HUSSAARM | 2013-10-13 | 1002 DOBBS AVE |  | 0-150PSI | PSI | Y | 4X STAINLESS SPLASHPROOF | Y | 4-20MA | AW |  |  | PRESSURE TX
5161017 | BRISTOL BABCOCK |  |  |  | DOBB DISCHRG PRS HS PMP /XMTR | NJAC | 6 | NJAC-Z1-DOBB. | P201 | INSV | INST | HUSSAARM | 2013-10-13 | 1002 DOBBS AVE |  | 0-150PSI | PSI | Y | 4X STAINLESS SPLASHPROOF | Y | 4-20MA | AW |  |  | PRESSURE TX
5161042 | BRISTOL BABCOCK |  |  |  | DOBB DRAWDOWN PRS WL5 /XMTR | NJAC | 6 | NJAC-Z1-DOBB. | P201 | INSV | INST | HUSSAARM | 2013-10-13 | 1002 DOBBS AVE |  | 0-101 FT/WTR | FT H20 | Y | 4X STAINLESS SPLASHPROOF | Y | 4-20MA | AW |  |  | PRESSURE TX
5163253 | BRISTOL BABCOCK |  |  |  | DOBB DISCHRG PRS WL5 /XMTR | NJAC | 6 | NJAC-Z1-DOBB. | P201 | INSV | INST | HUSSAARM | 2013-10-13 | 1002 DOBBS AVE |  | 0-50PSI | PSI | Y | 4X STAINLESS SPLASHPROOF | Y | 4-20MA | AW |  |  | PRESSURE TX
5163766 | FOXBORO |  |  |  | ECRT System Pressure /XMTR | NJAC | 6 | NJAC-Z1-ECRT. | P201 | OOS | INAC INST | HUSSAARM | 2013-10-13 | 554 SCARBOROUGH DRIVE |  | 0-150 | PSI | Y | 4 SPLASHPROOF | Y | 4-20MA | AW |  |  | PRESSURE TX
5164476 | EMERSON |  |  |  | FIRE System Pressure /XMTR | NJAC | 6 | NJAC-Z1-FIRE. | P201 | INSV | INST | HUSSAARM | 2013-10-13 | 3226 FIRE RD |  | 0-150 | PSI | Y | 4 SPLASHPROOF | Y | 4-20MA | AW |  |  | PRESSURE TX
5165189 | EMERSON |  |  |  | FIRE DISCHRG PRS WL10 /XMTR | NJAC | 6 | NJAC-Z1-FIRE. | P201 | INSV | INST | HUSSAARM | 2013-10-13 | 3226 FIRE RD |  | 0-150 | PSI | Y | 4 SPLASHPROOF | Y | 4-20MA | AW |  |  | PRESSURE TX
5166048 | BRISTOL BABCOCK |  |  |  | GROV System Pressure /XMTR | NJAC | 6 | NJAC-Z1-GROV. | P201 | INSV | INST | HUSSAARM | 2013-10-13 | 680 W MARYLAND AVE |  | 1-150PSI | PSI | Y | 4X STAINLESS SPLASHPROOF | Y | 4-20MA | AW |  |  | PRESSURE TX
5166051 | UNKNOWN |  |  |  | GROV DISCHRG PRS WL9 /XMTR | NJAC | 6 | NJAC-Z1-GROV. | P201 | INSV | INST | HUSSAARM | 2013-10-13 | 680 W MARYLAND AVE | [5 empty] | Y |  | AW |  |  | PRESSURE TX
5166053 | BRISTOL BABCOCK |  |  |  | GROV DRAWDOWN PRS WL9 /XMTR | NJAC | 6 | NJAC-Z1-GROV. | P201 | INSV | INST | HUSSAARM | 2013-10-13 | 680 W MARYLAND AVE |  | 0-100 FT/WTR | FT H20 | Y | 4X STAINLESS SPLASHPROOF | Y | 4-20MA | AW |  |  | PRESSURE TX
5166056 | UNKNOWN |  |  |  | MART System Pressure /XMTR | NJAC | 6 | NJAC-Z1-MART. | P201 | INSV | INST | HUSSAARM | 2013-10-13 | 107 MARTIN AVE | [5 empty] | Y |  | AW |  |  | PRESSURE TX
5166058 | UNKNOWN |  |  |  | MART DISCHRG PRS WL13 /XMTR | NJAC | 6 | NJAC-Z1-MART. | P201 | INSV | INST | HUSSAARM | 2013-10-13 | 107 MARTIN AVE | [5 empty] | Y |  | AW |  |  | PRESSURE TX
5166077 | UNKNOWN |  |  |  | MART DRAWDOWN PRS WL13 /XMTR | NJAC | 6 | NJAC-Z1-MART. | P201 | INSV | INST | HUSSAARM | 2013-10-13 | 107 MARTIN AVE | [5 empty] | Y |  | AW |  |  | PRESSURE TX
5168480 | UNKNOWN |  |  |  | MART Head Loss /XMTR | NJAC | 6 | NJAC-Z1-MART. | P201 | INSV | INST | HUSSAARM | 2013-10-13 | 107 MARTIN AVE | [5 empty] | Y |  | AW |  |  | PRESSURE TX
5168989 | BRISTOL BABCOCK |  |  |  | MILL System Pressure /XMTR | NJAC | 6 | NJAC-Z1-MILL. | P201 | INSV | INST | HUSSAARM | 2013-10-13 | 100 MILL ROAD |  | 0-150 | PSI | Y | 4X STAINLESS SPLASHPROOF | Y | 4-20MA | AW |  |  | PRESSURE TX
5173042 | ROSEMOUNT |  |  |  | SMFP Head Loss Filter #2 /XMTR | NJAC | 6 | NJAC-Z1-SMFP. | P201 | INSV | INST | HUSSAARM | 2013-10-13 | 525 E MOSS MILL ROAD |  | 0 - 6 | IN H20 | Y | 4 SPLASHPROOF | Y | 4-20MA | AW |  |  | PRESSURE TX
5173044 | ROSEMOUNT |  |  |  | SMFP Head Loss Filter #3 /XMTR | NJAC | 6 | NJAC-Z1-SMFP. | P201 | INSV | INST | HUSSAARM | 2013-10-13 | 525 E MOSS MILL ROAD |  | 0 - 6 | IN H20 | Y | 4 SPLASHPROOF | Y | 4-20MA | AW |  |  | PRESSURE TX
5173047 | ROSEMOUNT |  |  |  | SMFP Head Loss Filter #4 /XMTR | NJAC | 6 | NJAC-Z1-SMFP. | P201 | INSV | INST | HUSSAARM | 2013-10-13 | 525 E MOSS MILL ROAD |  | 0 - 6 | IN H20 | Y | 4 SPLASHPROOF | Y | 4-20MA | AW |  |  | PRESSURE TX
5173049 | ROSEMOUNT |  |  |  | SMFP Head Loss Filter #1 /XMTR | NJAC | 6 | NJAC-Z1-SMFP. | P201 | INSV | INST | HUSSAARM | 2013-10-13 | 525 E MOSS MILL ROAD |  | 0 - 6 | IN H20 | Y | 4 SPLASHPROOF | Y | 4-20MA | AW |  |  | PRESSURE TX
5132839 | DREXELBROOK |  |  |  | TILT-CAUS BLK LVL /XMTR | NJAC | 6 | NJAC-Z1-TILT.-CAUS | P201 | INSV | INST | HUSSAARM | 2013-10-13 | 2580 TILTON RD |  |  | INCHES | Y | 4 SPLASHPROOF | Y | 4-20MA | AW |  |  | LEVEL TX
5132842 | ENDRESS-HAUSER |  |  |  | DOBB-CAUS DAY TK LVL /XMTR | NJAC | 6 | NJAC-Z1-DOBB.-CAUS | P201 | INSV | INST | HUSSAARM | 2013-10-13 | 1002 DOBBS AVE |  |  | INCHES | Y | 4 SPLASHPROOF | Y | 4-20MA | AW |  |  | LEVEL TX
5132844 | ENDRESS-HAUSER |  |  |  | DOBB-CAUS Caustic Bulk Tank /XMTR | NJAC | 6 | NJAC-Z1-DOBB.-CAUS | P201 | INSV | INST | HUSSAARM | 2013-10-13 | 1002 DOBBS AVE |  |  | INCHES | Y | 4 SPLASHPROOF | Y | 4-20MA | AW |  |  | LEVEL TX
5132846 | ENDRESS-HAUSER |  |  |  | WSTA-HYPO Hypo Level /XMTR | NJCM | 6 | NJCM-OC-WSTA.-HYPO | P201 | INSV | INST | HUSSAARM | 2013-10-13 | 66 W STATION RD |  |  | INCHES | Y | 4 SPLASHPROOF | Y | 4-20MA | AW |  |  | LEVEL TX
5132849 | ENDRESS-HAUSER |  |  |  | ST52-HYPO Hypo Level /XMTR | NJCM | 6 | NJCM-OC-ST52.-HYPO | P201 | OOS | INAC INST | HUSSAARM | 2013-10-13 | 5161 ASBURY AVE |  |  | INCHES | Y | 4 SPLASHPROOF | Y | 4-20MA | AW |  |  | LEVEL TX
5134072 | UNKNOWN |  | NJFR-26-ILVT-3 |  | FIRE-PHOS LVL PRB /XMTR | NJAC | 6 | NJAC-Z1-FIRE.-PHOS | P201 | INSV | INST | HUSSAARM | 2013-10-13 | 3226 FIRE RD |  |  | INCHES | Y | 4 SPLASHPROOF | Y | 4-20MA | AW |  |  | LEVEL TX
5134073 | DREXELBROOK |  |  |  | NLIN-PHOS Phosphate Level /XMTR | NJAC | 6 | NJAC-Z1-NLIN.-PHOS | P201 | INSV | INST | HUSSAARM | 2013-10-13 | 605 NEW ROAD |  |  | INCHES | Y | 7 EXPLOSION PROOF | Y | 4-20MA | AW |  |  | LEVEL TX
5134075 | UNKNOWN |  | NJFR-30-ILVT-3 |  | SPRC-PHOS Phosphate Level /XMTR | NJAC | 6 | NJAC-Z1-SPRC.-PHOS | P201 | INSV | INST | HUSSAARM | 2013-10-13 | 5055 SPRUCE AVE | [5 empty] | Y |  | AW |  |  | LEVEL TX
5134076 | UNKNOWN |  | NJFR-30-ILVT-3 |  | TILT-PHOS Phosphate Level /XMTR | NJAC | 6 | NJAC-Z1-TILT.-PHOS | P201 | INSV | INST | HUSSAARM | 2013-10-13 | 2580 TILTON RD | [5 empty] | Y |  | AW |  |  | LEVEL TX
5134078 | DREXELBROOK |  | NJFR-57-ILVT-2 |  | OAKS-PHOS Phosphate Level /XMTR | NJAC | 6 | NJAC-Z1-OAKS.-PHOS | P201 | INSV | INST | HUSSAARM | 2013-10-13 | 267 W. JIMMIE LEEDS ROAD |  |  | INCHES | Y | 4X STAINLESS SPLASHPROOF | Y | 4-20MA | AW |  |  | LEVEL TX
5136023 | UNKNOWN |  | NJFR-30-ILVT-3 |  | SMFP-PHOS Phosphate Level /XMTR | NJAC | 6 | NJAC-Z1-SMFP.-PHOS | P201 | INSV | INST | HUSSAARM | 2013-10-13 | 525 E MOSS MILL ROAD | [5 empty] | Y |  | AW |  |  | LEVEL TX
5136937 | UNKNOWN |  | NJFR-30-ILVT-6 |  | SMFP Well #2 Transducer /XMTR | NJAC | 6 | NJAC-Z1-SMFP. | P201 | INSV | INST | HUSSAARM | 2013-10-13 | 525 E MOSS MILL ROAD |  |  | FEET | Y |  | Y | 4-20MA | AW |  |  | LEVEL TX
5138436 | UNKNOWN |  | NJFR-30-ILVT-6 |  | SMFP Well #1Transducer /XMTR | NJAC | 6 | NJAC-Z1-SMFP. | P201 | INSV | INST | HUSSAARM | 2013-10-13 | 525 E MOSS MILL ROAD |  |  | FEET | Y |  | Y | 4-20MA | AW |  |  | LEVEL TX
5140790 | UNKNOWN |  | NJFR-30-ILVT-4 |  | SMFP Backwash Basin /XMTR | NJAC | 6 | NJAC-Z1-SMFP. | P201 | INSV | INST | HUSSAARM | 2013-10-13 | 525 E MOSS MILL ROAD | [5 empty] | Y |  | AW |  |  | LEVEL TX
5142130 | UNKNOWN |  |  |  | TILT Filter #1 Pressure /XMTR | NJAC | 6 | NJAC-Z1-TILT. | P201 | INSV | INST | HUSSAARM | 2013-10-13 | 2580 TILTON RD | [7 empty] | AW |  |  | DIFF PRESSURE TX
5142155 | UNKNOWN |  |  |  | TILT Filter #2 Pressure /XMTR | NJAC | 6 | NJAC-Z1-TILT. | P201 | INSV | INST | HUSSAARM | 2013-10-13 | 2580 TILTON RD | [7 empty] | AW |  |  | DIFF PRESSURE TX
5142180 | UNKNOWN |  |  |  | TILT Filter #3 Pressure /XMTR | NJAC | 6 | NJAC-Z1-TILT. | P201 | INSV | INST | HUSSAARM | 2013-10-13 | 2580 TILTON RD | [7 empty] | AW |  |  | DIFF PRESSURE TX
5142605 | UNKNOWN |  |  |  | TILT Filter #4 Pressure/XMTR | NJAC | 6 | NJAC-Z1-TILT. | P201 | INSV | INST | HUSSAARM | 2013-10-13 | 2580 TILTON RD | [5 empty] | Y |  | AW |  |  | DIFF PRESSURE TX
5142629 | UNKNOWN |  |  |  | TILT Filter #4 Effluent Flow/XMTR | NJAC | 6 | NJAC-Z1-TILT. | P201 | INSV | INST | HUSSAARM | 2013-10-13 | 2580 TILTON RD | [5 empty] | Y |  | AW |  |  | DIFF PRESSURE TX
5142655 | UNKNOWN |  |  |  | TILT Filter #3 Effluent Flow/XMTR | NJAC | 6 | NJAC-Z1-TILT. | P201 | INSV | INST | HUSSAARM | 2013-10-13 | 2580 TILTON RD | [5 empty] | Y |  | AW |  |  | DIFF PRESSURE TX
5142678 | UNKNOWN |  |  |  | TILT Filter #2 Effluent Flow/XMTR | NJAC | 6 | NJAC-Z1-TILT. | P201 | INSV | INST | HUSSAARM | 2013-10-13 | 2580 TILTON RD | [5 empty] | Y |  | AW |  |  | DIFF PRESSURE TX
5142800 | UNKNOWN |  | NJFR-30-ILVT-2 |  | SMFP-HYPO Hypo Level /XMTR | NJAC | 6 | NJAC-Z1-SMFP.-HYPO | P201 | INSV | INST | HUSSAARM | 2013-10-13 | 525 E MOSS MILL ROAD | [5 empty] | Y |  | AW |  |  | LEVEL TX
5142805 | UNKNOWN |  | NJFR-56-ILVT-1 |  | SMTK Tank Level /XMTR | NJAC | 6 | NJAC-Z1-SMTK. | P201 | INSV | INST | HUSSAARM | 2013-10-13 | 545 E QUAIL HILL BLVD | [5 empty] | Y |  | AW |  |  | LEVEL TX
5142868 | UNKNOWN |  | NJFR-16-IVLT-1 |  | SOMR Tank Level /XMTR | NJAC | 6 | NJAC-Z1-SOMR. | P201 | INSV | INST | HUSSAARM | 2013-10-13 | 303 RHODE ISLAND AVE | [5 empty] | Y |  | AW |  |  | LEVEL TX
5143202 | UNKNOWN |  |  |  | TILT Filter #1 Effluent Flow/XMTR | NJAC | 6 | NJAC-Z1-TILT. | P201 | INSV | INST | HUSSAARM | 2013-10-13 | 2580 TILTON RD | [5 empty] | Y |  | AW |  |  | DIFF PRESSURE TX
5150757 | UNKNOWN |  | NJFR-14-ILVT-3 |  | SLIN-HYPO Hypo Level /XMTR | NJAC | 6 | NJAC-Z1-SLIN.-HYPO | P201 | INSV | INST | HUSSAARM | 2013-10-13 | 313 KIRKLIN AVE | [5 empty] | Y |  | AW |  |  | LEVEL TX
5152708 | UNKNOWN |  | NJFR-14-ILVT-4 |  | SLIN-PHOS Phosphate Level /XMTR | NJAC | 6 | NJAC-Z1-SLIN.-PHOS | P201 | INSV | INST | HUSSAARM | 2013-10-13 | 313 KIRKLIN AVE | [5 empty] | Y |  | AW |  |  | LEVEL TX
5152758 | BRISTOL BABCOCK |  |  |  | ACUA Discharge Pressure /XMTR | NJAC | 6 | NJAC-Z1-ACUA. | P201 | OOS | INAC INST | HUSSAARM | 2013-10-13 | 1151 N MAIN STREET |  | 0-150 | PSI | Y | 4X STAINLESS SPLASHPROOF | Y | 4-20MA | AW |  |  | PRESSURE TX
5152761 | UNKNOWN |  | NJFR-25-ILVT-1 |  | SPRC Transducer Well #18 /XMTR | NJAC | 6 | NJAC-Z1-SPRC. | P201 | INSV | INST | HUSSAARM | 2013-10-13 | 5055 SPRUCE AVE | [5 empty] | Y |  | AW |  |  | LEVEL TX
5152774 | BRISTOL BABCOCK |  |  |  | ACUA Suction Pressure /XMTR | NJAC | 6 | NJAC-Z1-ACUA. | P201 | OOS | INAC INST | HUSSAARM | 2013-10-13 | 1151 N MAIN STREET |  | 0-100 | PSI | Y | 4X STAINLESS SPLASHPROOF | Y | 4-20MA | AW |  |  | PRESSURE TX
5152786 | BRISTOL BABCOCK |  |  |  | BARG SYS PRS WL12 /XMTR | NJAC | 6 | NJAC-Z1-BARG. | P201 | INSV | INST | HUSSAARM | 2013-10-13 | 6707 MILL ROAD |  | 0-150 | PSI | Y | 4X STAINLESS SPLASHPROOF | Y | 4-20MA | AW |  |  | PRESSURE TX
5152790 | UNKNOWN |  | NJFR-19-ILVT-4 |  | WOOD-PHOS Phosphate Level /XMTR | NJAC | 6 | NJAC-Z1-WOOD.-PHOS | P201 | INSV | INST | HUSSAARM | 2013-10-13 | 746 BLOCK OF WOODLAND AVE. | [5 empty] | Y |  | AW |  |  | LEVEL TX
5155800 | BRISTOL BABCOCK |  |  |  | BARG DISCHRG PRS WL12 /XMTR | NJAC | 6 | NJAC-Z1-BARG. | P201 | INSV | INST | HUSSAARM | 2013-10-13 | 6707 MILL ROAD |  | 0-150 | PSI | Y | 4X STAINLESS SPLASHPROOF | Y | 4-20MA | AW |  |  | PRESSURE TX
5091181 | DREXELBROOK |  |  |  | SWFT-PHOS CTNMNT /XMTR | NJAC | 6 | NJAC-Z1-SWFT.-PHOS | P201 | INSV | INST | HUSSAARM | 2013-10-13 | 11 SWIFT AVE |  |  | OTHER | Y | 4X STAINLESS SPLASHPROOF | Y | 4-20MA | AW |  |  | LEVEL TX
5091183 | ENDRESS-HAUSER |  |  |  | SWFT-HYPO Hypo Level /XMTR | NJAC | 6 | NJAC-Z1-SWFT.-HYPO | P201 | INSV | INST | HUSSAARM | 2013-10-13 | 11 SWIFT AVE |  |  | OTHER | Y | 4X STAINLESS SPLASHPROOF | Y | 4-20MA | AW |  |  | LEVEL TX
5091185 | DREXELBROOK |  |  |  | SWFT-HYPO HI TK LVL /XMTR | NJAC | 6 | NJAC-Z1-SWFT.-HYPO | P201 | INSV | INST | HUSSAARM | 2013-10-13 | 11 SWIFT AVE |  |  | OTHER | Y | 4X STAINLESS SPLASHPROOF | Y | 4-20MA | AW |  |  | LEVEL TX
5096710 | DREXELBROOK |  | NJFR-20-ILVT-3 |  | ABSC-HYPO Hypo Level /XMTR | NJAC | 6 | NJAC-Z1-ABSC.-HYPO | P201 | OOS | INAC INST | HUSSAARM | 2013-10-13 | 534 NEW JERSEY AVE |  |  | INCHES | Y |  | Y | 4-20MA | AW |  |  | LEVEL TX
5097705 | EMERSON |  | NJFR-52-IPRS-2 |  | STGE System Pressure /XMTR | NJCM | 6 | NJCM-UT-STGE. | P201 | INSV | INST | HUSSAARM | 2013-10-13 | 110 OLD STAGECOACH RD |  | 0-200 | PSI | Y |  | Y | 4-20MA | AW |  |  | PRESSURE TX
5097706 | UNKNOWN |  | NJFR-6-IPTR-2 |  | ST11 DISCHRG PRS WL8 /XMTR | NJCM | 6 | NJCM-OC-ST11. | P201 | INSV | INST | HUSSAARM | 2013-10-13 | 1108 WEST AVE |  |  |  | Y | 4X STAINLESS SPLASHPROOF | Y | 4-20MA | AW |  |  | PRESSURE TX
5097708 | UNKNOWN |  | NJFR-6-IPTR-3 |  | ST11 DRAWDOWN PRS WL8 /XMTR | NJCM | 6 | NJCM-OC-ST11. | P201 | INSV | INST | HUSSAARM | 2013-10-13 | 1108 WEST AVE |  |  |  | Y | 4X STAINLESS SPLASHPROOF | Y | 4-20MA | AW |  |  | PRESSURE TX
5097709 | FOXBORO |  | NJFR-6-IPTR-1 |  | ST11 System Pressure /XMTR | NJCM | 6 | NJCM-OC-ST11. | P201 | INSV | INST | HUSSAARM | 2013-10-13 | 1108 WEST AVE |  |  | PSI | Y | 4X STAINLESS SPLASHPROOF | Y | 4-20MA | AW |  |  | PRESSURE TX
5097710 | BRISTOL BABCOCK |  | NJFR-32-IPTR-1 |  | ST20 System Pressure /XMTR | NJCM | 6 | NJCM-OC-ST20. | P201 | INSV | INST | HUSSAARM | 2013-10-13 | 2027 HAVEN AVE |  | 0-150 | PSI | Y | 4X STAINLESS SPLASHPROOF | Y | 4-20MA | AW |  |  | PRESSURE TX
5097711 | BRISTOL BABCOCK |  | NJFR-32-IPTR-2 |  | ST20 DISCHRG PRS WL12 /XMTR | NJCM | 6 | NJCM-OC-ST20. | P201 | INSV | INST | HUSSAARM | 2013-10-13 | 2027 HAVEN AVE |  | 0-150 | PSI | Y | 4X STAINLESS SPLASHPROOF | Y | 4-20MA | AW |  |  | PRESSURE TX
5097713 | BRISTOL |  | NJFR-40-IPTR-2 |  | ST35 DISCHRG PRS WL14 /XMTR | NJCM | 6 | NJCM-OC-ST35. | P201 | INSV | INST | HUSSAARM | 2013-10-13 | 3501 ASBURY AVE |  | 0-150 | PSI | Y | 4X STAINLESS SPLASHPROOF | Y | 4-20MA | AW |  |  | PRESSURE TX
5097714 | BRISTOL |  | NJFR-40-IPTR-1 |  | ST35 System Pressure /XMTR | NJCM | 6 | NJCM-OC-ST35. | P201 | INSV | INST | HUSSAARM | 2013-10-13 | 3501 ASBURY AVE |  | 0-150 | PSI | Y | 4X STAINLESS SPLASHPROOF | Y | 4-20MA | AW |  |  | PRESSURE TX
5097715 | BRISTOL |  | NJFR-43-IPTR-1 |  | ST52 System Pressure /XMTR | NJCM | 6 | NJCM-OC-ST52. | P201 | INSV | INST | HUSSAARM | 2013-10-13 | 5161 ASBURY AVE |  | 0-150 | PSI | Y | 4X STAINLESS SPLASHPROOF | Y | 4-20MA | AW |  |  | PRESSURE TX
5097716 | BRISTOL |  | NJFR-43-IPTR-2 |  | ST52 DISCHRG PRS WL7 /XMTR | NJCM | 6 | NJCM-OC-ST52. | P201 | OOS | INAC INST | HUSSAARM | 2013-10-13 | 5161 ASBURY AVE |  | 0-150 | PSI | Y | 4X STAINLESS SPLASHPROOF | Y | 4-20MA | AW |  |  | PRESSURE TX
5097717 | BRISTOL BABCOCK |  | NJFR-43-IPTR-2 |  | ST52 DRAWDOWN PRS WL7 /XMTR | NJCM | 6 | NJCM-OC-ST52. | P201 | INSV | INST | HUSSAARM | 2013-10-13 | 5161 ASBURY AVE |  | 0-150 | FT H20 | Y | 4X STAINLESS SPLASHPROOF | Y | 4-20MA | AW |  |  | PRESSURE TX
5097718 | BRISTOL BABCOCK |  | NJFR-3-IPTR-1 |  | NORT System Pressure /XMTR | NJCM | 6 | NJCM-OC-NORT. | P201 | INSV | INST | HUSSAARM | 2013-10-13 | 734 BATTERSEA RD |  |  | PSI | Y | 4X STAINLESS SPLASHPROOF | Y | 4-20MA | AW |  |  | PRESSURE TX
5097719 | BRISTOL BABCOCK |  | NJFR-3-IPTR-2 |  | NORT DRAWDOWN PRS WL13 /XMTR | NJCM | 6 | NJCM-OC-NORT. | P201 | INSV | INST | HUSSAARM | 2013-10-13 | 734 BATTERSEA RD |  |  | PSI | Y | 4X STAINLESS SPLASHPROOF | Y | 4-20MA | AW |  |  | PRESSURE TX
5097720 | BRISTOL BABCOCK |  | NJFR-3-IPTR-3 |  | NORT DISCHRG PRS WL13 /XMTR | NJCM | 6 | NJCM-OC-NORT. | P201 | INSV | INST | HUSSAARM | 2013-10-13 | 734 BATTERSEA RD |  |  |  | Y | 4X STAINLESS SPLASHPROOF | Y | 4-20MA | AW |  |  | PRESSURE TX
5097722 | EMERSON |  | NJFR-2-IPTR-1 |  | WSTA DRAWDOWN LVL WL11 /XMTR | NJCM | 6 | NJCM-OC-WSTA. | P201 | INSV | INST | HUSSAARM | 2013-10-13 | 66 W STATION RD |  | 0-100 | FT H20 | Y | 4 SPLASHPROOF | Y | 4-20MA | AW |  |  | PRESSURE TX
5097723 | EMERSON |  | NJFR-2-IPTR-1 |  | WSTA System Pressure /XMTR | NJCM | 6 | NJCM-OC-WSTA. | P201 | INSV | INST | HUSSAARM | 2013-10-13 | 66 W STATION RD |  | 0-123.69 | IN H20 | Y | 4 SPLASHPROOF | Y | 4-20MA | AW |  |  | PRESSURE TX
5097724 | DREXELBROOK |  | NJFR-6-ILVT-1 |  | ST11-HYPO Hypo Level /XMTR | NJCM | 6 | NJCM-OC-ST11.-HYPO | P201 | INSV | INST | HUSSAARM | 2013-10-13 | 1108 WEST AVE |  |  | INCHES | Y | 4X STAINLESS SPLASHPROOF | Y | 4-20MA | AW |  |  | LEVEL TX
5097725 | DREXELBROOK |  | NJFR-6-ILVT-2 |  | ST11 Phosphate Level Probe /XMTR | NJCM | 6 | NJCM-OC-ST11. | P201 | INSV | INST | HUSSAARM | 2013-10-13 | 1108 WEST AVE |  |  | INCHES | Y | 4X STAINLESS SPLASHPROOF | Y | 4-20MA | AW |  |  | LEVEL TX
5097727 | UNKNOWN |  | NJFR-32-ILVT-1 |  | ST20 LVL TRNSDUCR WL12A /XMTR | NJCM | 6 | NJCM-OC-ST20. | P201 | INSV | INST | HUSSAARM | 2013-10-13 | 2027 HAVEN AVE |  |  | FEET | Y | 4X STAINLESS SPLASHPROOF | Y | 4-20MA | AW |  |  | LEVEL TX
5097728 | DREXELBROOK |  | NJFR-40-ILVT-2 |  | ST35 Phosphate Level Probe /XMTR | NJCM | 6 | NJCM-OC-ST35. | P201 | INSV | INST | HUSSAARM | 2013-10-13 | 3501 ASBURY AVE |  |  | INCHES | Y | 4X STAINLESS SPLASHPROOF | Y | 4-20MA | AW |  |  | LEVEL TX
5097729 | FLOW LINE |  | NJFR-40-ILVT-1 |  | ST35-HYPO Hypo Level /XMTR | NJCM | 6 | NJCM-OC-ST35.-HYPO | P201 | INSV | INST | HUSSAARM | 2013-10-13 | 3501 ASBURY AVE |  |  | INCHES | Y | 4X STAINLESS SPLASHPROOF | Y | 4-20MA | AW |  |  | LEVEL TX
5097730 | FOXBORO |  | NJFR-46-ILVT-1 |  | ST46 Tank Level /XMTR | NJCM | 6 | NJCM-OC-ST46. | P201 | INSV | INST | HUSSAARM | 2013-10-13 | 46TH ST |  |  | PSI | Y | 4X STAINLESS SPLASHPROOF | Y | 4-20MA | AW |  |  | LEVEL TX
5097731 | DREXELBROOK |  | NJFR-43-ILVT-2 |  | ST52 Phosphate Level Probe /XMTR | NJCM | 6 | NJCM-OC-ST52. | P201 | INSV | INST | HUSSAARM | 2013-10-13 | 5161 ASBURY AVE |  |  | OTHER | Y | 4X STAINLESS SPLASHPROOF | Y | 4-20MA | AW |  |  | LEVEL TX
5097732 | UNKNOWN |  | NJFR-10-ILVT-1 |  | STR8 Tank Level /XMTR | NJCM | 6 | NJCM-OC-STR8. | P201 | INSV | INST | HUSSAARM | 2013-10-13 | 730 HAVEN AVE |  |  |  | Y |  | Y | 4-20MA | AW |  |  | LEVEL TX
5097733 | DREXELBROOK |  | NJFR-3-ILVT-1 |  | NORT-HYPO Hypo Level /XMTR | NJCM | 6 | NJCM-OC-NORT.-HYPO | P201 | INSV | INST | HUSSAARM | 2013-10-13 | 734 BATTERSEA RD |  |  | INCHES | Y |  | Y | 4-20MA | AW |  |  | LEVEL TX
5097734 | DREXELBROOK |  | NJFR-3-ILVT-2 |  | NORT Phosphate Level Probe /XMTR | NJCM | 6 | NJCM-OC-NORT. | P201 | INSV | INST | HUSSAARM | 2013-10-13 | 734 BATTERSEA RD |  |  | INCHES | Y |  | Y | 4-20MA | AW |  |  | LEVEL TX
5097736 | UNKNOWN |  | NJFR-52-ILVT-4 |  | STGE TRNSDUCR MONING WL STGE /XMTR | NJCM | 6 | NJCM-UT-STGE. | P201 | INSV | INST | HUSSAARM | 2013-10-13 | 110 OLD STAGECOACH RD |  |  |  | Y | 4X STAINLESS SPLASHPROOF | Y | 4-20MA | AW |  |  | LEVEL TX
5097738 | UNKNOWN |  | NJFR-52-ILVT-3 |  | STGE Transducer Well #15 /XMTR | NJCM | 6 | NJCM-UT-STGE. | P201 | INSV | INST | HUSSAARM | 2013-10-13 | 110 OLD STAGECOACH RD |  |  | FEET | Y |  | Y | 4-20MA | AW |  |  | LEVEL TX
5097739 | DREXELBROOK |  | NJFR-52-ILVT-2 |  | STGE Phosphate Level Probe /XMTR | NJCM | 6 | NJCM-UT-STGE. | P201 | INSV | INST | HUSSAARM | 2013-10-13 | 110 OLD STAGECOACH RD |  | 0-59 | INCHES | Y | 4X STAINLESS SPLASHPROOF | Y | 4-20MA | AW |  |  | LEVEL TX
5088020 | #N/A |  |  |  | SLIN DISCHRG PRS WL7 /XMTR | NJAC | 6 | NJAC-Z1-SLIN. | P201 | OOS | INAC INST | HUSSAARM | 2013-10-13 | 313 KIRKLIN AVE | [5 empty] | Y |  | AW |  |  | PRESSURE TX
5088033 | #N/A |  |  |  | SPRC System Pressure /XMTR | NJAC | 6 | NJAC-Z1-SPRC. | P201 | INSV | INST | HUSSAARM | 2013-10-13 | 5055 SPRUCE AVE | [5 empty] | Y |  | AW |  |  | PRESSURE TX
5088045 | UNKNOWN |  |  |  | SPRC-14 DRAWDOWN LVL WL14 /Transducer | NJAC | 6 | NJAC-Z1-SPRC.-14.. | P201 | INSV | INST | HUSSAARM | 2013-10-13 | 5055 SPRUCE AVE | [5 empty] | Y |  | AW |  |  | PRESSURE TX
5088057 | UNKNOWN |  |  |  | SPRC-14 DISCHRG PRS WL14 /XMTR | NJAC | 6 | NJAC-Z1-SPRC.-14.. | P201 | INSV | INST | HUSSAARM | 2013-10-13 | 5055 SPRUCE AVE | [5 empty] | Y |  | AW |  |  | PRESSURE TX
5088069 | UNKNOWN |  |  |  | WRAS-W3 DISCHRG PRS WL3 /XMTR | NJAC | 6 | NJAC-Z1-WRAS.-W3.. | P201 | INSV | INST | HUSSAARM | 2013-10-13 | 185 S THOREAU TER | [5 empty] | Y |  | AW |  |  | PRESSURE TX
5088508 | DREXELBROOK |  |  |  | GROV Corin Day High Point /XMTR | NJAC | 6 | NJAC-Z1-GROV. | P201 | INSV | INST | HUSSAARM | 2013-10-13 | 680 W MARYLAND AVE |  |  |  |  | 7 EXPLOSION PROOF | Y | 4-20MA | AW |  |  | LEVEL TX
5088871 | DREXELBROOK |  |  |  | GROV-HYPO DAY HI PT /XMTR | NJAC | 6 | NJAC-Z1-GROV.-HYPO | P201 | OOS | INAC INST | HUSSAARM | 2013-10-13 | 680 W MARYLAND AVE |  |  |  |  | 7 EXPLOSION PROOF | Y | 4-20MA | AW |  |  | LEVEL TX
5089088 | DREXELBROOK |  |  |  | DOBB-HYPO DAY HI PT /XMTR | NJAC | 6 | NJAC-Z1-DOBB.-HYPO | P201 | INSV | INST | HUSSAARM | 2013-10-13 | 1002 DOBBS AVE |  |  | OTHER |  | 7 EXPLOSION PROOF | Y | 4-20MA | AW |  |  | LEVEL TX
5089486 | DREXELBROOK |  |  |  | DOBB-PHOS DAY HI PT /XMTR | NJAC | 6 | NJAC-Z1-DOBB.-PHOS | P201 | INSV | INST | HUSSAARM | 2013-10-13 | 1002 DOBBS AVE |  |  | OTHER |  | 7 EXPLOSION PROOF |  |  | AW |  |  | LEVEL TX
5090061 | EMERSON |  |  |  | SMFP-17 Well Drawdown TX /XMTR | NJAC | 6 | NJAC-Z1-SMFP.-17.. | P201 | INSV | INST | HUSSAARM | 2013-10-13 | 525 E MOSS MILL ROAD |  | 0-100 | PSI | Y | 4 SPLASHPROOF | Y | 4-20MA | AW |  |  | PRESSURE TX
5090082 | DREXELBROOK |  |  |  | ECRT-PHOS HILVL /XMTR | NJAC | 6 | NJAC-Z1-ECRT.-PHOS | P201 | OOS | INAC INST | HUSSAARM | 2013-10-13 | 554 SCARBOROUGH DRIVE |  |  | IN H20 | Y | 4 SPLASHPROOF | Y | 4-20MA | AW |  |  | LEVEL TX
5090366 | UNKNOWN |  |  |  | WRAS DISCHRG PRS HS PMP /XMTR | NJAC | 6 | NJAC-Z1-WRAS. | P201 | INSV | INST | HUSSAARM | 2013-10-13 | 187 S THOREAU TER | [5 empty] | Y |  | AW |  |  | PRESSURE TX
5090403 | DREXELBROOK |  |  |  | ECRT CL2 High Level /XMTR | NJAC | 6 | NJAC-Z1-ECRT. | P201 | OOS | INAC INST | HUSSAARM | 2013-10-13 | 554 SCARBOROUGH DRIVE |  |  | IN H20 | Y | 4 SPLASHPROOF | Y | 4-20MA | AW |  |  | LEVEL TX
5090425 | ENDRESS-HAUSER |  |  |  | ECRT CL2 Level /XMTR | NJAC | 6 | NJAC-Z1-ECRT. | P201 | OOS | INAC INST | HUSSAARM | 2013-10-13 | 554 SCARBOROUGH DRIVE |  |  |  | Y | 4 SPLASHPROOF | Y | 4-20MA | AW |  |  | LEVEL TX
5090444 | FOXBORO |  |  |  | ECRT Tank Level /XMTR | NJAC | 6 | NJAC-Z1-ECRT. | P201 | OOS | INAC INST | HUSSAARM | 2013-10-13 | 554 SCARBOROUGH DRIVE |  | 1-100 | PSI | Y | 4 SPLASHPROOF | Y | 4-20MA | AW |  |  | LEVEL TX
5090464 | ENDRESS-HAUSER |  |  |  | ECRT-CAUS BLK LVL /XMTR ultrasonic | NJAC | 6 | NJAC-Z1-ECRT.-CAUS | P201 | OOS | INAC INST | HUSSAARM | 2013-10-13 | 554 SCARBOROUGH DRIVE |  |  | IN H20 | Y | 4 SPLASHPROOF | Y | 4-20MA | AW |  |  | LEVEL TX
5090486 | DREXELBROOK |  |  |  | ECRT-CAUS BLK HILVL /XMTR | NJAC | 6 | NJAC-Z1-ECRT.-CAUS | P201 | OOS | INAC INST | HUSSAARM | 2013-10-13 | 554 SCARBOROUGH DRIVE |  |  | IN H20 | Y | 4 SPLASHPROOF | Y | 4-20MA | AW |  |  | LEVEL TX
5090516 | ENDRESS-HAUSER |  |  |  | ECRT-CAUS Caustic Day Level /XMTR | NJAC | 6 | NJAC-Z1-ECRT.-CAUS | P201 | OOS | INAC INST | HUSSAARM | 2013-10-13 | 554 SCARBOROUGH DRIVE |  |  | IN H20 | Y | 4 SPLASHPROOF | Y | 4-20MA | AW |  |  | LEVEL TX
5090547 | DREXELBROOK |  |  |  | ECRT-CAUS DAY HILVL /XMTR | NJAC | 6 | NJAC-Z1-ECRT.-CAUS | P201 | OOS | INAC INST | HUSSAARM | 2013-10-13 | 554 SCARBOROUGH DRIVE |  |  | IN H20 | Y | 4 SPLASHPROOF | Y | 4-20MA | AW |  |  | LEVEL TX
5090581 | DREXELBROOK |  |  |  | MILL-HYPO Hypo Level /XMTR | NJAC | 6 | NJAC-Z1-MILL.-HYPO | P201 | INSV | INST | HUSSAARM | 2013-10-13 | 100 MILL ROAD |  | 0-50 | INCHES | Y | 7 EXPLOSION PROOF | Y | 4-20MA | AW |  |  | LEVEL TX
5090596 | DREXELBROOK |  |  |  | MILL-HYPO Hypo High Level /XMTR | NJAC | 6 | NJAC-Z1-MILL.-HYPO | P201 | INSV | INST | HUSSAARM | 2013-10-13 | 100 MILL ROAD |  |  | INCHES | Y | 7 EXPLOSION PROOF | Y | 4-20MA | AW |  |  | LEVEL TX
5090734 | DREXELBROOK |  |  |  | MILL-PHOS HILVL /XMTR | NJAC | 6 | NJAC-Z1-MILL.-PHOS | P201 | INSV | INST | HUSSAARM | 2013-10-13 | 100 MILL ROAD |  |  | INCHES | Y | 7 EXPLOSION PROOF | Y | 4-20MA | AW |  |  | LEVEL TX
5090740 | UNKNOWN |  |  |  | MILL Station Flow /XMTR | NJAC | 6 | NJAC-Z1-MILL. | P201 | INSV | INST | HUSSAARM | 2013-10-13 | 100 MILL ROAD |  | 0-2000 | PSI | Y | 4X STAINLESS SPLASHPROOF | Y | 4-20MA | AW |  |  | PRESSURE TX
5090776 | UNKNOWN |  |  |  | MILL Deep Well /XMTR | NJAC | 6 | NJAC-Z1-MILL. | P201 | INSV | INST | HUSSAARM | 2013-10-13 | 100 MILL ROAD |  | 0-50 | PSI | Y | 4X STAINLESS SPLASHPROOF | Y | 4-20MA | AW |  |  | PRESSURE TX
5090797 | ROSEMOUNT |  |  |  | SWFT-22 System Pressure /XMTR | NJAC | 6 | NJAC-Z1-SWFT.-22.. | P201 | INSV | INST | HUSSAARM | 2013-10-13 | 11 SWIFT AVE |  | 0-150 | PSI | Y |  | Y | 4-20MA | AW |  |  | PRESSURE TX
5090877 | UNKNOWN |  |  |  | WRAS System Pressure /XMTR | NJAC | 6 | NJAC-Z1-WRAS. | P201 | INSV | INST | HUSSAARM | 2013-10-13 | 187 S THOREAU TER | [5 empty] | Y |  | AW |  |  | PRESSURE TX
5090919 | UNKNOWN |  |  |  | SWFT-22 Drawdown Level /Transducer | NJAC | 6 | NJAC-Z1-SWFT.-22.. | P201 | INSV | INST | HUSSAARM | 2013-10-13 | 11 SWIFT AVE |  | 0-100 | PSI | Y |  | Y | 4-20MA | AW |  |  | LEVEL TX
5090939 | UNKNOWN |  |  |  | SWFT-23 Drawdown Level /Transducer | NJAC | 6 | NJAC-Z1-SWFT.-23.. | P201 | INSV | INST | HUSSAARM | 2013-10-13 | 11 SWIFT AVE |  | 0-50 | PSI | Y |  | Y | 4-20MA | AW |  |  | LEVEL TX
5090960 | DREXELBROOK |  |  |  | SWFT-CAUS BLK HILVL /XMTR | NJAC | 6 | NJAC-Z1-SWFT.-CAUS | P201 | INSV | INST | HUSSAARM | 2013-10-13 | 11 SWIFT AVE |  |  | OTHER | Y | 4X STAINLESS SPLASHPROOF | Y | 4-20MA | AW |  |  | LEVEL TX
5090982 | DREXELBROOK |  |  |  | SWFT-CAUS DAY HILVL /XMTR | NJAC | 6 | NJAC-Z1-SWFT.-CAUS | P201 | INSV | INST | HUSSAARM | 2013-10-13 | 11 SWIFT AVE |  |  | OTHER | Y | 4X STAINLESS SPLASHPROOF | Y | 4-20MA | AW |  |  | LEVEL TX
5091144 | DREXELBROOK |  |  |  | SWFT-CAUS Caustic Low /XMTR | NJAC | 6 | NJAC-Z1-SWFT.-CAUS | P201 | OOS | INAC INST | HUSSAARM | 2013-10-13 | 11 SWIFT AVE |  |  | OTHER | Y | 4X STAINLESS SPLASHPROOF | Y | 4-20MA | AW |  |  | LEVEL TX
5091167 | DREXELBROOK |  |  |  | SWFT-PHOS HILVL /XMTR | NJAC | 6 | NJAC-Z1-SWFT.-PHOS | P201 | INSV | INST | HUSSAARM | 2013-10-13 | 11 SWIFT AVE |  |  | OTHER | Y | 4X STAINLESS SPLASHPROOF | Y | 4-20MA | AW |  |  | LEVEL TX
5091178 | DREXELBROOK |  |  |  | SWFT-PHOS Phosphate /XMTR | NJAC | 6 | NJAC-Z1-SWFT.-PHOS | P201 | INSV | INST | HUSSAARM | 2013-10-13 | 11 SWIFT AVE |  |  | IN H20 | Y | 4X STAINLESS SPLASHPROOF | Y | 4-20MA | AW |  |  | LEVEL TX
5097784 | BRISTOL |  |  |  | ST20 PT 57W /XMTR | NJCM | 6 | NJCM-OC-ST20. | P201 | INSV | INST | HUSSAARM | 2013-10-13 | 2027 HAVEN AVE |  | 0-150 | PSI | Y | 4 SPLASHPROOF | Y | 4-20MA | AW |  |  | PRESSURE TX
5097785 | DREXELBROOK |  |  |  | ST20 Phosphate Level /XMTR | NJCM | 6 | NJCM-OC-ST20. | P201 | INSV | INST | HUSSAARM | 2013-10-13 | 2027 HAVEN AVE |  | 0-60 | INCHES | Y |  | Y | 4-20MA | AW |  |  | LEVEL TX
5097786 | DREXELBROOK |  |  |  | ST20 Phosphate High Level /XMTR | NJCM | 6 | NJCM-OC-ST20. | P201 | INSV | INST | HUSSAARM | 2013-10-13 | 2027 HAVEN AVE |  |  | OTHER | Y |  | Y | 4-20MA | AW |  |  | LEVEL TX
5097787 | FLOW LINE |  |  |  | ST20-HYPO Hypo Level /XMTR | NJCM | 6 | NJCM-OC-ST20.-HYPO | P201 | INSV | INST | HUSSAARM | 2013-10-13 | 2027 HAVEN AVE |  | 0-250 | INCHES | Y |  | Y | 4-20MA | AW |  |  | LEVEL TX
5097788 | DREXELBROOK |  |  |  | ST20-HYPO Hypo High Level /XMTR | NJCM | 6 | NJCM-OC-ST20.-HYPO | P201 | INSV | INST | HUSSAARM | 2013-10-13 | 2027 HAVEN AVE |  |  | OTHER | Y |  | Y | 4-20MA | AW |  |  | LEVEL TX
5097789 | DREXELBROOK |  |  |  | ST52 Hypo High Level /XMTR | NJCM | 6 | NJCM-OC-ST52.-HYPO | P201 | INSV | INST | HUSSAARM | 2013-10-13 | 5161 ASBURY AVE |  |  | OTHER | Y | 4X STAINLESS SPLASHPROOF | Y | 4-20MA | AW |  |  | LEVEL TX
5097790 | DREXELBROOK |  |  |  | ST52 Phosphate High Level /XMTR | NJCM | 6 | NJCM-OC-ST52. | P201 | INSV | INST | HUSSAARM | 2013-10-13 | 5161 ASBURY AVE |  |  | OTHER | Y | 4X STAINLESS SPLASHPROOF | Y | 4-20MA | AW |  |  | LEVEL TX
5097791 | EMERSON |  |  |  | WSTA Discharge Pressure /XMTR | NJCM | 6 | NJCM-OC-WSTA. | P201 | INSV | INST | HUSSAARM | 2013-10-13 | 66 W STATION RD |  | 0-150 | PSI | Y | 4 SPLASHPROOF | Y | 4-20MA | AW |  |  | PRESSURE TX
5097793 | BRISTOL |  |  |  | ST35 Transducer Well #14 /XMTR | NJCM | 6 | NJCM-OC-ST35. | P201 | INSV | INST | HUSSAARM | 2013-10-13 | 3501 ASBURY AVE |  | 0-150 | FT H20 | Y | 4X STAINLESS SPLASHPROOF | Y | 4-20MA | AW |  |  | PRESSURE TX
5097794 | ENDRESS-HAUSER |  |  |  | ST35 Hypo Level /XMTR | NJCM | 6 | NJCM-OC-ST35.-HYPO | P201 | INSV | INST | HUSSAARM | 2013-10-13 | 3501 ASBURY AVE |  |  | OTHER | Y |  | Y | 4-20MA | AW |  |  | LEVEL TX
5097795 | DREXELBROOK |  |  |  | ST35 Phosphate High Level /XMTR | NJCM | 6 | NJCM-OC-ST35. | P201 | INSV | INST | HUSSAARM | 2013-10-13 | 3501 ASBURY AVE |  |  | OTHER | Y | 4X STAINLESS SPLASHPROOF | Y | 4-20MA | AW |  |  | LEVEL TX
5098677 | DREXELBROOK |  | NJFR-20-ILVT-4 |  | ABSC-PHOS LVL PRB /XMTR | NJAC | 6 | NJAC-Z1-ABSC.-PHOS | P201 | OOS | INST | HUSSAARM | 2013-10-13 | 534 NEW JERSEY AVE |  |  | INCHES | Y | 4X STAINLESS SPLASHPROOF | Y | 4-20MA | AW |  |  | LEVEL TX
5099992 | SIGMA |  | NJFR-45ILVT-1 |  | ST41 Level Transducer /XMTR | NJOS | 6 | NJOSW-WW-ST41. | P201 | INSV | INST | HUSSAARM | 2013-10-13 | 41 STREET & WEST AVE |  | 0-12' | FEET | Y | 4 SPLASHPROOF | Y | 4-20MA | AW |  |  | LEVEL TX
5099993 | SIGMA |  | NJFR-48-ILVT-1 |  | ST53 Level Transducer /XMTR | NJOS | 6 | NJOSW-WW-ST53. | P201 | INSV | INST | HUSSAARM | 2013-10-13 | 53 STREET & WEST AVE |  | 0-5.0 PSI | FEET | Y | 4X STAINLESS SPLASHPROOF | Y | 4-20MA | AW |  |  | LEVEL TX
5099994 | SIGMA |  | NJFR-36-ILVT-1 |  | BAYP Level Transducer /XMTR | NJOS | 6 | NJOSW-WW-BAYP. | P201 | INSV | INST | HUSSAARM | 2013-10-13 | 61 BAYONNE PLACE |  |  |  |  | 4 SPLASHPROOF | Y | 4-20MA | AW |  |  | LEVEL TX
5099995 | SIGMA |  | NJFR-58ILVT-1 |  | MPRK Level Transducer /XMTR | NJOS | 6 | NJOSW-WW-MPRK. | P201 | INSV | INST | HUSSAARM | 2013-10-13 | OXFORD LANE |  | 0-12 | FEET | Y | 4X STAINLESS SPLASHPROOF | Y | 4-20MA | AW |  |  | LEVEL TX
5099997 | SIGMA |  | NJFR-35ILVT-1 |  | ST17 Level Transducer /XMTR | NJOS | 6 | NJOSW-WW-ST17. | P201 | INSV | INST | HUSSAARM | 2013-10-13 | 39 W 17TH ST |  |  |  |  | 4 SPLASHPROOF | Y | 4-20MA | AW |  |  | LEVEL TX
5099998 | SIGMA |  |  |  | OCRF Level Transducer /XMTR | NJOS | 6 | NJOSW-WW-OCRF. | P201 | INSV | INST | HUSSAARM | 2013-10-13 | OCEAN REEF DRIVE |  |  |  |  | 4 SPLASHPROOF | Y | 4-20MA | AW |  |  | LEVEL TX
5099999 | SIGMA |  |  |  | BLUW Level Transducer /XMTR | NJOS | 6 | NJOSW-WW-BLUW. | P201 | INSV | INST | HUSSAARM | 2013-10-13 | NAUTILUS DRIVE |  |  |  |  | 4 SPLASHPROOF | Y | 4-20MA | AW |  |  | LEVEL TX
5100024 | DREXELBROOK |  | NJFR-53-ILVT-1 |  | CRIS-HYPO Hypo Level /XMTR | NJAC | 6 | NJAC-Z1-CRIS.-HYPO | P201 | INSV | INST | HUSSAARM | 2013-10-13 | 452 CHRIS GAUPP DR |  |  | INCHES | Y |  | Y | 4-20MA | AW |  |  | LEVEL TX
5100098 | UNKNOWN |  | NJFR-53-ILVT-3 |  | CRIS DRAWDOWN PRS WL20 /XMTR | NJAC | 6 | NJAC-Z1-CRIS. | P201 | INSV | INST | HUSSAARM | 2013-10-13 | 452 CHRIS GAUPP DR | [5 empty] | Y |  | AW |  |  | LEVEL TX
5102747 | UNKNOWN |  | NJFR-53-ILVT-4 |  | CRIS DISCHRG PRS WL20 /XMTR | NJAC | 6 | NJAC-Z1-CRIS. | P201 | INSV | INST | HUSSAARM | 2013-10-13 | 452 CHRIS GAUPP DR | [5 empty] | Y |  | AW |  |  | LEVEL TX
5102756 | ENDRESS-HAUSER |  | NJFR-53-ILVT-2 |  | Mill-PHOS LVL /XMTR | NJAC | 6 | NJAC-Z1-MILL.-PHOS | P201 | INSV | INST | HUSSAARM | 2013-10-13 | 100 MILL ROAD |  |  | INCHES |  |  | Y | 1-5V | AW |  |  | LEVEL TX
5102759 | ENDRESS-HAUSER |  |  |  | WSTA-PHOS LEVEL /XMTR | NJCM | 6 | NJCM-OC-WSTA.-PHOS | P201 | INSV | INST | HUSSAARM | 2013-10-13 | 66 W STATION RD |  |  | INCHES | Y | 4 SPLASHPROOF | Y | 4-20MA | AW |  |  | LEVEL TX
5102761 | ENDRESS-HAUSER |  |  |  | ST52-PHOS LEVEL /XMTR | NJCM | 6 | NJCM-OC-ST52.-PHOS | P201 | OOS | INAC INST | HUSSAARM | 2013-10-13 | 5161 ASBURY AVE |  |  | INCHES | Y | 4 SPLASHPROOF | Y | 4-20MA | AW |  |  | LEVEL TX
5102763 | ENDRESS-HAUSER |  |  |  | ST35-PHOS LEVEL /XMTR | NJCM | 6 | NJCM-OC-ST35.-PHOS | P201 | INSV | INST | HUSSAARM | 2013-10-13 | 3501 ASBURY AVE |  |  | INCHES | Y | 4 SPLASHPROOF | Y | 4-20MA | AW |  |  | LEVEL TX
5102768 | ENDRESS-HAUSER |  |  |  | HAND-PHOS LEVEL /XMTR | NJCM | 6 | NJCM-MT-HAND.-PHOS | P201 | INSV | INST | HUSSAARM | 2013-10-13 | 205 MECHANIC ST |  |  | INCHES | Y | 4 SPLASHPROOF | Y | 4-20MA | AW |  |  | LEVEL TX
5102770 | ENDRESS-HAUSER |  |  |  | MAIN-PHOS LEVEL /XMTR | NJCM | 6 | NJCM-MT-MAIN.-PHOS | P201 | INSV | INST | HUSSAARM | 2013-10-13 | 412 N ROUTE 9 |  |  | INCHES | Y | 4 SPLASHPROOF | Y | 4-20MA | AW |  |  | LEVEL TX
5102772 | ENDRESS-HAUSER |  |  |  | STRM-PHOS LEVEL /XMTR | NJCM | 6 | NJCM-SM-STRM.-PHOS | P201 | INSV | INST | HUSSAARM | 2013-10-13 | 6 W VINCENT AVE |  |  | INCHES | Y | 4 SPLASHPROOF | Y | 4-20MA | AW |  |  | LEVEL TX
5102775 | ENDRESS-HAUSER |  |  |  | STGE-PHOS LEVEL /XMTR | NJCM | 6 | NJCM-UT-STGE.-PHOS | P201 | INSV | INST | HUSSAARM | 2013-10-13 | 110 OLD STAGECOACH RD |  |  | INCHES | Y | 4 SPLASHPROOF | Y | 4-20MA | AW |  |  | LEVEL TX
5102777 | ENDRESS-HAUSER |  |  |  | ST20-PHOS LEVEL /XMTR | NJCM | 6 | NJCM-OC-ST20.-PHOS | P201 | INSV | INST | HUSSAARM | 2013-10-13 | 2027 HAVEN AVE |  |  | INCHES | Y | 4 SPLASHPROOF | Y | 4-20MA | AW |  |  | LEVEL TX
5102779 | ENDRESS-HAUSER |  |  |  | ST11-PHOS LEVEL /XMTR | NJCM | 6 | NJCM-OC-ST11.-PHOS | P201 | INSV | INST | HUSSAARM | 2013-10-13 | 1108 WEST AVE |  |  | INCHES | Y | 4 SPLASHPROOF | Y | 4-20MA | AW |  |  | LEVEL TX
5102781 | ENDRESS-HAUSER |  |  |  | NORT-PHOS LEVEL /XMTR | NJCM | 6 | NJCM-MT-MAIN.-PHOS | P201 | INSV | INST | HUSSAARM | 2013-10-13 | 412 N ROUTE 9 |  |  | INCHES | Y | 4 SPLASHPROOF | Y | 4-20MA | AW |  |  | LEVEL TX
5097740 | DREXELBROOK |  | NJFR-52-ILVT-1 |  | STGE-HYPO Hypo Level /XMTR | NJCM | 6 | NJCM-UT-STGE.-HYPO | P201 | OOS | INAC INST | HUSSAARM | 2013-10-13 | 110 OLD STAGECOACH RD |  | 0-52 | INCHES | Y | 4X STAINLESS SPLASHPROOF | Y | 4-20MA | AW |  |  | LEVEL TX
5097741 | DREXELBROOK |  | NJFR-2-ILVT-2 |  | WSTA Phosphate Level Probe /XMTR | NJCM | 6 | NJCM-OC-WSTA. | P201 | INSV | INST | HUSSAARM | 2013-10-13 | 66 W STATION RD |  |  | INCHES | Y | 4X STAINLESS SPLASHPROOF | Y | 4-20MA | AW |  |  | LEVEL TX
5097742 | DREXELBROOK |  |  |  | ST11-STP STND PIPE LVL /XMTR | NJCM | 6 | NJCM-OC-ST11.-STP. | P201 | INSV | INST | HUSSAARM | 2013-10-13 | 1108 WEST AVE |  |  |  | Y | 4X STAINLESS SPLASHPROOF | Y | 4-20MA | AW |  |  | PRESSURE TX
5097743 | DREXELBROOK |  |  |  | ST11-RES RSRVOIR LVL /XMTR | NJCM | 6 | NJCM-OC-ST11.-RES. | P201 | INSV | INST | HUSSAARM | 2013-10-13 | 1108 WEST AVE |  |  |  | Y | 4X STAINLESS SPLASHPROOF | Y | 4-20MA | AW |  |  | PRESSURE TX
5097746 | FLOW LINE |  | NJFR-8-ILVT-1 |  | STRM-HYPO Hypo Level /XMTR | NJCM | 6 | NJCM-SM-STRM.-HYPO | P201 | INSV | INST | HUSSAARM | 2013-10-13 | 6 W VINCENT AVE |  | 0-36 | INCHES | Y | 4X STAINLESS SPLASHPROOF | Y | 4-20MA | AW |  |  | LEVEL TX
5097747 | FLOW LINE |  | NJFR-8-ILVT-2 |  | STRM Phosphate Level Probe /XMTR | NJCM | 6 | NJCM-SM-STRM.-PHOS | P201 | INSV | INST | HUSSAARM | 2013-10-13 | 6 W VINCENT AVE |  | 0-35 | INCHES | Y | 4X STAINLESS SPLASHPROOF | Y | 4-20MA | AW |  |  | LEVEL TX
5097749 | BRISTOL BABCOCK |  | NJFR-8-IPTR-1 |  | STRM SYS PRS XMTR STRM /XMTR | NJCM | 6 | NJCM-SM-STRM. | P201 | INSV | INST | HUSSAARM | 2013-10-13 | 6 W VINCENT AVE |  | 0-40 | PSI | Y | 4X STAINLESS SPLASHPROOF | Y | 4-20MA | AW |  |  | LEVEL TX
5097750 | BRISTOL BABCOCK |  | NJFR-8-IPTR-2 |  | STRM-W1 DISCHRG PRS XMTR WL1 /XMTR | NJCM | 6 | NJCM-SM-STRM.-W1.. | P201 | INSV | INST | HUSSAARM | 2013-10-13 | 6 W VINCENT AVE |  | 0-150 | PSI | Y | 4X STAINLESS SPLASHPROOF | Y | 4-20MA | AW |  |  | LEVEL TX
5097751 | BRISTOL BABCOCK |  | NJFR-8-IPTR-3 |  | STRM-W2 DISCHRG PRS XMTR WL2 /XMTR | NJCM | 6 | NJCM-SM-STRM.-W2.. | P201 | INSV | INST | HUSSAARM | 2013-10-13 | 6 W VINCENT AVE |  | 0-150 | PSI | Y | 4X STAINLESS SPLASHPROOF | Y | 4-20MA | AW |  |  | LEVEL TX
5097756 | FOXBORO |  | NJFR-60-ILVT-1 |  | CMAY Tank Level /XMTR | NJCM | 6 | NJCM-MT-CMAY. | P201 | INSV | INST | HUSSAARM | 2013-10-13 | 300 E LENA AVE |  | 0-100 | FEET | Y | 4X STAINLESS SPLASHPROOF | Y | 4-20MA | AW |  |  | LEVEL TX
5097757 | FLOW LINE |  | NJFR-37-ILVT-2 |  | LAKE Phosphate Level Probe /XMTR | NJCM | 6 | NJCM-MT-LAKE. | P201 | INSV | INST | HUSSAARM | 2013-10-13 | 1390 ROUTE 9 SOUTH |  |  | INCHES | Y | 4 SPLASHPROOF | Y | 4-20MA | AW |  |  | LEVEL TX
5097758 | FLOW LINE |  | NJFR-37-ILVT-1 |  | LAKE Hypo Level Probe /XMTR | NJCM | 6 | NJCM-MT-LAKE.-HYPO | P201 | INSV | INST | HUSSAARM | 2013-10-13 | 1390 ROUTE 9 SOUTH |  |  | INCHES | Y | 4 SPLASHPROOF | Y | 4-20MA | AW |  |  | LEVEL TX
5097759 | DREXELBROOK |  | NJFR-1-ILVT-1 |  | HAND PHOS LVL PRB /XMTR | NJCM | 6 | NJCM-MT-HAND. | P201 | OOS | INAC INST | HUSSAARM | 2013-10-13 | 205 MECHANIC ST |  |  | OTHER | Y | 4X STAINLESS SPLASHPROOF | Y | 4-20MA | AW |  |  | LEVEL TX
5097760 | FOXBORO |  | NJFR-1-ILVT-3 |  | HAND Tank Level /XMTR | NJCM | 6 | NJCM-MT-HAND. | P201 | INSV | INST | HUSSAARM | 2013-10-13 | 205 MECHANIC ST |  | 0-100 PSI | FEET | Y | 4X STAINLESS SPLASHPROOF | Y | 4-20MA | AW |  |  | PRESSURE TX
5097761 | DREXELBROOK |  | NJFR-1-ILVT-2 |  | HAND-HYPO Hypo Level /XMTR | NJCM | 6 | NJCM-MT-HAND.-HYPO | P201 | OOS | INAC INST | HUSSAARM | 2013-10-13 | 205 MECHANIC ST |  |  | INCHES | Y | 4X STAINLESS SPLASHPROOF | Y | 4-20MA | AW |  |  | LEVEL TX
5097762 | ENDRESS-HAUSER |  | NJFR-54-ILVT-1 |  | MAIN-HYPO Hypo Level /XMTR | NJCM | 6 | NJCM-MT-MAIN.-HYPO | P201 | INSV | INST | HUSSAARM | 2013-10-13 | 412 N ROUTE 9 |  |  | INCHES | Y | 4X STAINLESS SPLASHPROOF | Y | 4-20MA | AW |  |  | LEVEL TX
5097764 | DREXELBROOK |  | NJFR-54-ILVT-2 |  | MAIN Phosphate Level Probe /XMTR | NJCM | 6 | NJCM-MT-MAIN. | P201 | INSV | INST | HUSSAARM | 2013-10-13 | 412 N ROUTE 9 |  |  | INCHES | Y | 4X STAINLESS SPLASHPROOF | Y | 4-20MA | AW |  |  | LEVEL TX
5097783 | BRISTOL |  |  |  | ST20 PT 575 /XMTR | NJCM | 6 | NJCM-OC-ST20. | P201 | INSV | INST | HUSSAARM | 2013-10-13 | 2027 HAVEN AVE |  | 0-150 | PSI | Y | 4 SPLASHPROOF | Y | 4-20MA | AW |  |  | PRESSURE TX
5097782 | BRISTOL |  |  |  | ST20 FT-35 /XMTR | NJCM | 6 | NJCM-OC-ST20. | P201 | INSV | INST | HUSSAARM | 2013-10-13 | 2027 HAVEN AVE |  | 0-75.36 IN/MTN | IN H20 | Y | 4 SPLASHPROOF | Y | 4-20MA | AW |  |  | PRESSURE TX
5097780 | DREXELBROOK |  |  |  | HAND CAUSTSODA HILVL /XMTR | NJCM | 6 | NJCM-MT-HAND. | P201 | OOS | INAC INST | HUSSAARM | 2013-10-13 | 205 MECHANIC ST |  |  | OTHER | Y | 4X STAINLESS SPLASHPROOF | Y | 4-20MA | AW |  |  | LEVEL TX
5097779 | DREXELBROOK |  |  |  | HAND Sodium Hydroxide Level /XMTR | NJCM | 6 | NJCM-MT-HAND. | P201 | OOS | INAC INST | HUSSAARM | 2013-10-13 | 205 MECHANIC ST |  |  | OTHER | Y | 4X STAINLESS SPLASHPROOF | Y | 4-20MA | AW |  |  | LEVEL TX
5097777 | DREXELBROOK |  |  |  | LAKE PHOS DAY HILVL /XMTR | NJCM | 6 | NJCM-MT-LAKE. | P201 | INSV | INST | HUSSAARM | 2013-10-13 | 1390 ROUTE 9 SOUTH |  |  | OTHER | Y | 4X STAINLESS SPLASHPROOF | Y | 4-20MA | AW |  |  | LEVEL TX
5097776 | DREXELBROOK |  |  |  | LAKE Hypo Day High Level /XMTR | NJCM | 6 | NJCM-MT-LAKE.-HYPO | P201 | INSV | INST | HUSSAARM | 2013-10-13 | 1390 ROUTE 9 SOUTH |  |  | OTHER | Y | 4X STAINLESS SPLASHPROOF | Y | 4-20MA | AW |  |  | LEVEL TX
5097775 | UNKNOWN |  | NJFR-54-IPTR-1 |  | MN DRAWDOWN XMTR WL7 /XMTR | NJCM | 6 | NJCM-MT-MAIN. | P201 | OOS | INAC INST | HUSSAARM | 2013-10-13 | 412 N ROUTE 9 |  |  |  | Y |  | Y | 4-20MA | AW |  |  | PRESSURE TX
5097774 | BRISTOL BABCOCK |  | NJFR-54-IPTR-2 |  | MN DISCHRG PRS XMTR WL7 /XMTR | NJCM | 6 | NJCM-MT-MAIN. | P201 | OOS | INAC INST | HUSSAARM | 2013-10-13 | 412 N ROUTE 9 |  | 0-150 | PSI | Y | 4X STAINLESS SPLASHPROOF | Y | 4-20MA | AW |  |  | PRESSURE TX
5097773 | BRISTOL BABCOCK |  | NJFR-54-IPTR-3 |  | MN SYS PRS XMTR MN /XMTR | NJCM | 6 | NJCM-MT-MAIN. | P201 | OOS | INAC INST | HUSSAARM | 2013-10-13 | 412 N ROUTE 9 |  | 0-150 | PSI | Y | 4X STAINLESS SPLASHPROOF | Y | 4-20MA | AW |  |  | PRESSURE TX
5097772 | BRISTOL BABCOCK |  | NJFR-1-IPTR-2 |  | HAND DRAWDOWN PRS XMTR WL8 /XMTR | NJCM | 6 | NJCM-MT-HAND. | P201 | OOS | INAC INST | HUSSAARM | 2013-10-13 | 205 MECHANIC ST |  | 0-140 FT/WTR | FEET | Y | 4X STAINLESS SPLASHPROOF | Y | 4-20MA | AW |  |  | PRESSURE TX
5097771 | BRISTOL BABCOCK |  | NJFR-1-IPTR-3 |  | HAND DISCHRG PRS XMTR WL8 /XMTR | NJCM | 6 | NJCM-MT-HAND. | P201 | OOS | INAC INST | HUSSAARM | 2013-10-13 | 205 MECHANIC ST |  | 0-150 | PSI | Y | 4X STAINLESS SPLASHPROOF | Y | 4-20MA | AW |  |  | PRESSURE TX
5097770 | BRISTOL BABCOCK |  | NJFR-1-IPTR-1 |  | HAND SYS PRS XMTR HNDA /XMTR | NJCM | 6 | NJCM-MT-HAND. | P201 | OOS | INAC INST | HUSSAARM | 2013-10-13 | 205 MECHANIC ST |  | 0-150 | PSI | Y | 4X STAINLESS SPLASHPROOF | Y | 4-20MA | AW |  |  | PRESSURE TX
5097769 | BRISTOL BABCOCK |  | NJFR-37-IPTR-3 |  | LAKE DISCHRG PRS XMTR WL2 /XMTR | NJCM | 6 | NJCM-MT-LAKE. | P201 | INSV | INST | HUSSAARM | 2013-10-13 | 1390 ROUTE 9 SOUTH |  | 0-150 | PSI | Y | 4X STAINLESS SPLASHPROOF | Y | 4-20MA | AW |  |  | PRESSURE TX
5097768 | BRISTOL BABCOCK |  | NJFR-37-IPTR-2 |  | LAKE DRAWDOWN PRS XMTR WL2 /XMTR | NJCM | 6 | NJCM-MT-LAKE. | P201 | INSV | INST | HUSSAARM | 2013-10-13 | 1390 ROUTE 9 SOUTH |  | 0-125 FT/WTR | FEET | Y | 4X STAINLESS SPLASHPROOF | Y | 4-20MA | AW |  |  | PRESSURE TX
5097766 | BRISTOL BABCOCK |  | NJFR-37-IPTR-1 |  | LAKE SYS PRS XMTRLAKE /XMTR | NJCM | 6 | NJCM-MT-LAKE. | P201 | INSV | INST | HUSSAARM | 2013-10-13 | 1390 ROUTE 9 SOUTH |  | 0-150 | PSI | Y | 4X STAINLESS SPLASHPROOF | Y | 4-20MA | AW |  |  | PRESSURE TX
5097765 | BRISTOL BABCOCK |  | NJFR-60-IPRS-1 |  | CMAY SYS PRS XMTR CAPE MAY TK /XMTR | NJCM | 6 | NJCM-MT-CMAY. | P201 | INSV | INST | HUSSAARM | 2013-10-13 | 300 E LENA AVE |  | 0-100 | PSI | Y | 4X STAINLESS SPLASHPROOF | Y | 4-20MA | AW |  |  | PRESSURE TX
5190702 | ENDRESS-HAUSER |  | NJFR-20-IXTR-1 |  | ABSC-PHOS Phosphate Level /XMTR | NJAC | 6 | NJAC-Z1-ABSC.-PHOS | P201 | INSV | INST | DENIGRCM | 2014-08-25 | 534 New Jersey Ave |  | 0-16 | INCHES | Y | 4 SPLASHPROOF | Y | 4-20MA | AW |  |  | LEVEL TX
5190304 | ROSEMOUNT |  |  |  | ABSC-HYPO LVL /TANK /XMTR | NJAC | 6 | NJAC-Z1-ABSC.-HYPO | P201 | INSV | INST | HEIMER | 2014-09-15 | 534 New Jersey Ave |  |  |  | Y |  | Y | 4-20MA | AW |  |  | LEVEL TX
5190559 | ROSEMOUNT |  |  |  | ABSC-Filter #4 EFF Flow /XMTR | NJAC | 6 | NJAC-Z1-ABSC. | P201 | INSV | INST | HEIMER | 2014-09-17 | 534 New Jersey Ave |  |  |  | Y | 4 SPLASHPROOF | Y | 4-20MA | AW |  |  | XX
5190558 | ROSEMOUNT |  |  |  | ABSC-Filter #3 EFF Flow /XMTR | NJAC | 6 | NJAC-Z1-ABSC. | P201 | INSV | INST | HEIMER | 2014-09-17 | 534 New Jersey Ave |  |  |  | Y | 4 SPLASHPROOF | Y | 4-20MA | AW |  |  | XX
5190557 | ROSEMOUNT |  |  |  | ABSC-Filter #2 EFF Flow /XMTR | NJAC | 6 | NJAC-Z1-ABSC. | P201 | INSV | INST | HEIMER | 2014-09-17 | 534 New Jersey Ave |  |  |  | Y | 4 SPLASHPROOF | Y | 4-20MA | AW |  |  | XX
5190556 | ROSEMOUNT |  |  |  | ABSC-Filter #1 EFF Flow /XMTR | NJAC | 6 | NJAC-Z1-ABSC. | P201 | INSV | INST | HEIMER | 2014-09-17 | 534 New Jersey Ave |  |  |  | Y | 4 SPLASHPROOF | Y | 4-20MA | AW |  |  | XX
5190554 | ROSEMOUNT |  |  |  | ABSC-Discharge PRS /XMTR | NJAC | 6 | NJAC-Z1-ABSC. | P201 | INSV | INST | HEIMER | 2014-09-17 | 534 New Jersey Ave |  |  | PSI | Y | 4 SPLASHPROOF | Y | 4-20MA | AW |  |  | PRESSURE TX
5190553 | SIGMA |  |  |  | ABSC-24 Well DrawdownTX /XMTR | NJAC | 6 | NJAC-Z1-ABSC. | P201 | INSV | INST | HEIMER | 2014-09-17 | 534 New Jersey Ave |  |  | FT H20 | Y | 4 SPLASHPROOF | Y | 4-20MA | AW |  |  | LEVEL TX
5190546 | UNKNOWN |  |  |  | ABSC-CAUS Bulk Tank /XMTR | NJAC | 6 | NJAC-Z1-ABSC.-CAUS | P201 | INSV | INST | HEIMER | 2014-09-17 | 534 New Jersey Ave |  |  |  | Y |  | Y |  | AW |  |  | LEVEL TX
5190544 | ENDRESS-HAUSER |  |  |  | ABSC-CAUS Day Tank LVL /XMTR | NJAC | 6 | NJAC-Z1-ABSC.-CAUS | P201 | INSV | INST | HEIMER | 2014-09-17 | 534 New Jersey Ave |  |  |  | Y |  | Y |  | AW |  |  | LEVEL TX
5190012 | ROSEMOUNT |  |  |  | ABSC-Head Loss Filter #4 /XMTR | NJAC | 6 | NJAC-Z1-ABSC. | P201 | INSV | INST | HEIMER | 2014-09-17 | 534 New Jersey Ave |  |  | PSI | Y | 4 SPLASHPROOF | Y | 4-20MA | AW |  |  | DIFF PRESSURE TX
5190011 | ROSEMOUNT |  |  |  | ABSC-Head Loss Filter #3 /XMTR | NJAC | 6 | NJAC-Z1-ABSC. | P201 | INSV | INST | HEIMER | 2014-09-17 | 534 New Jersey Ave |  |  | PSI | Y | 4 SPLASHPROOF | Y | 4-20MA | AW |  |  | DIFF PRESSURE TX
5190010 | ROSEMOUNT |  |  |  | ABSC-Head Loss Filter #2 /XMTR | NJAC | 6 | NJAC-Z1-ABSC. | P201 | INSV | INST | HEIMER | 2014-09-17 | 534 New Jersey Ave |  |  |  | Y | 4 SPLASHPROOF | Y | 4-20MA | AW |  |  | DIFF PRESSURE TX
5190009 | ROSEMOUNT |  |  |  | ABSC-Head Loss Filter #1 /XMTR | NJAC | 6 | NJAC-Z1-ABSC. | P201 | INSV | INST | HEIMER | 2014-09-17 | 534 New Jersey Ave |  |  | PSI | Y | 4 SPLASHPROOF | Y | 4-20MA | AW |  |  | DIFF PRESSURE TX
5190020 | ROSEMOUNT |  |  |  | ABSC-Wash Water /Flow /XMTR | NJAC | 6 | NJAC-Z1-ABSC. | P201 | INSV | INST | HEIMER | 2014-09-18 | 534 New Jersey Ave |  |  |  | Y | 4 SPLASHPROOF | Y | 4-20MA | AW |  |  | XX
5190226 | ROSEMOUNT |  |  |  | ABSC-Recycle Flow /XMTR | NJAC | 6 | NJAC-Z1-ABSC. | P201 | INSV | INST | HEIMER | 2014-09-18 | 534 New Jersey Ave |  |  |  | Y | 4 SPLASHPROOF | Y | 4-20MA | AW |  |  | XX
5190228 | ROSEMOUNT |  |  |  | ABSC-Eff Flow /XMTR | NJAC | 6 | NJAC-Z1-ABSC. | P201 | INSV | INST | HEIMER | 2014-09-18 | 534 New Jersey Ave |  |  |  | Y | 4 SPLASHPROOF | Y | 4-20MA | AW |  |  | XX
5191022 | ROSEMOUNT |  |  |  | ABSC- Wastewater Tank #1 /Level /XMTR | NJAC | 6 | NJAC-Z1-ABSC. | P201 | INSV | INST | HEIMER | 2014-09-18 | 534 New Jersey Ave |  |  |  | Y | 4 SPLASHPROOF | Y | 4-20MA | AW |  |  | LEVEL TX
5191023 | ROSEMOUNT |  |  |  | ABSC- Wastewater Tank #2 /Level /XMTR | NJAC | 6 | NJAC-Z1-ABSC. | P201 | INSV | INST | HEIMER | 2014-09-18 | 534 New Jersey Ave |  |  |  | Y | 4 SPLASHPROOF | Y | 4-20MA | AW |  |  | LEVEL TX
5190577 | ROSEMOUNT |  |  |  | ABSC-Slystem Pressure /XMTR | NJAC | 6 | NJAC-Z1-ABSC. | P201 | INSV | INST | HEIMER | 2014-09-19 | 534 New Jersey Ave |  | 0-100PSI | PSI | Y | 4 SPLASHPROOF | Y | 4-20MA | AW |  |  | PRESSURE TX
5190917 | ROSEMOUNT |  |  |  | ABSC-24 Flow /XMTR | NJAC | 6 | NJAC-Z1-ABSC. | P201 | INSV | INST | HEIMER | 2014-09-19 | 534 New Jersey Ave |  | 0-1400 GPM |  | Y | 4 SPLASHPROOF | Y | 4-20MA | AW |  |  | XX
5194400 | UNKNOWN |  |  |  | OCHT High Side/TRANSMITTER | NJOC | E | NJAC-Z1-OCHT. | P201 | INSV | INST | FREEMAJ1 | 2014-12-04 | 5002 OCEAN HEIGHTS AVE |  |  | LBS | Y | 4 SPLASHPROOF | Y | 4-20MA | AW |  |  | OTHER TX
5194401 | UNKNOWN |  |  |  | OCHT Low Side/TRANSMITTER | NJOC | E | NJAC-Z1-OCHT. | P201 | INSV | INST | FREEMAJ1 | 2014-12-04 | 5002 OCEAN HEIGHTS AVE |  |  | LBS | Y | 4 SPLASHPROOF | Y | 4-20MA | AW |  |  | OTHER TX
5194402 | UNKNOWN |  |  |  | OCHT Reverse Flow/TRANSMITTER | NJOC | E | NJAC-Z1-OCHT. | P201 | INSV | INST | FREEMAJ1 | 2014-12-04 | 5002 OCEAN HEIGHTS AVE |  |  | LBS | Y | 4 SPLASHPROOF | Y | 4-20MA | AW |  |  | OTHER TX
5194403 | UNKNOWN |  |  |  | OCHT Forward Flow/TRANSMITTER | NJOC | E | NJAC-Z1-OCHT. | P201 | INSV | INST | FREEMAJ1 | 2014-12-04 | 5002 OCEAN HEIGHTS AVE |  |  | LBS | Y | 4 SPLASHPROOF | Y | 4-20MA | AW |  |  | OTHER TX
5195623 | UNKNOWN |  | NJFR-1-IPTR-3 |  | HAND Drawdown Pressure /TRANSMITTER | NJCM | 6 | NJCM-MT-HAND. | P201 | INSV | INST | FREEMAJ1 | 2015-02-23 | 205 MECHANIC ST |  |  | FT H20 | Y |  | Y | 4-20MA | AW |  |  | LEVEL TX
5195622 | ROSEMOUNT |  | NJFR-1-IPTR-2 |  | HAND Discharge Pressure /TRANSMITTER | NJCM | 6 | NJCM-MT-HAND. | P201 | INSV | INST | FREEMAJ1 | 2015-02-23 | 205 MECHANIC ST |  |  | PSI | Y | 4X STAINLESS SPLASHPROOF | Y | 4-20MA | AW |  |  | XX
5195620 | ROSEMOUNT |  | NJFR-1-IPTR-1 |  | HAND Flow Meter/ TRANSMITTER | NJCM | 6 | NJCM-MT-HAND. | P201 | INSV | INST | FREEMAJ1 | 2015-02-23 | 205 MECHANIC ST |  |  | OTHER | Y | 4X STAINLESS SPLASHPROOF | Y | 4-20MA | AW |  |  | OTHER TX
5195619 | ROSEMOUNT |  | NJFR-1-IPTR-1 |  | HAND System /TRANSMITTER | NJCM | 6 | NJCM-MT-HAND. | P201 | INSV | INST | FREEMAJ1 | 2015-02-23 | 205 MECHANIC ST |  |  | PSI | Y | 4X STAINLESS SPLASHPROOF | Y | 4-20MA | AW |  |  | PRESSURE TX
5195618 | UNKNOWN |  | NJFR-1-ILVT-3 |  | HAND Phosphate Hi Level/TRANSMITTER | NJCM | 6 | NJCM-MT-HAND.-PHOS | P201 | INSV | INST | FREEMAJ1 | 2015-02-23 | 205 MECHANIC ST |  |  | OTHER | Y |  | Y | 4-20MA | AW |  |  | LEVEL TX
5195613 | UNKNOWN |  | NJFR-1-ILVT-2 |  | HAND Sodium Hypochlorite Hi Level/ XMTR | NJCM | 6 | NJCM-MT-HAND.-HYPO | P201 | INSV | INST | FREEMAJ1 | 2015-02-23 | 205 MECHANIC ST |  |  | OTHER | Y |  | Y | 4-20MA | AW |  |  | LEVEL TX
5195611 | ENDRESS-HAUSER |  | NJFR-1-ILVT-1 |  | HAND Sodium Hypochlor. Level/TRANSMITTER | NJCM | 6 | NJCM-MT-HAND.-HYPO | P201 | INSV | INST | FREEMAJ1 | 2015-02-23 | 205 MECHANIC ST |  |  | INCHES | Y | 4X STAINLESS SPLASHPROOF | Y | 4-20MA | AW |  |  | LEVEL TX
5194849 | UNKNOWN |  | NJFR-54-IPTR-1 |  | MAIN Discharge Pressure /TRANSMITTER | NJCM | 6 | NJCM-MT-MAIN. | P201 | INSV | INST | FREEMAJ1 | 2015-02-24 | 412 N ROUTE 9 |  |  | PSI | Y | 4X STAINLESS SPLASHPROOF | Y | 4-20MA | AW |  |  | PRESSURE TX
5194850 | UNKNOWN |  | NJFR-54-IPTR-2 |  | MAIN Drawdown Pressure /TRANSMITTER | NJCM | 6 | NJCM-MT-MAIN. | P201 | INSV | INST | FREEMAJ1 | 2015-02-24 | 412 N ROUTE 9 |  |  | FT H20 | Y |  | Y |  | AW |  |  | LEVEL TX
5194851 | ROSEMOUNT |  | NJFR-54-IPTR-3 |  | MAIN System /TRANSMITTER | NJCM | 6 | NJCM-MT-MAIN. | P201 | INSV | INST | FREEMAJ1 | 2015-02-24 | 412 N ROUTE 9 |  |  | PSI | Y | 4X STAINLESS SPLASHPROOF | Y | 4-20MA | AW |  |  | PRESSURE TX
5194852 | ROSEMOUNT |  | NJFR-54-IPTR-1 |  | MAIN Flow Meter /TRANSMITTER | NJCM | 6 | NJCM-MT-MAIN. | P201 | INSV | INST | FREEMAJ1 | 2015-02-24 | 412 N ROUTE 9 |  |  | OTHER | Y | 4X STAINLESS SPLASHPROOF | Y | 4-20MA | AW |  |  | OTHER TX
5196101 | ROSEMOUNT |  |  |  | EHTT System /TRANSMITTER | NJAC | 6 | NJAC-Z1-EHTT. | P201 | INSV | INST | FREEMAJ1 | 2015-03-17 | 16 Dogwood Avenue |  |  |  | Y |  | Y | 4-20MA | AW |  |  | PRESSURE TX
5200204 | SIEMENS |  |  |  | EHTT TANK LEVEL /XMTR | NJAC | 6 | NJAC-Z1-EHTT. | P201 | INSV | INST | FREEMAJ1 | 2015-06-05 | 16 Dogwood Avenue | [7 empty] | AW |  |  | XX
5200205 | FOXBORO |  |  |  | WRAT Tank Level /XMTR | NJAC | 6 | NJAC-Z1-WRAT. | P201 | INSV | INST | FREEMAJ1 | 2015-06-05 | 120 E COLLINS ROAD | [7 empty] | AW |  |  | XX
5198419 | FOXBORO |  |  |  | STRM Tank Level /XMTR | NJCM | 6 | NJCM-SM-STRM. | P201 | INSV | INST | FREEMAJ1 | 2015-06-08 | 6 W VINCENT AVE | [7 empty] | AW |  |  | LEVEL TX
5198420 | FOXBORO |  |  |  | WOOD TANK LEVEL /XMTR | NJAC | 6 | NJAC-Z1-WOOD. | P201 | INSV | INST | FREEMAJ1 | 2015-06-08 | 746 BLOCK OF WOODLAND AVE. | [7 empty] | AW |  |  | LEVEL TX
5210907 | PRECISION |  |  |  | CRIS Drawdown LVL WL20 /TRANSDUCER | NJAC | 6 | NJAC-Z1-CRIS. | P201 | INSV | INST | HEIMER | 2016-02-01 | 456 Chris Gaupp Dr |  | 0-150 | PSI | Y | 4 SPLASHPROOF | Y | 4-20MA | AW |  |  | PRESSURE TX
5210906 | PRECISION |  |  |  | BARG Drawdown LVL WL12 /TRANSDUCER | NJAC | 6 | NJAC-Z1-BARG. | P201 | INSV | INST | HEIMER | 2016-02-01 | 6707 Mill Rd |  | 0-50 | PSI | Y | 4 SPLASHPROOF | Y | 4-20MA | AW |  |  | PRESSURE TX
5210025 | ENDRESS-HAUSER |  |  |  | MART-CAUS Caustic Day Tank /XMTR | NJAC | 6 | NJAC-Z1-MART.-CAUS | P201 | INSV | INST | HEIMER | 2016-02-18 | 107 MARTIN AVE |  |  | INCHES | Y | 4 SPLASHPROOF | Y | 4-20MA | AW |  |  | LEVEL TX
5210031 | BRISTOL |  |  |  | NLIN Head Loss contactor #1/ XMTR | NJAC | 6 | NJAC-Z1-NLIN. | P201 | INSV | INST | HEIMER | 2016-02-18 | 605 New Rd |  |  | IN H20 | Y | 4 SPLASHPROOF | Y | 4-20MA | AW |  |  | PRESSURE TX
5210032 | BRISTOL |  |  |  | NLIN Head Loss contactor #2/ XMTR | NJAC | 6 | NJAC-Z1-NLIN. | P201 | INSV | INST | HEIMER | 2016-02-18 | 605 New Rd |  |  | IN H20 | Y | 4 SPLASHPROOF | Y | 4-20MA | AW |  |  | PRESSURE TX
5211922 | ENDRESS-HAUSER |  |  |  | STGE-HYPO BULK TANK LEVEL /XMTR | NJCM | E | NJCM-UT-STGE.-HYPO | P201 | INSV | INST | HEIMER | 2016-03-02 | 110 OLD STAGECOACH RD |  |  | INCHES | Y | 4X STAINLESS SPLASHPROOF | Y | 4-20MA | AW |  |  | LEVEL TX
5211914 | ROSEMOUNT |  |  |  | STGE MSG Pressure /XMTR | NJCM | 6 | NJCM-UT-STGE. | P201 | INSV | INST | HEIMER | 2016-03-02 | 110 OLD STAGECOACH RD |  | 0-200 | PSI | Y | 7 EXPLOSION PROOF | Y | 4-20MA | AW |  |  | PRESSURE TX
5211912 | EMERSON |  |  |  | STGE WELL#15 DISCHARGE PRESSURE /XMTR | NJCM | 6 | NJCM-UT-STGE. | P201 | INSV | INST | HEIMER | 2016-03-02 | 110 OLD STAGECOACH RD |  | 0-200 | PSI | Y | 7 EXPLOSION PROOF | Y | 4-20MA | AW |  |  | PRESSURE TX
5211913 | ROSEMOUNT |  |  |  | STGE HSG Pressure /XMTR | NJCM | 6 | NJCM-UT-STGE. | P201 | INSV | INST | HEIMER | 2016-03-02 | 110 OLD STAGECOACH RD |  | 0-200 | PSI | Y | 7 EXPLOSION PROOF | Y | 4-20MA | AW |  |  | PRESSURE TX
5214205 | ENDRESS-HAUSER |  |  |  | ST52-PHOS DAY TANK LEVEL /XMTR | NJCM | 6 | NJCM-OC-ST52.-PHOS | P201 | INSV | INST | HEIMER | 2016-04-12 | 5161 ASBURY AVE |  |  | INCHES | Y | 4 SPLASHPROOF |  | 4-20MA | AW |  |  | LEVEL TX
5214206 | ROSEMOUNT |  |  |  | ST52 DISCHRG PRS WL7 /XMTR | NJCM | 6 | NJCM-OC-ST52. | P201 | INSV | INST | HEIMER | 2016-04-12 | 5161 ASBURY AVE |  |  | PSI |  | 4 SPLASHPROOF | Y | 4-20MA | AW |  |  | PRESSURE TX
5214204 | ENDRESS-HAUSER |  |  |  | ST52-HYPO Hypo Level /XMTR | NJCM | 6 | NJCM-OC-ST52.-HYPO | P201 | INSV | INST | HEIMER | 2016-04-12 | 5161 ASBURY AVE |  |  | INCHES |  | 4 SPLASHPROOF | Y | 4-20MA | AW |  |  | LEVEL TX
5214102 | ROSEMOUNT |  |  |  | STRM-W3 DISCHRG PRS XMTR WL3 /XMTR | NJCM | 6 | NJCM-SM-STRM.-W3.. | P201 | INSV | INST | HEIMER | 2016-04-12 | 6 W vincent Ave. |  | 0-150 | PSI |  | 4 SPLASHPROOF | Y | 4-20MA | AW |  |  | LEVEL TX
5220200 | UNKNOWN |  |  |  | GARD Level Transducer /XMTR | NJOS | 6 | NJOSW-WW-GARD. | P201 | INSV | INST | HEIMER | 2016-07-15 | 700 Gardens Pkwy |  | 0-12' | FT H20 | N | 4 SPLASHPROOF | Y | 4-20MA | AW |  |  | CURRENT TX
5230339 | FOXBORO |  |  |  | UTTK Tank Level /XMTR | NJCM | 6 | NJCM-UT-UTTK. | P201 | INSV | INST | HEIMER | 2017-02-10 | 2087 RT US 9 SO |  |  | FEET | Y | 4X STAINLESS SPLASHPROOF | Y | 4-20MA | AW |  |  | LEVEL TX

## Battery
Equipment | Manufacturer | Function class | Inventory no. | Position | Description | AuthorizGroup | EquipCategory | Functional Loc. | Planning plant | User status | System status | Created by | Created on | Street | Size/dimens. | #Batteries in Bank | Amp Hours ea | Bat-Cell Type | Battery Type | Cold Cranking Amps e | Owned By | Special Mtn Note | Special Mtn Note Det | Volt Rating
5132443 | EXIDE |  |  |  | ST27 GENERATOR /BATT | NJCM | E | NJCM-OC-ST27. | P201 | INSV | INST | HUSSAARM | 2013-10-13 | 2661 WEST AVE |  | 1 EA |  | WET | MAINTENANCE FREE BATT | 800.0 A | AW |  |  | 12V
5132447 | UNKNOWN |  |  |  | STR3 GENERATOR /BATT | NJCM | E | NJCM-OC-STR3. | P201 | INSV | INST | HUSSAARM | 2013-10-13 | 248 WEST AVE |  |  |  |  | MAINTENANCE FREE BATT |  | AW

## Battery Charger
Equipment | Manufacturer | Function class | Inventory no. | Position | Description | AuthorizGroup | EquipCategory | Functional Loc. | Planning plant | User status | System status | Created by | Created on | Street | Size/dimens. | Amp Rating | Battery Charger Type | Owned By | Special Mtn Note | Special Mtn Note Det | Volt Rating
5132445 | UNKNOWN |  |  |  | ST27 GENERATOR /BATTCHGR | NJCM | E | NJCM-OC-ST27. | P201 | INSV | INST | HUSSAARM | 2013-10-13 | 2661 WEST AVE |  | 0.00 A | FIXED VOLTAGE CHARGER | AW
5132449 | UNKNOWN |  |  |  | STR3 GENERATOR /BATTCHGR | NJCM | E | NJCM-OC-STR3. | P201 | INSV | INST | HUSSAARM | 2013-10-13 | 248 WEST AVE |  | 0.00 A | FIXED VOLTAGE CHARGER | AW

## Chemical Piping
Equipment | Manufacturer | Function class | Inventory no. | Position | Description | AuthorizGroup | EquipCategory | Functional Loc. | Planning plant | User status | System status | Created by | Created on | Street | Size/dimens. | Application | Chemical Piping Type | Chm-Dosing Control | Chm-Feed Rate | Chm-Feed Rate UOM | Chm-Material | Owned By | Special Mtn Note | Special Mtn Note Det
5088281 | UNKNOWN |  | NJFR-11-CFLQ-3 |  | GROV-CAUS Piping /CHEM-PIP | NJAC | C | NJAC-Z1-GROV.-CAUS | P201 | OOS | INAC INST | HUSSAARM | 2013-10-12 | 680 W MARYLAND AVE |  | SODIUM HYDROXIDE | LIQUID |  |  |  | PLASTIC | AW
5087601 | UNKNOWN |  | NJFR-22-CFLQ-2 |  | FIRE-PHOS Piping /CHEM-PIP | NJAC | C | NJAC-Z1-FIRE.-PHOS | P201 | INSV | INST | HUSSAARM | 2013-10-12 | 3226 FIRE RD |  | MISC CORROSION INHIB | LIQUID |  | 0.000 UN |  | PLASTIC | AW
5087116 | UNKNOWN |  | NJFR-22-CFLQ-1 |  | FIRE-HYPO Piping /CHEM-PIP | NJAC | C | NJAC-Z1-FIRE.-HYPO | P201 | INSV | INST | HUSSAARM | 2013-10-12 | 3226 FIRE RD |  | SODIUM HYPOCHLORITE | LIQUID |  | 0.000 UN |  | PLASTIC | AW
5086538 | UNKNOWN |  | NJFR-22-CFLQ-3 |  | FIRE-CAUS Piping /CHEM-PIP | NJAC | C | NJAC-Z1-FIRE.-CAUS | P201 | INSV | INST | HUSSAARM | 2013-10-12 | 3226 FIRE RD |  | SODIUM HYDROXIDE | LIQUID |  | 0.000 UN |  | PLASTIC | AW
5085988 | UNKNOWN |  | NJFR-26-CFLQ-3 |  | ECRT-CAUS Piping /CHEM-PIP | NJAC | C | NJAC-Z1-ECRT.-CAUS | P201 | OOS | INAC INST | HUSSAARM | 2013-10-12 | 554 SCARBOROUGH DRIVE |  | SODIUM HYDROXIDE | LIQUID |  | 0.000 UN |  | PLASTIC | AW
5085738 | UNKNOWN |  | NJFR-26-CFLQ-2 |  | ECRT-PHOS Piping /CHEM-PIP | NJAC | C | NJAC-Z1-ECRT.-PHOS | P201 | OOS | INAC INST | HUSSAARM | 2013-10-12 | 554 SCARBOROUGH DRIVE |  | MISC CORROSION INHIB | LIQUID |  | 0.000 UN |  | PLASTIC | AW
5085302 | UNKNOWN |  | NJFR-26-CFLQ-1 |  | ECRT-HYPO Piping /CHEM-PIP | NJAC | C | NJAC-Z1-ECRT.-HYPO | P201 | OOS | INAC INST | HUSSAARM | 2013-10-12 | 554 SCARBOROUGH DRIVE |  | SODIUM HYPOCHLORITE | LIQUID |  | 0.000 UN |  | PLASTIC | AW
5084647 | UNKNOWN |  | NJFR-17-CFLQ-2 |  | DOBB-PHOS Piping /CHEM-PIP | NJAC | C | NJAC-Z1-DOBB.-PHOS | P201 | INSV | INST | HUSSAARM | 2013-10-12 | 1002 DOBBS AVE |  | MISC CORROSION INHIB | LIQUID |  | 0.000 UN |  | PLASTIC | AW
5083996 | UNKNOWN |  | NJFR-17-CFLQ-1 |  | DOBB-HYPO Piping Post /CHEM-PIP | NJAC | C | NJAC-Z1-DOBB.-HYPO | P201 | INSV | INST | HUSSAARM | 2013-10-12 | 1002 DOBBS AVE |  | SODIUM HYPOCHLORITE | LIQUID |  | 0.000 UN |  | PLASTIC | AW
5083635 | UNKNOWN |  | NJFR-17-CFLQ-3 |  | DOBB-CAUS Piping /CHEM-PIP | NJAC | C | NJAC-Z1-DOBB.-CAUS | P201 | INSV | INST | HUSSAARM | 2013-10-12 | 1002 DOBBS AVE |  | SODIUM HYDROXIDE | LIQUID |  | 0.000 UN |  | PLASTIC | AW
5082773 | UNKNOWN |  | NJFR-53-CFLQ-1 |  | CRIS-HYPO Piping /CHEM-PIP | NJAC | C | NJAC-Z1-CRIS.-HYPO | P201 | INSV | INST | HUSSAARM | 2013-10-12 | 452 CHRIS GAUPP DR |  | SODIUM HYPOCHLORITE | LIQUID |  | 0.000 UN |  | PLASTIC | AW
5082536 | UNKNOWN |  | NJFR-53-CFLQ-2 |  | CRIS-PHOS Piping /CHEM-PIP | NJAC | C | NJAC-Z1-CRIS.-PHOS | P201 | INSV | INST | HUSSAARM | 2013-10-12 | 452 CHRIS GAUPP DR |  | MISC CORROSION INHIB | LIQUID |  | 0.000 UN |  | PLASTIC | AW
5082113 | UNKNOWN |  | NJFR-23-CFLQ-3 |  | BARG-PHOS Piping /CHEM-PIP | NJAC | C | NJAC-Z1-BARG.-PHOS | P201 | INSV | INST | HUSSAARM | 2013-10-12 | 6707 MILL ROAD |  | MISC CORROSION INHIB | LIQUID |  | 0.000 UN |  | PLASTIC | AW
5081594 | UNKNOWN |  | NJFR-23-CFLQ-2 |  | BARG-HYPO Piping /CHEM-PIP | NJAC | C | NJAC-Z1-BARG.-HYPO | P201 | INSV | INST | HUSSAARM | 2013-10-12 | 6707 MILL ROAD |  | SODIUM HYPOCHLORITE | LIQUID |  | 0.000 UN |  | PLASTIC | AW
5125928 | UNKNOWN |  | NJFR-55-CFLQ-1 |  | WRAS-HYPO Piping /CHEM-PIP | NJAC | C | NJAC-Z1-WRAS.-HYPO | P201 | INSV | INST | HUSSAARM | 2013-10-13 | 218 E. WALDEN WAY |  | SODIUM HYPOCHLORITE | LIQUID |  | 0.000 UN |  | PLASTIC | AW
5125920 | UNKNOWN |  | NJFR-55-CFLQ-2 |  | WRAS-PHOS Piping /CHEM-PIP | NJAC | C | NJAC-Z1-WRAS.-PHOS | P201 | INSV | INST | HUSSAARM | 2013-10-13 | 218 E. WALDEN WAY |  | MISC CORROSION INHIB | LIQUID |  | 0.000 UN |  | PLASTIC | AW
5124285 | UNKNOWN |  | NJFR-55-CFLQ-3 |  | WRAS-LIME Piping /CHEM-PIP | NJAC | C | NJAC-Z1-WRAS.-LIME | P201 | INSV | INST | HUSSAARM | 2013-10-13 | 218 E. WALDEN WAY |  | LIME (HYDRATED) | LIQUID |  | 0.000 UN |  | PLASTIC | AW
5122930 | UNKNOWN |  | NJFR-19-CFLQ-2 |  | WOOD-PHOS Piping /CHEM-PIP | NJAC | C | NJAC-Z1-WOOD.-PHOS | P201 | INSV | INST | HUSSAARM | 2013-10-13 | 746 BLOCK OF WOODLAND AVE. |  | MISC CORROSION INHIB | LIQUID |  | 0.000 UN |  | PLASTIC | AW
5118173 | UNKNOWN |  | NJFR-19-CFLQ-1 |  | WOOD-HYPO Piping /CHEM-PIP | NJAC | C | NJAC-Z1-WOOD.-HYPO | P201 | INSV | INST | HUSSAARM | 2013-10-13 | 746 BLOCK OF WOODLAND AVE. |  | SODIUM HYPOCHLORITE | LIQUID |  | 0.000 UN |  | PLASTIC | AW
5118113 | UNKNOWN |  | NJFR-19-CFLQ-3 |  | WOOD-CAUS Piping /CHEM-PIP | NJAC | C | NJAC-Z1-WOOD.-CAUS | P201 | INSV | INST | HUSSAARM | 2013-10-13 | 746 BLOCK OF WOODLAND AVE. |  | SODIUM HYDROXIDE | LIQUID |  | 0.000 UN |  | PLASTIC | AW
5115675 | UNKNOWN |  | NJFR-31-CFLQ-1 |  | TILT-HYPO Piping Pre /CHEM-PIP | NJAC | C | NJAC-Z1-TILT.-HYPO | P201 | INSV | INST | HUSSAARM | 2013-10-13 | 2580 TILTON RD |  | SODIUM HYPOCHLORITE | LIQUID | FLOW PACING | 0.000 UN |  | PLASTIC | AW
5114623 | UNKNOWN |  | NJFR-31-CFLQ-2 |  | TILT-PHOS Piping /CHEM-PIP | NJAC | C | NJAC-Z1-TILT.-PHOS | P201 | INSV | INST | HUSSAARM | 2013-10-13 | 2580 TILTON RD |  | MISC CORROSION INHIB | LIQUID | FLOW PACING | 0.000 UN |  | PLASTIC | AW
5113155 | UNKNOWN |  | NJFR-25-CFLQ-3 |  | SPRC-HYPO Piping /CHEM-PIP | NJAC | C | NJAC-Z1-SPRC.-HYPO | P201 | INSV | INST | HUSSAARM | 2013-10-13 | 5055 SPRUCE AVE |  | SODIUM HYPOCHLORITE | LIQUID |  | 0.000 UN |  | PLASTIC | AW
5111729 | UNKNOWN |  | NJFR-25-CFLQ-5 |  | SPRC-CAUS Piping /CHEM-PIP | NJAC | C | NJAC-Z1-SPRC.-CAUS | P201 | INSV | INST | HUSSAARM | 2013-10-13 | 5055 SPRUCE AVE |  | SODIUM HYDROXIDE | LIQUID |  | 0.000 UN |  | PLASTIC | AW
5110075 | UNKNOWN |  | NJFR-25-CFLQ-4 |  | SPRC-PHOS Piping /CHEM-PIP | NJAC | C | NJAC-Z1-SPRC.-PHOS | P201 | INSV | INST | HUSSAARM | 2013-10-13 | 5055 SPRUCE AVE |  | MISC CORROSION INHIB | LIQUID |  | 0.000 UN |  | PLASTIC | AW
5108868 | UNKNOWN |  | NJFR-14-CFLQ-3 |  | SLIN-CAUS Piping /CHEM-PIP | NJAC | C | NJAC-Z1-SLIN.-CAUS | P201 | INSV | INST | HUSSAARM | 2013-10-13 | 313 KIRKLIN AVE |  | SODIUM HYDROXIDE | LIQUID |  |  |  | PLASTIC | AW
5107543 | UNKNOWN |  | NJFR-14-CFLQ-2 |  | SLIN-PHOS Piping /CHEM-PIP | NJAC | C | NJAC-Z1-SLIN.-PHOS | P201 | INSV | INST | HUSSAARM | 2013-10-13 | 313 KIRKLIN AVE |  | MISC CORROSION INHIB | LIQUID |  |  |  | PLASTIC | AW
5105684 | UNKNOWN |  | NJFR-14-CFLQ-1 |  | SLIN-HYPO Piping /CHEM-PIP | NJAC | C | NJAC-Z1-SLIN.-HYPO | P201 | INSV | INST | HUSSAARM | 2013-10-13 | 313 KIRKLIN AVE |  | SODIUM HYPOCHLORITE | LIQUID |  |  |  | PLASTIC | AW
5102422 | UNKNOWN |  | NJFR-30-CFLQ-6 |  | SMFP-HYPO Piping Post /CHEM-PIP | NJAC | C | NJAC-Z1-SMFP.-HYPO | P201 | INSV | INST | HUSSAARM | 2013-10-13 | 525 E MOSS MILL ROAD |  | SODIUM HYPOCHLORITE | LIQUID |  | 0.000 UN |  | PLASTIC | AW
5101494 | UNKNOWN |  | NJFR-30-CFLQ-8 |  | SMFP-CAUS Piping Pre /CHEM-PIP | NJAC | C | NJAC-Z1-SMFP.-CAUS | P201 | INSV | INST | HUSSAARM | 2013-10-13 | 525 E MOSS MILL ROAD |  | SODIUM HYDROXIDE | LIQUID |  | 0.000 UN |  | PLASTIC | AW
5100659 | UNKNOWN |  | NJFR-30-CFLQ-5 |  | SMFP-HYPO Piping Pre /CHEM-PIP | NJAC | C | NJAC-Z1-SMFP.-HYPO | P201 | INSV | INST | HUSSAARM | 2013-10-13 | 525 E MOSS MILL ROAD |  | SODIUM HYPOCHLORITE | LIQUID | FLOW PACING | 0.000 UN |  | PLASTIC | AW
5099723 | UNKNOWN |  | NJFR-30-CFLQ-7 |  | SMFP-PHOS Piping /CHEM-PIP | NJAC | C | NJAC-Z1-SMFP.-PHOS | P201 | INSV | INST | HUSSAARM | 2013-10-13 | 525 E MOSS MILL ROAD |  | MISC CORROSION INHIB | LIQUID | FLOW PACING | 0.000 UN |  | PLASTIC | AW
5125947 | UNKNOWN |  |  |  | SWFT-HYPO Piping /CHEM-PIP | NJAC | C | NJAC-Z1-SWFT.-HYPO | P201 | INSV | INST | HUSSAARM | 2013-10-13 | 11 SWIFT AVE |  | SODIUM HYPOCHLORITE | LIQUID | FLOW PACING | 0.000 UN |  | PLASTIC | AW
5125978 | UNKNOWN |  |  |  | SWFT-PHOS Piping /CHEM-PIP | NJAC | C | NJAC-Z1-SWFT.-PHOS | P201 | INSV | INST | HUSSAARM | 2013-10-13 | 11 SWIFT AVE |  | MISC CORROSION INHIB | LIQUID | FLOW PACING | 0.000 UN |  | PLASTIC | AW
5131303 | UNKNOWN |  |  |  | SWFT-CAUS Piping /CHEM-PIP | NJAC | C | NJAC-Z1-SWFT.-CAUS | P201 | INSV | INST | HUSSAARM | 2013-10-13 | 11 SWIFT AVE |  | SODIUM HYDROXIDE | LIQUID | FLOW PACING | 0.000 UN |  | PLASTIC | AW
5132484 | UNKNOWN |  |  |  | ST27-PHOS Piping /CHEM-PIP | NJCM | C | NJCM-OC-ST27.-PHOS | P201 | INSV | INST | HUSSAARM | 2013-10-13 | 2661 WEST AVE |  | ZINC ORTHOPHOSPHATE | LIQUID |  | 0.000 UN |  |  | AW
5132486 | UNKNOWN |  |  |  | ST27-HYPO Piping /CHEM-PIP | NJCM | C | NJCM-OC-ST27.-HYPO | P201 | INSV | INST | HUSSAARM | 2013-10-13 | 2661 WEST AVE |  | SODIUM HYPOCHLORITE | LIQUID |  | 0.000 UN |  |  | AW
5132488 | UNKNOWN |  |  |  | STR3-HYPO Piping /CHEM-PIP | NJCM | C | NJCM-OC-STR3.-HYPO | P201 | INSV | INST | HUSSAARM | 2013-10-13 | 248 WEST AVE |  | SODIUM HYPOCHLORITE | LIQUID |  | 0.000 UN |  |  | AW
5132490 | UNKNOWN |  |  |  | STR3-PHOS Piping /CHEM-PIP | NJCM | C | NJCM-OC-STR3.-PHOS | P201 | INSV | INST | HUSSAARM | 2013-10-13 | 248 WEST AVE |  | ZINC ORTHOPHOSPHATE | LIQUID |  | 0.000 UN |  |  | AW
5158789 | UNKNOWN |  | NJFR-30-CFLQ-8 |  | SMFP-CAUS Piping ASR INJ /CHEM-PIP | NJAC | C | NJAC-Z1-SMFP.-CAUS | P201 | INSV | INST | HUSSAARM | 2013-10-13 | 525 E MOSS MILL ROAD |  | SODIUM HYDROXIDE | LIQUID |  | 0.000 UN |  | PLASTIC | AW
5158791 | UNKNOWN |  | NJFR-30-CFLQ-8 |  | SMFP-CAUS Piping Post /CHEM-PIP | NJAC | C | NJAC-Z1-SMFP.-CAUS | P201 | INSV | INST | HUSSAARM | 2013-10-13 | 525 E MOSS MILL ROAD |  | SODIUM HYDROXIDE | LIQUID |  | 0.000 UN |  | PLASTIC | AW
5159065 | UNKNOWN |  | NJFR-30-CFLQ-8 |  | TILT-CAUS Piping Pre /CHEM-PIP | NJAC | C | NJAC-Z1-TILT.-CAUS | P201 | INSV | INST | HUSSAARM | 2013-10-13 | 2580 TILTON RD |  | SODIUM HYDROXIDE | LIQUID |  | 0.000 UN |  | PLASTIC | AW
5159067 | UNKNOWN |  | NJFR-30-CFLQ-8 |  | TILT-CAUS Piping Post /CHEM-PIP | NJAC | C | NJAC-Z1-TILT.-CAUS | P201 | INSV | INST | HUSSAARM | 2013-10-13 | 2580 TILTON RD |  | SODIUM HYDROXIDE | LIQUID |  | 0.000 UN |  | PLASTIC | AW
5159069 | UNKNOWN |  | NJFR-31-CFLQ-1 |  | TILT-HYPO Piping Post /CHEM-PIP | NJAC | C | NJAC-Z1-TILT.-HYPO | P201 | INSV | INST | HUSSAARM | 2013-10-13 | 2580 TILTON RD |  | SODIUM HYPOCHLORITE | LIQUID | FLOW PACING | 0.000 UN |  | PLASTIC | AW
5167376 | UNKNOWN |  | NJFR-20-CFLQ-8 |  | ABSC-PHOS Piping /CHEM-PIP | NJAC | C | NJAC-Z1-ABSC.-PHOS | P201 | OOS | INST | HUSSAARM | 2013-10-13 | 534 NEW JERSEY AVE |  | MISC CORROSION INHIB | LIQUID |  | 0.000 UN |  | PLASTIC | AW
5168319 | UNKNOWN |  | NJFR-20-CFLQ-6 |  | ABSC-HYPO Piping /CHEM-PIP | NJAC | C | NJAC-Z1-ABSC.-HYPO | P201 | OOS | INST | HUSSAARM | 2013-10-13 | 534 NEW JERSEY AVE |  | SODIUM HYPOCHLORITE | LIQUID |  | 0.000 UN |  | PLASTIC | AW
5168325 | UNKNOWN |  | NJFR-20-CFLQ-5 |  | ABSC-CAUS Piping /CHEM-PIP | NJAC | C | NJAC-Z1-ABSC.-CAUS | P201 | OOS | INAC INST | HUSSAARM | 2013-10-13 | 534 NEW JERSEY AVE |  | SODIUM HYDROXIDE | LIQUID |  | 0.000 UN |  | PLASTIC | AW
5168327 | UNKNOWN |  | NJFR-23-CFLQ-1 |  | BARG-CAUS Piping /CHEM-PIP | NJAC | C | NJAC-Z1-BARG.-CAUS | P201 | INSV | INST | HUSSAARM | 2013-10-13 | 6707 MILL ROAD |  | SODIUM HYDROXIDE | LIQUID |  | 0.000 UN |  | PLASTIC | AW
5169369 | UNKNOWN |  | NJFR-13-CFLQ-1 |  | MILL-HYPO Piping Pre /CHEM-PIP | NJAC | C | NJAC-Z1-MILL.-HYPO | P201 | INSV | INST | HUSSAARM | 2013-10-13 | 100 MILL ROAD |  | SODIUM HYPOCHLORITE | LIQUID |  | 0.000 UN |  | PLASTIC | AW
5169370 | UNKNOWN |  | NJFR-17-CFLQ-1 |  | DOBB-HYPO Piping Pre /CHEM-PIP | NJAC | C | NJAC-Z1-DOBB.-HYPO | P201 | INSV | INST | HUSSAARM | 2013-10-13 | 1002 DOBBS AVE |  | SODIUM HYPOCHLORITE | LIQUID |  | 0.000 UN |  | PLASTIC | AW
5099264 | UNKNOWN |  |  |  | STRM Piping Phosphate Well #2 /CHEM-PIP | NJCM | C | NJCM-SM-STRM. | P201 | INSV | INST | HUSSAARM | 2013-10-13 | 6 W VINCENT AVE |  | MISC CORROSION INHIB | LIQUID |  | 0.000 UN |  |  | AW
5088701 | UNKNOWN |  | NJFR-11-CFLQ-1 |  | GROV-HYPO Piping /CHEM-PIP | NJAC | C | NJAC-Z1-GROV.-HYPO | P201 | OOS | INAC INST | HUSSAARM | 2013-10-13 | 680 W MARYLAND AVE |  | SODIUM HYPOCHLORITE | LIQUID |  |  |  | PLASTIC | AW
5089009 | UNKNOWN |  | NJFR-11-CFLQ-2 |  | GROV-PHOS Piping /CHEM-PIP | NJAC | C | NJAC-Z1-GROV.-PHOS | P201 | OOS | INAC INST | HUSSAARM | 2013-10-13 | 680 W MARYLAND AVE |  | MISC CORROSION INHIB | LIQUID |  |  |  | PLASTIC | AW
5089436 | UNKNOWN |  | NJFR-41-CFLQ-3 |  | MART-CAUS Piping /CHEM-PIP | NJAC | C | NJAC-Z1-MART.-CAUS | P201 | INSV | INST | HUSSAARM | 2013-10-13 | 107 MARTIN AVE |  | SODIUM HYDROXIDE | LIQUID |  | 0.000 UN |  | PLASTIC | AW
5089955 | UNKNOWN |  | NJFR-41-CFLQ-1 |  | MART-HYPO Piping /CHEM-PIP | NJAC | C | NJAC-Z1-MART.-HYPO | P201 | INSV | INST | HUSSAARM | 2013-10-13 | 107 MARTIN AVE |  | SODIUM HYPOCHLORITE | LIQUID |  | 0.000 UN |  | PLASTIC | AW
5090537 | UNKNOWN |  | NJFR-41-CFLQ-2 |  | MART-PHOS Piping /CHEM-PIP | NJAC | C | NJAC-Z1-MART.-PHOS | P201 | INSV | INST | HUSSAARM | 2013-10-13 | 107 MARTIN AVE |  | MISC CORROSION INHIB | LIQUID |  | 0.000 UN |  | PLASTIC | AW
5091156 | UNKNOWN |  | NJFR-13-CFLQ-3 |  | MILL-CAUS Piping /CHEM-PIP | NJAC | C | NJAC-Z1-MILL.-CAUS | P201 | INSV | INST | HUSSAARM | 2013-10-13 | 100 MILL ROAD |  | SODIUM HYDROXIDE | LIQUID |  | 0.000 UN |  | PLASTIC | AW
5092042 | UNKNOWN |  | NJFR-13-CFLQ-2 |  | MILL-PHOS Piping /CHEM-PIP | NJAC | C | NJAC-Z1-MILL.-PHOS | P201 | INSV | INST | HUSSAARM | 2013-10-13 | 100 MILL ROAD |  | MISC CORROSION INHIB | LIQUID |  | 0.000 UN |  | PLASTIC | AW
5093402 | UNKNOWN |  | NJFR-13-CFLQ-1 |  | MILL-HYPO Piping Post /CHEM-PIP | NJAC | C | NJAC-Z1-MILL.-HYPO | P201 | INSV | INST | HUSSAARM | 2013-10-13 | 100 MILL ROAD |  | SODIUM HYPOCHLORITE | LIQUID |  | 0.000 UN |  | PLASTIC | AW
5093495 | UNKNOWN |  | NJFR-15-CFLQ-2 |  | NLIN-PHOS Piping /CHEM-PIP | NJAC | C | NJAC-Z1-NLIN.-PHOS | P201 | INSV | INST | HUSSAARM | 2013-10-13 | 605 NEW ROAD |  | MISC CORROSION INHIB | LIQUID |  | 0.000 UN |  | PLASTIC | AW
5094749 | UNKNOWN |  | NJFR-15-CFLQ-3 |  | NLIN-CAUS Piping /CHEM-PIP | NJAC | C | NJAC-Z1-NLIN.-CAUS | P201 | INSV | INST | HUSSAARM | 2013-10-13 | 605 NEW ROAD |  | SODIUM HYDROXIDE | LIQUID |  | 0.000 UN |  | PLASTIC | AW
5095776 | UNKNOWN |  | NJFR-15-CFLQ-1 |  | NLIN-HYPO Piping /CHEM-PIP | NJAC | C | NJAC-Z1-NLIN.-HYPO | P201 | INSV | INST | HUSSAARM | 2013-10-13 | 605 NEW ROAD |  | SODIUM HYPOCHLORITE | LIQUID |  | 0.000 UN |  | PLASTIC | AW
5096336 | UNKNOWN |  | NJFR-57-CFLQ-3 |  | OAKS-CAUS Piping /CHEM-PIP | NJAC | C | NJAC-Z1-OAKS.-CAUS | P201 | INSV | INST | HUSSAARM | 2013-10-13 | 267 W. JIMMIE LEEDS ROAD |  | SODIUM HYDROXIDE | LIQUID |  | 0.000 UN |  | PLASTIC | AW
5096339 | UNKNOWN |  | NJFR-57-CFLQ-2 |  | OAKS-PHOS Piping /CHEM-PIP | NJAC | C | NJAC-Z1-OAKS.-PHOS | P201 | INSV | INST | HUSSAARM | 2013-10-13 | 267 W. JIMMIE LEEDS ROAD |  | MISC CORROSION INHIB | LIQUID |  | 0.000 UN |  | PLASTIC | AW
5096373 | UNKNOWN |  | NJFR-57-CFLQ-1 |  | OAKS-HYPO Piping /CHEM-PIP | NJAC | C | NJAC-Z1-OAKS.-HYPO | P201 | INSV | INST | HUSSAARM | 2013-10-13 | 267 W. JIMMIE LEEDS ROAD |  | SODIUM HYPOCHLORITE | LIQUID |  | 0.000 UN |  | PLASTIC | AW
5099238 | UNKNOWN |  | NJFR-6-CFLQ-2 |  | ST11-PHOS Piping /CHEM-PIP | NJCM | C | NJCM-OC-ST11.-PHOS | P201 | INSV | INST | HUSSAARM | 2013-10-13 | 1108 WEST AVE |  | MISC CORROSION INHIB | LIQUID |  | 0.000 UN |  | PLASTIC | AW
5099239 | UNKNOWN |  | NJFR-6-CFLQ-1 |  | ST11-HYPO Piping Hypo Well #8 /CHEM-PIP | NJCM | C | NJCM-OC-ST11.-HYPO | P201 | INSV | INST | HUSSAARM | 2013-10-13 | 1108 WEST AVE |  | SODIUM HYPOCHLORITE | LIQUID |  | 0.000 UN |  | PLASTIC | AW
5099240 | UNKNOWN |  | NJFR-32-CFLQ-1 |  | ST20-HYPO Piping /CHEM-PIP | NJCM | C | NJCM-OC-ST20.-HYPO | P201 | INSV | INST | HUSSAARM | 2013-10-13 | 2027 HAVEN AVE |  | SODIUM HYPOCHLORITE | LIQUID |  | 0.000 UN |  | PLASTIC | AW
5099241 | UNKNOWN |  | NJFR-32-CFLQ-2 |  | ST20-PHOS Piping /CHEM-PIP | NJCM | C | NJCM-OC-ST20.-PHOS | P201 | INSV | INST | HUSSAARM | 2013-10-13 | 2027 HAVEN AVE |  | MISC CORROSION INHIB | LIQUID |  | 0.000 UN |  | PLASTIC | AW
5099263 | UNKNOWN |  | NJFR-54-CFLQ-3 |  | MAIN-PHOS Piping /CHEM-PIP | NJCM | C | NJCM-MT-MAIN.-PHOS | P201 | INSV | INST | HUSSAARM | 2013-10-13 | 412 N ROUTE 9 |  | MISC CORROSION INHIB | LIQUID |  | 0.000 UN |  | PLASTIC | AW
5099262 | UNKNOWN |  | NJFR-54-CFLQ-6 |  | MAIN-HYPO Piping /CHEM-PIP | NJCM | C | NJCM-MT-MAIN.-HYPO | P201 | INSV | INST | HUSSAARM | 2013-10-13 | 412 N ROUTE 9 |  |  | LIQUID |  | 0.000 UN |  |  | AW
5099260 | UNKNOWN |  | NJFR-1-CFLQ-1 |  | HAND-HYPO Piping /CHEM-PIP | NJCM | C | NJCM-MT-HAND.-HYPO | P201 | INSV | INST | HUSSAARM | 2013-10-13 | 205 MECHANIC ST |  | SODIUM HYPOCHLORITE | LIQUID |  | 0.000 UN |  | PLASTIC | AW
5099258 | UNKNOWN |  | NJFR-1-CFLQ-2 |  | HAND-PHOS Piping /CHEM-PIP | NJCM | C | NJCM-MT-HAND.-PHOS | P201 | INSV | INST | HUSSAARM | 2013-10-13 | 205 MECHANIC ST |  | MISC CORROSION INHIB | LIQUID |  | 0.000 UN |  | PLASTIC | AW
5099257 | UNKNOWN |  | NJFR-37-CFLQ-1 |  | LAKE-PHOS Piping /CHEM-PIP | NJCM | C | NJCM-MT-LAKE.-PHOS | P201 | INSV | INST | HUSSAARM | 2013-10-13 | 1390 ROUTE 9 SOUTH |  | MISC CORROSION INHIB | LIQUID |  | 0.000 UN |  | PLASTIC | AW
5099256 | UNKNOWN |  | NJFR-37-CFLQ-2 |  | LAKE-HYPO Piping /CHEM-PIP | NJCM | C | NJCM-MT-LAKE.-HYPO | P201 | INSV | INST | HUSSAARM | 2013-10-13 | 1390 ROUTE 9 SOUTH |  | SODIUM HYPOCHLORITE | LIQUID |  | 0.000 UN |  | PLASTIC | AW
5099255 | UNKNOWN |  | NJFR-8-CFLQ-5 |  | STRM-PHOS Piping /CHEM-PIP | NJCM | C | NJCM-SM-STRM.-PHOS | P201 | INSV | INST | HUSSAARM | 2013-10-13 | 6 W VINCENT AVE |  | MISC CORROSION INHIB | LIQUID |  | 0.000 UN |  | PLASTIC | AW
5099254 | UNKNOWN |  | NJFR-8-CFLQ-6 |  | STRM-HYPO Piping /CHEM-PIP | NJCM | C | NJCM-SM-STRM.-HYPO | P201 | INSV | INST | HUSSAARM | 2013-10-13 | 6 W VINCENT AVE |  | SODIUM HYPOCHLORITE | LIQUID |  | 0.000 UN |  | PLASTIC | AW
5099253 | UNKNOWN |  | NJFR-2-CFLQ-2 |  | WSTA-PHOS Piping /CHEM-PIP | NJCM | C | NJCM-OC-WSTA.-PHOS | P201 | INSV | INST | HUSSAARM | 2013-10-13 | 66 W STATION RD |  | MISC CORROSION INHIB | LIQUID |  | 0.000 UN |  | PLASTIC | AW
5099252 | UNKNOWN |  | NJFR-2-CFLQ-1 |  | WSTA-HYPO Piping /CHEM-PIP | NJCM | C | NJCM-OC-WSTA.-HYPO | P201 | INSV | INST | HUSSAARM | 2013-10-13 | 66 W STATION RD |  | SODIUM HYPOCHLORITE | LIQUID |  | 0.000 UN |  | PLASTIC | AW
5099251 | UNKNOWN |  | NJFR-52-CFLQ-2 |  | STGE-PHOS Piping /CHEM-PIP | NJCM | C | NJCM-UT-STGE.-PHOS | P201 | INSV | INST | HUSSAARM | 2013-10-13 | 110 OLD STAGECOACH RD |  | MISC CORROSION INHIB | LIQUID |  | 0.000 UN |  | PLASTIC | AW
5099250 | UNKNOWN |  | NJFR-52-CFLQ-1 |  | STGE-HYPO Piping /CHEM-PIP | NJCM | C | NJCM-UT-STGE.-HYPO | P201 | INSV | INST | HUSSAARM | 2013-10-13 | 110 OLD STAGECOACH RD |  | SODIUM HYPOCHLORITE | LIQUID |  | 0.000 UN |  | PLASTIC | AW
5099248 | UNKNOWN |  | NJFR-3-CFLQ-1 |  | NORT-HYPO Piping Hypo /CHEM-PIP | NJCM | C | NJCM-OC-NORT.-HYPO | P201 | INSV | INST | HUSSAARM | 2013-10-13 | 734 BATTERSEA RD |  | SODIUM HYPOCHLORITE | LIQUID |  | 0.000 UN |  | PLASTIC | AW
5099247 | UNKNOWN |  | NJFR-3-CFLQ-2 |  | NORT-PHOS Piping /CHEM-PIP | NJCM | C | NJCM-OC-NORT.-PHOS | P201 | INSV | INST | HUSSAARM | 2013-10-13 | 734 BATTERSEA RD |  | MISC CORROSION INHIB | LIQUID |  | 0.000 UN |  | PLASTIC | AW
5099246 | UNKNOWN |  | NJFR-43-CFLQ-1 |  | ST52-HYPO Piping /CHEM-PIP | NJCM | C | NJCM-OC-ST52.-HYPO | P201 | INSV | INST | HUSSAARM | 2013-10-13 | 5161 ASBURY AVE |  | SODIUM HYPOCHLORITE | LIQUID |  | 0.000 UN |  | PLASTIC | AW
5099245 | UNKNOWN |  | NJFR-43-CFLQ-2 |  | ST52-PHOS Piping /CHEM-PIP | NJCM | C | NJCM-OC-ST52.-PHOS | P201 | INSV | INST | HUSSAARM | 2013-10-13 | 5161 ASBURY AVE |  | MISC CORROSION INHIB | LIQUID |  | 0.000 UN |  | PLASTIC | AW
5099244 | UNKNOWN |  | NJFR-40-CFLQ-1 |  | ST35-HYPO Piping /CHEM-PIP | NJCM | C | NJCM-OC-ST35.-HYPO | P201 | INSV | INST | HUSSAARM | 2013-10-13 | 3501 ASBURY AVE |  | SODIUM HYPOCHLORITE | LIQUID |  | 0.000 UN |  | PLASTIC | AW
5099243 | UNKNOWN |  | NJFR-40-CFLQ-2 |  | ST35-PHOS Piping /CHEM-PIP | NJCM | C | NJCM-OC-ST35.-PHOS | P201 | INSV | INST | HUSSAARM | 2013-10-13 | 3501 ASBURY AVE |  | MISC CORROSION INHIB | LIQUID |  | 0.000 UN |  | PLASTIC | AW
5190603 | UNKNOWN |  |  |  | ABSC-PHOS PIPING /CHEM-PIP | NJAC | C | NJAC-Z1-ABSC. | P201 | INSV | INST | HEIMER | 2014-08-25 | 534 New Jersey Ave |  | MISC CORROSION INHIB | LIQUID |  | 0.000 UN | GPD | PLASTIC | AW
5190305 | UNKNOWN |  | ID 9213 |  | ABSC-HYPO /CHEM-PRE#1-PIPE | NJAC | C | NJAC-Z1-ABSC.-HYPO | P201 | INSV | INST | HEIMER | 2014-09-15 | 534 New Jersey Ave |  | SODIUM HYPOCHLORITE | LIQUID |  | 0.000 UN | GPD | PLASTIC | AW
5190306 | UNKNOWN |  | ID 9214 |  | ABSC-HYPO /CHEM-PRE#2PIPE | NJAC | C | NJAC-Z1-ABSC.-HYPO | P201 | INSV | INST | HEIMER | 2014-09-15 | 534 New Jersey Ave |  | SODIUM HYPOCHLORITE | LIQUID |  | 0.000 UN | GPD | PLASTIC | AW
5190307 | UNKNOWN |  | ID 9215 |  | ABSC-HYPO /CHEM-POST /PIPE | NJAC | C | NJAC-Z1-ABSC.-HYPO | P201 | INSV | INST | HEIMER | 2014-09-15 | 534 New Jersey Ave |  | SODIUM HYPOCHLORITE | LIQUID |  | 0.000 UN | GPD | PLASTIC | AW
5190004 | UNKNOWN |  |  |  | ABSC-CAUS Piping /CHEM-PIP#2 | NJAC | 6 | NJAC-Z1-ABSC.-CAUS | P201 | INSV | INST | HEIMER | 2014-09-17 | 534 New Jersey Ave |  | SODIUM HYDROXIDE | LIQUID |  | 0.000 UN | GPD | PLASTIC | AW
5190542 | UNKNOWN |  |  |  | ABSC-CAUS Piping /CHEM-PIP#1 | NJAC | 6 | NJAC-Z1-ABSC.-CAUS | P201 | OOS | INAC INST | HEIMER | 2014-09-17 | 534 New Jersey Ave |  | SODIUM HYDROXIDE | LIQUID |  | 0.000 UN |  | PLASTIC | AW
5190549 | UNKNOWN |  |  |  | ABSC-CAUS Piping /CHEM-PIP #2 | NJAC | 6 | NJAC-Z1-ABSC.-CAUS | P201 | OOS | INAC INST | HEIMER | 2014-09-17 | 534 New Jersey Ave |  | SODIUM HYDROXIDE | LIQUID |  | 0.000 UN |  | PLASTIC | AW
5205504 | UNKNOWN |  |  |  | ABSC-CAUS Piping /CHEM-PIP#1 | NJAC | C | NJAC-Z1-ABSC.-CAUS | P201 | INSV | INST | FREEMAJ1 | 2015-08-17 | 534 New Jersey Ave |  | SODIUM HYDROXIDE | LIQUID |  | 0.000 UN |  | PLASTIC | AW
5205505 | UNKNOWN |  |  |  | ABSC-CAUS Piping /CHEM-PIP #2 | NJAC | C | NJAC-Z1-ABSC.-CAUS | P201 | INSV | INST | FREEMAJ1 | 2015-08-17 | 534 New Jersey Ave |  | SODIUM HYDROXIDE | LIQUID |  | 0.000 UN |  | PLASTIC | AW
5211905 | UNKNOWN |  |  |  | STGE-HYPO RECHLOR/CHEM-PIP | NJCM | C | NJCM-UT-STGE.-HYPO | P201 | INSV | INST | HEIMER | 2016-03-02 | 110 OLD STAGECOACH RD |  | SODIUM HYPOCHLORITE | LIQUID | FLOW PACING | 0.000 UN | GPD | PLASTIC | AW
5211906 | UNKNOWN |  |  |  | STGE-HYPO POST /CHEM-PIP | NJCM | C | NJCM-UT-STGE.-HYPO | P201 | INSV | INST | HEIMER | 2016-03-02 | 110 OLD STAGECOACH RD |  | SODIUM HYPOCHLORITE | LIQUID | FLOW PACING | 0.000 UN | GPD | PLASTIC | AW

## SCADA Radio
Equipment | Manufacturer | Function class | Inventory no. | Position | Description | AuthorizGroup | EquipCategory | Functional Loc. | Planning plant | User status | System status | Created by | Created on | Street | Size/dimens. | Annual Fee | Antenna Type | Application | Baud Rate | Communication Radio | Communication Type | FCC License# | Owned By | Power (watts) | Receive Frequency | Special Mtn Note | Special Mtn Note Det | Standby Power Type | Transmit Frequency
5081799 | MDS |  | NJFR-57-IRAD-1 |  | OAKS Station /COMMUNICATIONS | NJAC | 6 | NJAC-Z1-OAKS. | P201 | INSV | INST | HUSSAARM | 2013-10-12 | 267 W. JIMMIE LEEDS ROAD |  |  | YAGI | CONTROL AND DAQ | OTHER | COMM-RAD* | LICENSE RADIO |  | AW | 5.0 W | 928.63125 |  |  | BATTERY | 952.63125
5082194 | MDS |  | NJFR-30-IRAD-1 |  | SMFP Station /COMMUNICATIONS | NJAC | 6 | NJAC-Z1-SMFP. | P201 | INSV | INST | HUSSAARM | 2013-10-12 | 525 E MOSS MILL ROAD |  |  | YAGI | CONTROL AND DAQ | OTHER | COMM-RAD* | LICENSE RADIO |  | AW | 5.0 W | 928.63125 |  |  | GENERATOR | 952.63125
5082731 | MDS |  | NJFR-56-IRAD-1 |  | SMTK Tank /COMMUNICATIONS | NJAC | 6 | NJAC-Z1-SMTK. | P201 | INSV | INST | HUSSAARM | 2013-10-12 | 545 E QUAIL HILL BLVD |  |  | YAGI | CONTROL AND DAQ | OTHER | COMM-RAD* | LICENSE RADIO |  | AW | 5.0 W | 928.63125 |  |  | BATTERY | 952.63125
5083069 | MDS |  |  |  | SWFT Station /COMMUNICATIONS | NJAC | 6 | NJAC-Z1-SWFT. | P201 | INSV | INST | HUSSAARM | 2013-10-12 | 11 SWIFT AVE |  |  | YAGI | CONTROL AND DAQ | OTHER | COMM-RAD* | LICENSE RADIO |  | AW | 5.0 W | 928.63125 |  |  | GENERATOR | 952.63125
5083481 | MDS |  | NJFR-16-IRAD-1 |  | SOMR Tank /COMMUNICATIONS | NJAC | 6 | NJAC-Z1-SOMR. | P201 | INSV | INST | HUSSAARM | 2013-10-12 | 303 RHODE ISLAND AVE |  |  | YAGI | CONTROL AND DAQ | OTHER | COMM-RAD* | LICENSE RADIO |  | AW | 5.0 W | 928.63125 |  |  | BATTERY | 952.63125
5083625 | MDS |  | NJFR-14-IRAD-1 |  | SLIN Station /COMMUNICATIONS | NJAC | 6 | NJAC-Z1-SLIN. | P201 | OOS | INAC INST | HUSSAARM | 2013-10-12 | 313 KIRKLIN AVE |  |  | YAGI | CONTROL AND DAQ | OTHER | COMM-RAD* | LICENSE RADIO |  | AW | 5.0 W | 928.63125 |  |  | BATTERY | 952.63125
5083942 | MDS |  | NJFR-25-IRAD-1 |  | SPRC Station /COMMUNICATIONS | NJAC | 6 | NJAC-Z1-SPRC. | P201 | INSV | INST | HUSSAARM | 2013-10-12 | 5055 SPRUCE AVE |  |  | YAGI | CONTROL AND DAQ | OTHER | COMM-RAD* | LICENSE RADIO |  | AW | 5.0 W | 928.63125 |  |  | GENERATOR | 952.63125
5084291 | MDS |  | NJFR-31-IRAD-1 |  | TILT Station /COMMUNICATIONS | NJAC | 6 | NJAC-Z1-TILT. | P201 | INSV | INST | HUSSAARM | 2013-10-12 | 2580 TILTON RD |  |  | YAGI | CONTROL AND DAQ | OTHER | COMM-RAD* | LICENSE RADIO |  | AW | 5.0 W | 928.63125 |  |  | GENERATOR | 952.63125
5084940 | MDS |  | NJFR-19-IRAD-1 |  | WOOD Station /COMMUNICATIONS | NJAC | 6 | NJAC-Z1-WOOD. | P201 | INSV | INST | HUSSAARM | 2013-10-12 | 746 BLOCK OF WOODLAND AVE. |  |  | YAGI | CONTROL AND DAQ | OTHER | COMM-RAD* | LICENSE RADIO |  | AW | 5.0 W | 928.63125 |  |  | BATTERY | 952.63125
5085324 | MDS |  | NJFR-55-IRAD-1 |  | WRAS Station /COMMUNICATIONS | NJAC | 6 | NJAC-Z1-WRAS. | P201 | INSV | INST | HUSSAARM | 2013-10-12 | 187 S THOREAU TER |  |  | YAGI | CONTROL AND DAQ | OTHER | COMM-RAD* | LICENSE RADIO |  | AW | 5.0 W | 928.63125 |  |  | GENERATOR | 952.63125
5085741 | MDS |  |  |  | WRAT Tank /COMMUNICATIONS | NJAC | 6 | NJAC-Z1-WRAT. | P201 | INSV | INST | HUSSAARM | 2013-10-12 | 120 E COLLINS ROAD |  |  | YAGI | CONTROL AND DAQ | OTHER | COMM-RAD* | LICENSE RADIO |  | AW | 5.0 W | 928.63125 |  |  | BATTERY | 952.63125
5100896 | MDS |  | NJFR-58-IRAD-1 |  | MPRK RTU Radio /COMMUNICATIONS | NJOS | 6 | NJOSW-WW-MPRK. | P201 | INSV | INST | HUSSAARM | 2013-10-13 | OXFORD LANE |  |  | YAGI | CONTROL AND DAQ | OTHER | COMM-RAD* | NONLICENSE RADIO |  | AW | 5.0 W |  |  |  | BATTERY
5100897 | MDS |  | NJFR-34-IRAD-1 |  | OCRF RTU Radio /COMMUNICATIONS | NJOS | 6 | NJOSW-WW-OCRF. | P201 | INSV | INST | HUSSAARM | 2013-10-13 | OCEAN REEF DRIVE |  |  | YAGI | CONTROL AND DAQ | OTHER | COMM-RAD* | NONLICENSE RADIO |  | AW | 5.0 W |  |  |  | BATTERY
5100898 | MDS |  | NJFR-35-IRAD-1 |  | ST17 RTU Radio /COMMUNICATIONS | NJOS | 6 | NJOSW-WW-ST17. | P201 | INSV | INST | HUSSAARM | 2013-10-13 | 39 W 17TH ST |  |  | YAGI | CONTROL AND DAQ | OTHER | COMM-RAD* | NONLICENSE RADIO |  | AW | 5.0 W |  |  |  | BATTERY
5132459 | MDS |  |  |  | ST27 RADIO /COMMUNICATIONS | NJCM | 6 | NJCM-OC-ST27. | P201 | INSV | INST | HUSSAARM | 2013-10-13 | 2661 WEST AVE |  |  | YAGI | CONTROL AND DAQ | 9600 | COMM-RAD* | LICENSE RADIO |  | AW | 5.0 W |  |  |  | GENERATOR
5132461 | CONTROLWAVE |  |  |  | STR3 RADIO /COMMUNICATIONS | NJCM | 6 | NJCM-OC-STR3. | P201 | INSV | INST | HUSSAARM | 2013-10-13 | 248 WEST AVE |  |  | YAGI | CONTROL AND DAQ | 9600 | COMM-RAD* | LICENSE RADIO |  | AW | 5.0 W |  |  |  | GENERATOR
5153113 | MDS |  | NJFR-20-IRAD-1 |  | ABSC Station /COMMUNICATIONS | NJAC | 6 | NJAC-Z1-ABSC. | P201 | OOS | INAC INST | HUSSAARM | 2013-10-13 | 534 NEW JERSEY AVE. |  |  | YAGI | CONTROL AND DAQ | OTHER | COMM-RAD* | LICENSE RADIO |  | AW | 5.0 W | 928.63125 |  |  | GENERATOR | 952.63125
5153116 | MDS |  | NJFR-18-IRAD-1 |  | ACUA Station /COMMUNICATIONS | NJAC | 6 | NJAC-Z1-ACUA. | P201 | OOS | INAC INST | HUSSAARM | 2013-10-13 | 1151 N MAIN STREET |  |  | YAGI | CONTROL AND DAQ | OTHER | COMM-RAD* | LICENSE RADIO |  | AW | 5.0 W | 928.63125 |  |  | BATTERY | 952.63125
5153131 | MDS |  | NJFR-23-IRAD-1 |  | BARG Station /COMMUNICATIONS | NJAC | 6 | NJAC-Z1-BARG. | P201 | INSV | INST | HUSSAARM | 2013-10-13 | 6707 MILL ROAD |  |  | YAGI | CONTROL AND DAQ | OTHER | COMM-RAD* | LICENSE RADIO |  | AW | 5.0 W | 928.63125 |  |  | GENERATOR | 952.63125
5153134 | MDS |  | NJFR-42-IRAD-1 |  | TILT-CD Station /COMMUNICATIONS | NJAC | 6 | NJAC-Z1-TILT.-CD.. | P201 | INSV | INST | HUSSAARM | 2013-10-13 | 6581 DELILAH RD |  |  | YAGI | CONTROL AND DAQ | OTHER | COMM-RAD* | LICENSE RADIO |  | AW | 5.0 W | 928.63125 |  |  | BATTERY | 952.63125
5153138 | MDS |  | NJFR-53-IRAD-1 |  | CRIS Station /COMMUNICATIONS | NJAC | 6 | NJAC-Z1-CRIS. | P201 | INSV | INST | HUSSAARM | 2013-10-13 | 452 CHRIS GAUPP DR |  |  | YAGI | CONTROL AND DAQ | OTHER | COMM-RAD* | LICENSE RADIO |  | AW | 5.0 W | 928.63125 |  |  | BATTERY | 952.63125
5153182 | MDS |  | NJFR-17-IRAD-1 |  | DOBB Station /COMMUNICATIONS | NJAC | 6 | NJAC-Z1-DOBB. | P201 | INSV | INST | HUSSAARM | 2013-10-13 | 1002 DOBBS AVE |  |  | YAGI | CONTROL AND DAQ | OTHER | COMM-RAD* | LICENSE RADIO |  | AW | 5.0 W | 928.63125 |  |  | BATTERY | 952.63125
5157909 | MDS |  | NJFR-26-IRAD-1 |  | EHTT Repeater /COMMUNICATIONS | NJAC | 6 | NJAC-Z1-EHTT. | P201 | INSV | INST | HUSSAARM | 2013-10-13 | 16 Dogwood Avenue |  | 0 USD | YAGI | CONTROL AND DAQ | OTHER | COMM-RAD* | LICENSE RADIO |  | AW | 5.0 W | 928.63125 |  |  | GENERATOR | 952.63125
5157966 | MDS |  | NJFR-21-IRAD-2 |  | FRBB Master CapeMay /COMMUNICATIONS | NJAC | 6 | NJAC-Z1-FRBB. | P201 | INSV | INST | HUSSAARM | 2013-10-13 | 3215 FIRE ROAD |  | 0 USD | YAGI | CONTROL AND DAQ | OTHER | COMM-RAD* | LICENSE RADIO |  | AW | 5.0 W | 928.63125 |  |  | GENERATOR | 952.63125
5157972 | MDS |  | NJFR-21-IRAD-1 |  | FRBB MASTR ATLANTIC CO /COMM | NJAC | 6 | NJAC-Z1-FRBB. | P201 | INSV | INST | HUSSAARM | 2013-10-13 | 3215 FIRE ROAD |  | 0 USD | YAGI | CONTROL AND DAQ | OTHER | COMM-RAD* | LICENSE RADIO |  | AW | 5.0 W | 928.63125 |  |  | GENERATOR | 952.63125
5159374 | MDS |  | NJFR-22-IRAD-1 |  | FIRE Station /COMMUNICATIONS | NJAC | 6 | NJAC-Z1-FIRE. | P201 | INSV | INST | HUSSAARM | 2013-10-13 | 3226 FIRE RD |  |  | YAGI | CONTROL AND DAQ | OTHER | COMM-RAD* | LICENSE RADIO |  | AW | 5.0 W | 928.63125 |  |  | BATTERY | 952.63125
5159962 | MDS |  | NJFR-47-IRAD-1 |  | GARF Tank /COMMUNICATIONS | NJAC | 6 | NJAC-Z1-GARF. | P201 | INSV | INST | HUSSAARM | 2013-10-13 | 983 WOODSIDE AVE |  |  | YAGI | CONTROL AND DAQ | OTHER | COMM-RAD* | LICENSE RADIO |  | AW | 5.0 W | 928.63125 |  |  | BATTERY | 952.63125
5160873 | MDS |  | NJFR-11-IRAD-1 |  | GROV Station /COMMUNICATIONS | NJAC | 6 | NJAC-Z1-GROV. | P201 | INSV | INST | HUSSAARM | 2013-10-13 | 680 W MARYLAND AVE |  |  | YAGI | CONTROL AND DAQ | OTHER | COMM-RAD* | LICENSE RADIO |  | AW | 5.0 W | 928.63125 |  |  | BATTERY | 952.63125
5161517 | MDS |  | NJFR-12-IRAD-1 |  | LINT Tank /COMMUNICATIONS | NJAC | 6 | NJAC-Z1-LINT. | P201 | INSV | INST | HUSSAARM | 2013-10-13 | 505 HAMILTON AVE |  |  | YAGI | CONTROL AND DAQ | OTHER | COMM-RAD* | LICENSE RADIO |  | AW | 5.0 W | 928.63125 |  |  | BATTERY | 952.63125
5161579 | MDS |  | NJFR-41-IRAD-1 |  | MART Station /COMMUNICATIONS | NJAC | 6 | NJAC-Z1-MART. | P201 | INSV | INST | HUSSAARM | 2013-10-13 | 107 MARTIN AVE |  |  | YAGI | CONTROL AND DAQ | OTHER | COMM-RAD* | LICENSE RADIO |  | AW | 5.0 W | 928.63125 |  |  | BATTERY | 952.63125
5162963 | MDS |  | NJFR-13-IRAD-1 |  | MILL Station /COMMUNICATIONS | NJAC | 6 | NJAC-Z1-MILL. | P201 | INSV | INST | HUSSAARM | 2013-10-13 | 100 MILL ROAD |  |  | YAGI | CONTROL AND DAQ | OTHER | COMM-RAD* | LICENSE RADIO |  | AW | 5.0 W | 928.63125 |  |  | BATTERY | 952.63125
5164190 | MDS |  | NJFR-15-IRAD-1 |  | NLIN Station /COMMUNICATIONS | NJAC | 6 | NJAC-Z1-NLIN. | P201 | INSV | INST | HUSSAARM | 2013-10-13 | 605 NEW ROAD |  |  | YAGI | CONTROL AND DAQ | OTHER | COMM-RAD* | LICENSE RADIO |  | AW | 5.0 W | 928.63125 |  |  | GENERATOR | 952.63125
5098586 | MDS |  | NJFR-6-IRAD-1 |  | ST11 RTU Radio /COMMUNICATIONS | NJCM | 6 | NJCM-OC-ST11. | P201 | INSV | INST | HUSSAARM | 2013-10-13 | 1108 WEST AVE |  |  | YAGI | CONTROL AND DAQ | 9600 | COMM-RAD* | LICENSE RADIO |  | AW | 5.0 W |  |  |  | BATTERY
5098587 | MDS |  | NJFR-32-IRAD-1 |  | ST20 RTU Radio /COMMUNICATIONS | NJCM | 6 | NJCM-OC-ST20. | P201 | INSV | INST | HUSSAARM | 2013-10-13 | 2027 HAVEN AVE |  |  | YAGI | CONTROL AND DAQ | 9600 | COMM-RAD* | LICENSE RADIO |  | AW | 5.0 W |  |  |  | BATTERY
5098588 | MDS |  | NJFR-40-IRAD-1 |  | ST35 RTU Radio /COMMUNICATIONS | NJCM | 6 | NJCM-OC-ST35. | P201 | INSV | INST | HUSSAARM | 2013-10-13 | 3501 ASBURY AVE |  |  | YAGI | CONTROL AND DAQ | 9600 | COMM-RAD* | LICENSE RADIO |  | AW | 5.0 W |  |  |  | GENERATOR
5098589 | MDS |  | NJFR-46-IRAD-1 |  | ST46 RTU Radio /COMMUNICATIONS | NJCM | 6 | NJCM-OC-ST46. | P201 | INSV | INST | HUSSAARM | 2013-10-13 | 46TH ST |  | 0 USD | YAGI | CONTROL AND DAQ | 9600 | COMM-RAD* | LICENSE RADIO |  | AW | 5.0 W |  |  |  | BATTERY
5098590 | MDS |  | NJFR-43-IRAD-1 |  | ST52 RTU Radio /COMMUNICATIONS | NJCM | 6 | NJCM-OC-ST52. | P201 | INSV | INST | HUSSAARM | 2013-10-13 | 5161 ASBURY AVE |  |  | YAGI | CONTROL AND DAQ | 9600 | COMM-RAD* | LICENSE RADIO |  | AW | 5.0 W |  |  |  | BATTERY
5098591 | MDS |  | NJFR-10-IRAD-2 |  | STR8 RTU RADIO2 SPREAD /COMM | NJCM | 6 | NJCM-OC-STR8. | P201 | INSV | INST | HUSSAARM | 2013-10-13 | 730 HAVEN AVE |  |  | YAGI | CONTROL AND DAQ | 9600 | COMM-RAD* | NONLICENSE RADIO |  | AW | 5.0 W |  |  |  | BATTERY
5098593 | MDS |  | NJFR-10-IRAD-1 |  | ST11-W8 RTU Radio /COMMUNICATIONS | NJCM | 6 | NJCM-OC-ST11.-W8.. | P201 | OOS | INAC INST | HUSSAARM | 2013-10-13 | 1108 WEST AVE |  |  | YAGI | CONTROL AND DAQ | 9600 | COMM-RAD* | LICENSE RADIO |  | AW | 5.0 W |  |  |  | BATTERY
5098594 | MDS |  | NJFR-3-IRAD-1 |  | NORT RTU Radio /COMMUNICATIONS | NJCM | 6 | NJCM-OC-NORT. | P201 | INSV | INST | HUSSAARM | 2013-10-13 | 734 BATTERSEA RD |  |  | YAGI | CONTROL AND DAQ | 9600 | COMM-RAD* | LICENSE RADIO |  | AW | 5.0 W |  |  |  | GENERATOR
5098595 | MDS |  | NJFR-52-IRAD-1 |  | STGE RTU Radio /COMMUNICATIONS | NJCM | 6 | NJCM-UT-STGE. | P201 | INSV | INST | HUSSAARM | 2013-10-13 | 110 OLD STAGECOACH RD |  | 0 USD | YAGI | CONTROL AND DAQ | 9600 | COMM-RAD* | LICENSE RADIO |  | AW | 5.0 W |  |  |  | GENERATOR
5098596 | MDS |  | NJFR-2-IRAD-1 |  | WSTA RTU Radio /COMMUNICATIONS | NJCM | 6 | NJCM-OC-WSTA. | P201 | INSV | INST | HUSSAARM | 2013-10-13 | 66 W STATION RD |  |  | YAGI | CONTROL AND DAQ | 9600 | COMM-RAD* | LICENSE RADIO |  | AW | 5.0 W |  |  |  | BATTERY
5098597 | MDS |  |  |  | STRM Repeater radio STRM /COMMUNICATIONS | NJCM | 6 | NJCM-SM-STRM. | P201 | INSV | INST | HUSSAARM | 2013-10-13 | 6 W VINCENT AVE |  | 0 USD | OMNI | CONTROL AND DAQ | 9600 | COMM-RAD* | LICENSE RADIO |  | AW | 5.0 W |  |  |  | GENERATOR
5098599 | MDS |  | NJFR-60-IRAD-1 |  | CMAY RTU Radio /COMMUNICATIONS | NJCM | 6 | NJCM-MT-CMAY. | P201 | INSV | INST | HUSSAARM | 2013-10-13 | 300 E LENA AVE |  |  | YAGI | CONTROL AND DAQ | 9600 | COMM-RAD* | LICENSE RADIO |  | AW | 5.0 W |  |  |  | BATTERY
5099200 | MDS |  | NJFR-37-IRAD-1 |  | LAKE RTU Radio /COMMUNICATIONS | NJCM | 6 | NJCM-MT-LAKE. | P201 | INSV | INST | HUSSAARM | 2013-10-13 | 1390 ROUTE 9 SOUTH |  |  | YAGI | CONTROL AND DAQ | 9600 | COMM-RAD* | LICENSE RADIO |  | AW | 5.0 W |  |  |  | GENERATOR
5099201 | MDS |  | NJFR-1-IRAD-1 |  | HAND RTU Radio /COMMUNICATIONS | NJCM | 6 | NJCM-MT-HAND. | P201 | INSV | INST | HUSSAARM | 2013-10-13 | 205 MECHANIC ST |  |  | YAGI | CONTROL AND DAQ | OTHER | COMM-RAD* | LICENSE RADIO |  | AW | 5.0 W |  |  |  | BATTERY
5099202 | MDS |  | NJFR-54-IRAD-1 |  | MAIN RTU Radio /COMMUNICATIONS | NJCM | 6 | NJCM-MT-MAIN. | P201 | INSV | INST | HUSSAARM | 2013-10-13 | 412 N ROUTE 9 |  |  | YAGI | CONTROL AND DAQ | OTHER | COMM-RAD* | LICENSE RADIO |  | AW | 5.0 W |  |  |  | GENERATOR
5099203 | MDS |  |  |  | CMAY RTU RADIO2 SPREAD /COMM | NJCM | 6 | NJCM-MT-CMAY. | P201 | INSV | INST | HUSSAARM | 2013-10-13 | 300 E LENA AVE |  |  | YAGI | CONTROL AND DAQ | 9600 | COMM-RAD* | LICENSE RADIO |  | AW | 5.0 W |  |  |  | BATTERY
5100889 | MDS |  | NJFR-45-IRAD-1 |  | ST41 RTU Radio /COMMUNICATIONS | NJOS | 6 | NJOSW-WW-ST41. | P201 | INSV | INST | HUSSAARM | 2013-10-13 | 41 STREET & WEST AVE |  | 0 USD | YAGI | CONTROL AND DAQ | 9600 | COMM-RAD* | LICENSE RADIO |  | AW | 5.0 W |  |  |  | BATTERY
5100890 | MDS |  | NJFR-48-IRAD-1 |  | ST53 RTU Radio /COMMUNICATIONS | NJOS | 6 | NJOSW-WW-ST53. | P201 | INSV | INST | HUSSAARM | 2013-10-13 | 53 STREET & WEST AVE |  |  | YAGI | CONTROL ONLY | OTHER | COMM-RAD* | LICENSE RADIO |  | AW | 5.0 W |  |  |  | BATTERY
5100891 | MDS |  | NJFR-36-IRAD-1 |  | BAYP RTU Radio /COMMUNICATIONS | NJOS | 6 | NJOSW-WW-BAYP. | P201 | INSV | INST | HUSSAARM | 2013-10-13 | 61 BAYONNE PLACE |  |  | YAGI | CONTROL AND DAQ | OTHER | COMM-RAD* | NONLICENSE RADIO |  | AW | 5.0 W |  |  |  | BATTERY
5100894 | MDS |  | NJFR-50-IRAD-1 |  | BLUW RTU Radio /COMMUNICATIONS | NJOS | 6 | NJOSW-WW-BLUW. | P201 | INSV | INST | HUSSAARM | 2013-10-13 | NAUTILUS DRIVE |  |  | YAGI | CONTROL AND DAQ | OTHER | COMM-RAD* | NONLICENSE RADIO |  | AW | 5.0 W |  |  |  | BATTERY
5100895 | MDS |  | NJFR-4-IRAD-1 |  | GARD RTU Radio /COMMUNICATIONS | NJOS | 6 | NJOSW-WW-GARD. | P201 | OOS | INAC INST | HUSSAARM | 2013-10-13 | ATLANTIC BOULEVARD |  |  | YAGI | CONTROL AND DAQ | OTHER | COMM-RAD* | NONLICENSE RADIO |  | AW | 5.0 W |  |  |  | BATTERY
5195314 | UNKNOWN |  |  |  | EHTT TANK /COMMUNICATIONS | NJAC | 6 | NJAC-Z1-EHTT. | P201 | INSV | INST | FREEMAJ1 | 2015-01-29 | 16 Dogwood Avenue |  | 0 USD | OMNI | CONTROL AND DAQ | 9600 | COMM-RAD* | LICENSE RADIO |  | AW | 5.0 W | 928.63125 |  |  | GENERATOR | 952.63125

## Secondary Containment
Equipment |  | Function class | Inventory no. | Position | Description | AuthorizGroup | EquipCategory | Functional Loc. | Planning plant | User status | System status | Created by | Created on | Street | Size/dimens. | Application | Containment Type | Indoor/Outdoor | Owned By | Special Mtn Note | Special Mtn Note Det | Tnk-State Inspection | Tnk-Volume (gal) | Underground
5132463 | UNKNOWN |  |  |  | ST27-HYPO /SECONDARY CONTAINMENT | NJCM | C | NJCM-OC-ST27.-HYPO | P201 | INSV | INST | HUSSAARM | 2013-10-13 | 2661 WEST AVE |  | SODIUM HYPOCHLORITE | CONTAIN-CONC |  | AW |  |  | XX | 0.00 1GL | XX
5132465 | UNKNOWN |  |  |  | ST27-PHOS /SECONDARY CONTAINMENT | NJCM | C | NJCM-OC-ST27.-PHOS | P201 | INSV | INST | HUSSAARM | 2013-10-13 | 2661 WEST AVE |  | ZINC ORTHOPHOSPHATE | CONTAIN-CONC |  | AW |  |  | XX |  | XX
5132467 | UNKNOWN |  |  |  | STR3-HYPO /SECONDARY CONTAINMENT | NJCM | C | NJCM-OC-STR3.-HYPO | P201 | INSV | INST | HUSSAARM | 2013-10-13 | 248 WEST AVE |  | SODIUM HYPOCHLORITE | CONTAIN-CONC |  | AW |  |  | XX | 0.00 1GL | XX
5132469 | UNKNOWN |  |  |  | STR3-PHOS /SECONDARY CONTAINMENT | NJCM | C | NJCM-OC-STR3.-PHOS | P201 | INSV | INST | HUSSAARM | 2013-10-13 | 248 WEST AVE |  | ZINC ORTHOPHOSPHATE | CONTAIN-CONC |  | AW |  |  | XX |  | XX

## Fire Alarm
Equipment |  | Function class | Inventory no. | Position | Description | AuthorizGroup | EquipCategory | Functional Loc. | Planning plant | User status | System status | Created by | Created on | Street | Size/dimens. | Action Taken Upon Al | Fire Alarm Type | Fire Class Rating | Owned By | Retest Required | Special Mtn Note | Special Mtn Note Det
5083091 | UNKNOWN |  |  |  | CRIS Fire Alarm System /FIRE-AL | NJAC | S | NJAC-Z1-CRIS. | P201 | INSV | INST | HUSSAARM | 2013-10-12 | 452 CHRIS GAUPP DR |  | XX | SYSTEM |  | AW
5085016 | UNKNOWN |  |  |  | FRBB Fire Alarm System /FIRE-AL | NJAC | S | NJAC-Z1-FRBB. | P201 | INSV | INST | HUSSAARM | 2013-10-12 | 3215 FIRE ROAD |  | XX | SYSTEM |  | AW
5085038 | UNKNOWN |  |  |  | SMFP Fire Alarm System /FIRE-AL | NJAC | S | NJAC-Z1-SMFP. | P201 | INSV | INST | HUSSAARM | 2013-10-12 | 525 E MOSS MILL ROAD |  | XX | SYSTEM |  | AW
5085059 | UNKNOWN |  |  |  | TILT Fire Alarm System /FIRE-AL | NJAC | S | NJAC-Z1-TILT. | P201 | INSV | INST | HUSSAARM | 2013-10-12 | 2580 TILTON RD |  | XX | SYSTEM |  | AW

## Fire Suppression
Equipment |  | Function class | Inventory no. | Position | Description | AuthorizGroup | EquipCategory | Functional Loc. | Planning plant | User status | System status | Created by | Created on | Street | Size/dimens. | Fire Suppresion Type | Owned By | Fire Class Rating | Retest Required | Action Taken Upon Alarm
5085082 | UNKNOWN |  |  |  | SWFT Fire Alarm System /FIRE-SUP | NJAC | S | NJAC-Z1-SWFT. | P201 | INSV | INST |  |  |  |  | WATER SUP | AW

## HVAC Dehumidifier
Equipment |  | Function class | Inventory no. | Position | Description | AuthorizGroup | EquipCategory | Functional Loc. | Planning plant | User status | System status | Created by | Created on | Street | Size/dimens. | Amp Rating | Application | Duty Cycle | Energy Type | HVAC Humidifier | Output UOM | Output Value | Owned By | Special Mtn Note | Special Mtn Note Det | Volt Rating
5090109 | UNKNOWN |  | NJFR-31-HVAC-1 |  | TILT Dehumidifier /DEHUMIDIFIER | NJAC | B | NJAC-Z1-TILT. | P201 | INSV | INST | HUSSAARM | 2013-10-13 | 2580 TILTON RD |  |  | PROCESSING |  | ELECTRIC | HVAC-DHM* |  |  | AW
5168328 | UNKNOWN |  | NJFR-15-HVAC-3 |  | NLIN Dehumidifier #1 /DEHUMIDIFIER | NJAC | B | NJAC-Z1-NLIN. | P201 | INSV | INST | HUSSAARM | 2013-10-13 | 605 NEW ROAD |  |  | PROCESSING |  | ELECTRIC | HVAC-DHM* |  |  | AW
5168329 | UNKNOWN |  | NJFR-15-HVAC-4 |  | NLIN Dehumidifier #2 /DEHUMIDIFIER | NJAC | B | NJAC-Z1-NLIN. | P201 | INSV | INST | HUSSAARM | 2013-10-13 | 605 NEW ROAD |  |  | PROCESSING |  | ELECTRIC | HVAC-DHM* |  |  | AW
5168330 | UNKNOWN |  | NJFR-15-HVAC-5 |  | NLIN Dehumidifier #3 /DEHUMIDIFIER | NJAC | B | NJAC-Z1-NLIN. | P201 | INSV | INST | HUSSAARM | 2013-10-13 | 605 NEW ROAD |  |  | PROCESSING |  | ELECTRIC | HVAC-DHM* |  |  | AW
5173095 | UNKNOWN |  | NJFR-30-HVAC-14 |  | SMFP Dehumidifier #1 /DEHUMIDIFIER | NJAC | B | NJAC-Z1-SMFP. | P201 | INSV | INST | HUSSAARM | 2013-10-13 | 525 E MOSS MILL ROAD |  | 0.00 A | PROCESSING |  | ELECTRIC | HVAC-DHM* |  | 0.00 UN | AW
5173915 | UNKNOWN |  | NJFR-30-HVAC-16 |  | SMFP Dehumidifier #3 /DEHUMIDIFIER | NJAC | B | NJAC-Z1-SMFP. | P201 | INSV | INST | HUSSAARM | 2013-10-13 | 525 E MOSS MILL ROAD |  |  | PROCESSING |  | ELECTRIC | HVAC-DHM* |  |  | AW
5174242 | UNKNOWN |  | NJFR-30-HVAC-15 |  | SMFP Dehumidifier #2 /DEHUMIDIFIER | NJAC | B | NJAC-Z1-SMFP. | P201 | INSV | INST | HUSSAARM | 2013-10-13 | 525 E MOSS MILL ROAD |  |  | PROCESSING |  | ELECTRIC | HVAC-DHM* |  |  | AW
5190578 | BRY-AIR |  |  |  | ABSC-Dehumidifier | NJAC | 6 | NJAC-Z1-ABSC. | P201 | OOS | INAC INST | HEIMER | 2014-09-19 | 534 New Jersey Ave |  |  |  | CONTINUOUS | ELECTRIC | HVAC-DHM* | BTU/HR |  | AW |  |  | 480
5205513 | BRY-AIR |  |  |  | ABSC-Dehumidifier | NJAC | B | NJAC-Z1-ABSC. | P201 | INSV | INST | FREEMAJ1 | 2015-08-17 | 534 New Jersey Ave |  | 0.00 A |  | CONTINUOUS | ELECTRIC | HVAC-DHM* | BTU/HR | 0.00 UN | AW |  |  | 480
5210913 | BRY-AIR |  |  |  | DOBB Dehumidifier | NJAC | B | NJAC-Z1-DOBB. | P201 | INSV | INST | HEIMER | 2016-02-01 | 1003 DOBBS AVE |  | 0.00 A | PROCESSING | CONTINUOUS | ELECTRIC | HVAC-DHM* | BTU/HR | 0.00 UN | AW |  |  | 480
5210026 | UNKNOWN |  |  |  | MILL Dehumidifier #1 /DEHUMIDIFIER | NJAC | B | NJAC-Z1-MILL. | P201 | INSV | INST | HEIMER | 2016-02-18 | 100 MILL ROAD |  |  | PROCESSING |  | ELECTRIC | HVAC-DHM* |  |  | AW |  |  | 120/208
5210027 | UNKNOWN |  |  |  | MILL Dehumidifier #2 /DEHUMIDIFIER | NJAC | B | NJAC-Z1-MILL. | P201 | INSV | INST | HEIMER | 2016-02-18 | 100 MILL ROAD |  |  | PROCESSING |  | ELECTRIC | HVAC-DHM* |  |  | AW |  |  | 120/208

## HVAC Heater
Equipment |  | Function class | Inventory no. | Position | Description | AuthorizGroup | EquipCategory | Functional Loc. | Planning plant | User status | System status | Created by | Created on | Street | Size/dimens. | Amp Rating | Application | Duty Cycle | Energy Type | HVAC Heater | Output UOM | Output Value | Owned By | Special Mtn Note | Special Mtn Note Det | Volt Rating
5081889 | UNKNOWN |  | NJFR-30-HVAC-3 |  | SMFP-1 Electric Heater Well # 1 /HEATER | NJAC | B | NJAC-Z1-SMFP.-1... | P201 | INSV | INST | HUSSAARM | 2013-10-12 | 501 E MOSS MILL ROAD |  |  | FREEZE PROTECTION |  | ELECTRIC | HVAC-HTR* |  |  | AW
5082271 | UNKNOWN |  | NJFR-30-HVAC-9 |  | SMFP Gas Heater #3 Filter Room /HEATER | NJAC | B | NJAC-Z1-SMFP. | P201 | INSV | INST | HUSSAARM | 2013-10-12 | 525 E MOSS MILL ROAD |  |  | FREEZE PROTECTION |  | NAT GAS | HVAC-HTR* |  |  | AW
5082288 | UNKNOWN |  | NJFR-30-HVAC11 |  | SMFP GAS HTR2 GEN RM /HEATER | NJAC | B | NJAC-Z1-SMFP. | P201 | INSV | INST | HUSSAARM | 2013-10-12 | 525 E MOSS MILL ROAD |  |  | FREEZE PROTECTION |  | NAT GAS | HVAC-HTR* |  |  | AW
5083003 | UNKNOWN |  | NJFR-30-HVAC-8 |  | SMFP Gas Heater #2 Filter Room /HEATER | NJAC | B | NJAC-Z1-SMFP. | P201 | INSV | INST | HUSSAARM | 2013-10-12 | 525 E MOSS MILL ROAD |  |  | FREEZE PROTECTION |  | NAT GAS | HVAC-HTR* |  |  | AW
5083030 | UNKNOWN |  | NJFR-30-HVAC-10 |  | SMFP GAS HTR1 GEN RM /HEATER | NJAC | B | NJAC-Z1-SMFP. | P201 | INSV | INST | HUSSAARM | 2013-10-12 | 525 E MOSS MILL ROAD |  |  | FREEZE PROTECTION |  | NAT GAS | HVAC-HTR* |  |  | AW
5083064 | UNKNOWN |  | NJFR-30-HVAC-5 |  | SMFP ELEC HTR2 CAUST RM /HEATER | NJAC | B | NJAC-Z1-SMFP. | P201 | INSV | INST | HUSSAARM | 2013-10-12 | 525 E MOSS MILL ROAD |  |  | FREEZE PROTECTION |  | ELECTRIC | HVAC-HTR* |  |  | AW
5083086 | UNKNOWN |  | NJFR-30-HVAC-12 |  | SMFP ELEC HTR ELEC RM /HEATER | NJAC | B | NJAC-Z1-SMFP. | P201 | INSV | INST | HUSSAARM | 2013-10-12 | 525 E MOSS MILL ROAD |  |  | FREEZE PROTECTION |  | ELECTRIC | HVAC-HTR* |  |  | AW
5085058 | UNKNOWN |  | NJFR-30-HVAC-6 |  | SMFP-2 Electric Heater Well # 2 /HEATER | NJAC | B | NJAC-Z1-SMFP.-2... | P201 | INSV | INST | HUSSAARM | 2013-10-12 | 569 E MOSS MILL ROAD |  |  | FREEZE PROTECTION |  | ELECTRIC | HVAC-HTR* |  |  | AW
5085084 | UNKNOWN |  | NJFR-30-HVAC-7 |  | SMFP Gas Heater #1 Filter Room /HEATER | NJAC | B | NJAC-Z1-SMFP. | P201 | INSV | INST | HUSSAARM | 2013-10-12 | 525 E MOSS MILL ROAD |  |  | FREEZE PROTECTION |  | NAT GAS | HVAC-HTR* |  |  | AW
5086819 | UNKNOWN |  | NJFR-14-HVAC-2 |  | SLIN Gas Heater Chemical Room /HEATER | NJAC | B | NJAC-Z1-SLIN. | P201 | OOS | INAC INST | HUSSAARM | 2013-10-12 | 313 KIRKLIN AVE |  |  | FREEZE PROTECTION |  | NAT GAS | HVAC-HTR* |  |  | AW
5087434 | UNKNOWN |  | NJFR-14-HVAC-1 |  | SLIN Gas Heater Pump Room /HEATER | NJAC | B | NJAC-Z1-SLIN. | P201 | OOS | INAC INST | HUSSAARM | 2013-10-12 | 313 KIRKLIN AVE |  | 0.00 A | FREEZE PROTECTION |  | NAT GAS | HVAC-HTR* |  | 0.00 UN | AW
5088132 | UNKNOWN |  | NJFR-25-HVAC-2 |  | SPRC ELEC HTR2 PMP RM /HEATER | NJAC | B | NJAC-Z1-SPRC. | P201 | INSV | INST | HUSSAARM | 2013-10-12 | 5055 SPRUCE AVE |  | 0.00 A | FREEZE PROTECTION |  | ELECTRIC | HVAC-HTR* |  | 0.00 UN | AW
5159995 | UNKNOWN |  | NJFR-42-HVAC-2 |  | TILT-CD Gas Heater Pump Room /HEATER | NJAC | B | NJAC-Z1-TILT.-CD.. | P201 | INSV | INST | HUSSAARM | 2013-10-13 | 6581 DELILAH RD |  |  | FREEZE PROTECTION |  | NAT GAS | HVAC-HTR* |  |  | AW
5159908 | UNKNOWN |  | NJFR-42-HVAC-1 |  | TILT-CD ELEC HTR HYPO RM /HEATER | NJAC | B | NJAC-Z1-TILT.-CD.. | P201 | INSV | INST | HUSSAARM | 2013-10-13 | 6581 DELILAH RD |  |  | FREEZE PROTECTION |  | ELECTRIC | HVAC-HTR* |  |  | AW
5157976 | UNKNOWN |  | NJFR-23-HVAC-2 |  | BARG Gas Heater Pump Room /HEATER | NJAC | B | NJAC-Z1-BARG. | P201 | INSV | INST | HUSSAARM | 2013-10-13 | 6707 MILL ROAD |  |  | FREEZE PROTECTION |  | NAT GAS | HVAC-HTR* |  |  | AW
5157967 | UNKNOWN |  | NJFR-23-HVAC-3 |  | BARG Gas Heater Caustic Room /HEATER | NJAC | B | NJAC-Z1-BARG. | P201 | INSV | INST | HUSSAARM | 2013-10-13 | 6707 MILL ROAD |  |  | FREEZE PROTECTION |  | NAT GAS | HVAC-HTR* |  |  | AW
5153192 | UNKNOWN |  | NJFR-23-HVAC-1 |  | BARG Electric Heater Hypo Room /HEATER | NJAC | B | NJAC-Z1-BARG. | P201 | INSV | INST | HUSSAARM | 2013-10-13 | 6707 MILL ROAD |  |  | FREEZE PROTECTION |  | ELECTRIC | HVAC-HTR* |  |  | AW
5153175 | UNKNOWN |  | NJFR-18-HVAC-1 |  | ACUA Electric Heater /HEATER | NJAC | B | NJAC-Z1-ACUA. | P201 | OOS | INAC INST | HUSSAARM | 2013-10-13 | 1151 N MAIN STREET |  |  | FREEZE PROTECTION |  | ELECTRIC | HVAC-HTR* |  |  | AW
5153136 | UNKNOWN |  | NJFR-20-HVAC-3 |  | ABSC Gas Heater Chemical Room /HEATER | NJAC | B | NJAC-Z1-ABSC. | P201 | OOS | INAC INST | HUSSAARM | 2013-10-13 | 534 NEW JERSEY AVE. |  |  | FREEZE PROTECTION |  | NAT GAS | HVAC-HTR* |  |  | AW
5153133 | UNKNOWN |  | NJFR-20-HVAC-1 |  | ABSC Gas Heater Pump Room /HEATER | NJAC | B | NJAC-Z1-ABSC. | P201 | OOS | INAC INST | HUSSAARM | 2013-10-13 | 534 NEW JERSEY AVE. |  | 0.00 A | FREEZE PROTECTION |  | NAT GAS | HVAC-HTR* |  | 0.00 UN | AW
5153126 | UNKNOWN |  | NJFR-20-HVAC-4 |  | ABSC ELEC HTR1 PHOS RM /HEATER | NJAC | B | NJAC-Z1-ABSC. | P201 | OOS | INAC INST | HUSSAARM | 2013-10-13 | 534 NEW JERSEY AVE. |  |  | FREEZE PROTECTION |  | ELECTRIC | HVAC-HTR* |  |  | AW
5153115 | UNKNOWN |  | NJFR-20-HVAC-5 |  | ABSC ELEC HTR2 PHOS RM /HEATER | NJAC | B | NJAC-Z1-ABSC. | P201 | OOS | INAC INST | HUSSAARM | 2013-10-13 | 534 NEW JERSEY AVE. |  |  | FREEZE PROTECTION |  | ELECTRIC | HVAC-HTR* |  |  | AW
5153112 | UNKNOWN |  | NJFR-20-HVAC-2 |  | ABSC Gas Heater Caustic Room /HEATER | NJAC | B | NJAC-Z1-ABSC. | P201 | OOS | INAC INST | HUSSAARM | 2013-10-13 | 534 NEW JERSEY AVE. |  |  | FREEZE PROTECTION |  | NAT GAS | HVAC-HTR* |  |  | AW
5132804 | REZNOR |  |  |  | STR3 GEN RM /HEATER | NJCM | B | NJCM-OC-STR3. | P201 | INSV | INST | HUSSAARM | 2013-10-13 | 248 WEST AVE |  |  | COMFORT | CONTINUOUS | NAT GAS | HVAC-HTR* |  |  | AW |  |  | 120
5132802 | REZNOR |  |  |  | STR3-HYPO CHEM RM /HEATER | NJCM | B | NJCM-OC-STR3.-HYPO | P201 | INSV | INST | HUSSAARM | 2013-10-13 | 248 WEST AVE |  | 0.00 A | COMFORT | CONTINUOUS | NAT GAS | HVAC-HTR* |  | 0.00 UN | AW |  |  | 120
5132800 | REZNOR |  |  |  | ST27 PUMP RM /HEATER | NJCM | B | NJCM-OC-ST27. | P201 | INSV | INST | HUSSAARM | 2013-10-13 | 2661 WEST AVE |  | 3.30 A | FREEZE PROTECTION | CONTINUOUS | NAT GAS | HVAC-HTR* | BTU/HR | 62.00 UN | AW |  |  | 120
5132498 | REZNOR |  |  |  | ST27 GEN RM /HEATER | NJCM | B | NJCM-OC-ST27. | P201 | INSV | INST | HUSSAARM | 2013-10-13 | 2661 WEST AVE |  | 2.40 A | FREEZE PROTECTION | CONTINUOUS | NAT GAS | HVAC-HTR* | BTU/HR | 37.00 UN | AW |  |  | 120
5132496 | REZNOR |  |  |  | STR3 PUMP RM /HEATER | NJCM | B | NJCM-OC-STR3. | P201 | INSV | INST | HUSSAARM | 2013-10-13 | 248 WEST AVE |  |  | COMFORT | CONTINUOUS | NAT GAS | HVAC-HTR* |  |  | AW |  |  | 120
5132494 | REZNOR |  |  |  | ST27-PHOS CHEM RM OVER PHOS /HEATER | NJCM | B | NJCM-OC-ST27.-PHOS | P201 | INSV | INST | HUSSAARM | 2013-10-13 | 2661 WEST AVE |  | 3.30 A | FREEZE PROTECTION | CONTINUOUS | NAT GAS | HVAC-HTR* | BTU/HR | 62.00 UN | AW |  |  | 120
5132492 | REZNOR |  |  |  | ST27-HYPO CHEM RM OVER HYPO /HEATER | NJCM | B | NJCM-OC-ST27.-HYPO | P201 | INSV | INST | HUSSAARM | 2013-10-13 | 2661 WEST AVE |  | 3.30 A | FREEZE PROTECTION | CONTINUOUS | NAT GAS | HVAC-HTR* | BTU/HR | 62.00 UN | AW |  |  | 120
5099906 | UNKNOWN |  |  |  | ST46 Electric Heater /HEATER | NJCM | B | NJCM-OC-ST46. | P201 | INSV | INST | HUSSAARM | 2013-10-13 | 46TH ST |  |  | FREEZE PROTECTION |  | ELECTRIC | HVAC-HTR* |  |  | AW
5161516 | UNKNOWN |  | NJFR-42-HVAC-3 |  | TILT-CD Gas Heater Caustic Room /HEATER | NJAC | B | NJAC-Z1-TILT.-CD.. | P201 | INSV | INST | HUSSAARM | 2013-10-13 | 6581 DELILAH RD |  |  | FREEZE PROTECTION |  | NAT GAS | HVAC-HTR* |  |  | AW
5161519 | UNKNOWN |  | NJFR-17-HVAC-2 |  | DOBB Electric Heater # 2 /HEATER | NJAC | B | NJAC-Z1-DOBB. | P201 | INSV | INST | HUSSAARM | 2013-10-13 | 1002 DOBBS AVE |  |  | FREEZE PROTECTION |  | ELECTRIC | HVAC-HTR* |  |  | AW
5162914 | UNKNOWN |  | NJFR-17-HVAC-3 |  | DOBB Electric Heater # 3 /HEATER | NJAC | B | NJAC-Z1-DOBB. | P201 | INSV | INST | HUSSAARM | 2013-10-13 | 1002 DOBBS AVE |  |  | FREEZE PROTECTION |  | ELECTRIC | HVAC-HTR* |  |  | AW
5164155 | UNKNOWN |  | NJFR-17-HVAC-1 |  | DOBB Electric Heater #1 /HEATER | NJAC | B | NJAC-Z1-DOBB. | P201 | INSV | INST | HUSSAARM | 2013-10-13 | 1002 DOBBS AVE |  |  | FREEZE PROTECTION |  | ELECTRIC | HVAC-HTR* |  |  | AW
5164892 | UNKNOWN |  | NJFR-26-HVAC-1 |  | ECRT ELEC HTR CHEM RM /HEATER | NJAC | B | NJAC-Z1-ECRT. | P201 | OOS | INAC INST | HUSSAARM | 2013-10-13 | 554 SCARBOROUGH DRIVE |  |  | FREEZE PROTECTION |  | ELECTRIC | HVAC-HTR* |  |  | AW
5165433 | UNKNOWN |  | NJFR-22-HVAC-2 |  | FIRE Gas Heater Chemical Room /HEATER | NJAC | B | NJAC-Z1-FIRE. | P201 | INSV | INST | HUSSAARM | 2013-10-13 | 3226 FIRE RD |  |  | FREEZE PROTECTION |  | NAT GAS | HVAC-HTR* |  |  | AW
5165436 | UNKNOWN |  | NJFR-22-HVAC-1 |  | FIRE Gas Heater Pump Room /HEATER | NJAC | B | NJAC-Z1-FIRE. | P201 | INSV | INST | HUSSAARM | 2013-10-13 | 3226 FIRE RD |  | 0.00 A | FREEZE PROTECTION |  | NAT GAS | HVAC-HTR* |  | 0.00 UN | AW
5165440 | UNKNOWN |  | NJFR-11-HVAC-2 |  | GROV Gas Heater Pump Room /HEATER | NJAC | B | NJAC-Z1-GROV. | P201 | INSV | INST | HUSSAARM | 2013-10-13 | 680 W MARYLAND AVE |  |  | FREEZE PROTECTION |  | NAT GAS | HVAC-HTR* |  |  | AW
5165443 | UNKNOWN |  | NJFR-11-HVAC-1 |  | GROV Gas Heater Chemical Room /HEATER | NJAC | B | NJAC-Z1-GROV. | P201 | INSV | INST | HUSSAARM | 2013-10-13 | 680 W MARYLAND AVE |  |  | FREEZE PROTECTION |  | NAT GAS | HVAC-HTR* |  |  | AW
5167339 | UNKNOWN |  | NJFR-41-HVAC-3 |  | MART Electric Heater Hypo Room /HEATER | NJAC | B | NJAC-Z1-MART. | P201 | INSV | INST | HUSSAARM | 2013-10-13 | 107 MARTIN AVE |  |  | FREEZE PROTECTION |  | ELECTRIC | HVAC-HTR* |  |  | AW
5167782 | UNKNOWN |  | NJFR-41-HVAC-2 |  | MART Gas heater #2 Pump Room /HEATER | NJAC | B | NJAC-Z1-MART. | P201 | OOS | INAC INST | HUSSAARM | 2013-10-13 | 107 MARTIN AVE |  |  | FREEZE PROTECTION |  | NAT GAS | HVAC-HTR* |  |  | AW
5168324 | UNKNOWN |  | NJFR-41-HVAC-4 |  | MART Gas Heater Caustic Room /HEATER | NJAC | B | NJAC-Z1-MART. | P201 | OOS | INAC INST | HUSSAARM | 2013-10-13 | 107 MARTIN AVE |  | 0.00 A | FREEZE PROTECTION |  | NAT GAS | HVAC-HTR* |  | 0.00 UN | AW
5168326 | UNKNOWN |  | NJFR-41-HVAC-1 |  | MART Gas Heater #1 Pump Room /HEATER | NJAC | B | NJAC-Z1-MART. | P201 | OOS | INAC INST | HUSSAARM | 2013-10-13 | 107 MARTIN AVE |  |  | FREEZE PROTECTION |  | NAT GAS | HVAC-HTR* |  |  | AW
5168333 | UNKNOWN |  | NJFR-15-HVAC-1 |  | NLIN Gas Heater Chemical Room /HEATER | NJAC | B | NJAC-Z1-NLIN. | P201 | INSV | INST | HUSSAARM | 2013-10-13 | 605 NEW ROAD |  | 0.00 A | FREEZE PROTECTION |  | NAT GAS | HVAC-HTR* |  | 0.00 UN | AW
5172517 | UNKNOWN |  | NJFR-15-HVAC-2 |  | NLIN Gas Heater Pump Room /HEATER | NJAC | B | NJAC-Z1-NLIN. | P201 | INSV | INST | HUSSAARM | 2013-10-13 | 605 NEW ROAD |  |  | FREEZE PROTECTION |  | NAT GAS | HVAC-HTR* |  |  | AW
5174415 | REZNOR |  |  |  | CRIS Front /HEATER | NJAC | B | NJAC-Z1-CRIS. | P201 | INSV | INST | HUSSAARM | 2013-10-13 | 452 CHRIS GAUPP DR |  |  | FREEZE PROTECTION |  | ELECTRIC | HVAC-HTR* |  |  | AW
5174416 | UNKNOWN |  |  |  | CRIS Rear/HEATER | NJAC | B | NJAC-Z1-CRIS. | P201 | INSV | INST | HUSSAARM | 2013-10-13 | 452 CHRIS GAUPP DR |  |  | FREEZE PROTECTION |  | ELECTRIC | HVAC-HTR* |  |  | AW
5174594 | UNKNOWN |  | NJFR-30-HVAC-4 |  | SMFP ELEC HTR1 CAUST RM /HEATER | NJAC | B | NJAC-Z1-SMFP. | P201 | INSV | INST | HUSSAARM | 2013-10-13 | 525 E MOSS MILL ROAD |  |  | FREEZE PROTECTION |  | ELECTRIC | HVAC-HTR* |  |  | AW
5174837 | UNKNOWN |  | NJFR-30-HVAC-13 |  | SMFP Chemical Room Heaters 4 /HEATER | NJAC | B | NJAC-Z1-SMFP. | P201 | INSV | INST | HUSSAARM | 2013-10-13 | 525 E MOSS MILL ROAD |  |  | FREEZE PROTECTION |  | ELECTRIC | HVAC-HTR* |  |  | AW
5099905 | UNKNOWN |  |  |  | STR8 Electric Heater /HEATER | NJCM | B | NJCM-OC-STR8. | P201 | INSV | INST | HUSSAARM | 2013-10-13 | 730 HAVEN AVE |  |  | FREEZE PROTECTION |  | ELECTRIC | HVAC-HTR* |  |  | AW
5088198 | UNKNOWN |  | NJFR-25-HVAC-3 |  | SPRC ELEC HTR1 CAUST RM /HEATER | NJAC | B | NJAC-Z1-SPRC. | P201 | INSV | INST | HUSSAARM | 2013-10-13 | 5055 SPRUCE AVE |  |  | FREEZE PROTECTION |  | ELECTRIC | HVAC-HTR* |  |  | AW
5088624 | UNKNOWN |  | NJFR-25-HVAC-1 |  | SPRC ELEC HTR1 PMP RM /HEATER | NJAC | B | NJAC-Z1-SPRC. | P201 | INSV | INST | HUSSAARM | 2013-10-13 | 5055 SPRUCE AVE |  |  | FREEZE PROTECTION |  | ELECTRIC | HVAC-HTR* |  |  | AW
5089137 | UNKNOWN |  | NJFR-25-HVAC-4 |  | SPRC ELEC HTR2 CAUST RM /HEATER | NJAC | B | NJAC-Z1-SPRC. | P201 | INSV | INST | HUSSAARM | 2013-10-13 | 5055 SPRUCE AVE |  |  | FREEZE PROTECTION |  | ELECTRIC | HVAC-HTR* |  |  | AW
5089574 | UNKNOWN |  | NJFR-25-HVAC-5 |  | SPRC Electric Heater Hypo Room /HEATER | NJAC | B | NJAC-Z1-SPRC. | P201 | INSV | INST | HUSSAARM | 2013-10-13 | 5055 SPRUCE AVE |  |  | FREEZE PROTECTION |  | ELECTRIC | HVAC-HTR* |  |  | AW
5090647 | UNKNOWN |  | NJFR-55-HVAC-5 |  | WRAS ELEC HTR2 PMP RM /HEATER | NJAC | B | NJAC-Z1-WRAS. | P201 | INSV | INST | HUSSAARM | 2013-10-13 | 187 S THOREAU TER |  |  | FREEZE PROTECTION |  | ELECTRIC | HVAC-HTR* |  |  | AW
5091080 | UNKNOWN |  | NJFR-55-HVAC-3 |  | WRAS ELEC HTR PHOS RM /HEATER | NJAC | B | NJAC-Z1-WRAS. | P201 | INSV | INST | HUSSAARM | 2013-10-13 | 187 S THOREAU TER |  |  | FREEZE PROTECTION |  | ELECTRIC | HVAC-HTR* |  |  | AW
5092141 | UNKNOWN |  | NJFR-55-HVAC-1 |  | WRAS Electric Heater Hypo Room /HEATER | NJAC | B | NJAC-Z1-WRAS. | P201 | INSV | INST | HUSSAARM | 2013-10-13 | 187 S THOREAU TER |  |  | FREEZE PROTECTION |  | ELECTRIC | HVAC-HTR* |  |  | AW
5093061 | UNKNOWN |  | NJFR-55-HVAC-4 |  | WRAS ELEC HTR1 PMP RM /HEATER | NJAC | B | NJAC-Z1-WRAS. | P201 | INSV | INST | HUSSAARM | 2013-10-13 | 187 S THOREAU TER |  |  | FREEZE PROTECTION |  | ELECTRIC | HVAC-HTR* |  |  | AW
5094087 | UNKNOWN |  | NJFR-55-HVAC-2 |  | WRAS Electric Heater Lime Room /HEATER | NJAC | B | NJAC-Z1-WRAS. | P201 | INSV | INST | HUSSAARM | 2013-10-13 | 187 S THOREAU TER |  |  | FREEZE PROTECTION |  | ELECTRIC | HVAC-HTR* |  |  | AW
5094847 | UNKNOWN |  |  |  | SWFT ELEC HTR1 PMP RM /HEATER | NJAC | B | NJAC-Z1-SWFT. | P201 | INSV | INST | HUSSAARM | 2013-10-13 | 11 SWIFT AVE |  |  | FREEZE PROTECTION |  | ELECTRIC | HVAC-HTR* |  |  | AW
5095628 | UNKNOWN |  |  |  | SWFT ELEC HTR2 PMP RM /HEATER | NJAC | B | NJAC-Z1-SWFT. | P201 | INSV | INST | HUSSAARM | 2013-10-13 | 11 SWIFT AVE |  |  | FREEZE PROTECTION |  | ELECTRIC | HVAC-HTR* |  |  | AW
5096401 | UNKNOWN |  |  |  | SWFT ELEC HTR PHOS RM /HEATER | NJAC | B | NJAC-Z1-SWFT. | P201 | INSV | INST | HUSSAARM | 2013-10-13 | 11 SWIFT AVE |  |  | FREEZE PROTECTION |  | ELECTRIC | HVAC-HTR* |  |  | AW
5096896 | UNKNOWN |  |  |  | SWFT ELEC HTR1 CAUST RM /HEATER | NJAC | B | NJAC-Z1-SWFT. | P201 | INSV | INST | HUSSAARM | 2013-10-13 | 11 SWIFT AVE |  |  | FREEZE PROTECTION |  | ELECTRIC | HVAC-HTR* |  |  | AW
5097645 | UNKNOWN |  |  |  | SWFT ELEC HTR2 CAUST RM /HEATER | NJAC | B | NJAC-Z1-SWFT. | P201 | INSV | INST | HUSSAARM | 2013-10-13 | 11 SWIFT AVE |  | 0.00 A | FREEZE PROTECTION |  | ELECTRIC | HVAC-HTR* |  | 0.00 UN | AW
5098727 | UNKNOWN |  |  |  | SWFT Electric Heater Hypo Room /HEATER | NJAC | B | NJAC-Z1-SWFT. | P201 | INSV | INST | HUSSAARM | 2013-10-13 | 11 SWIFT AVE |  |  | FREEZE PROTECTION |  | ELECTRIC | HVAC-HTR* |  |  | AW
5099265 | UNKNOWN |  | NJFR-6-HVAC-1 |  | ST11 Electric Heater /HEATER | NJCM | B | NJCM-OC-ST11. | P201 | INSV | INST | HUSSAARM | 2013-10-13 | 1108 WEST AVE |  |  | FREEZE PROTECTION |  | ELECTRIC | HVAC-HTR* |  |  | AW
5099266 | UNKNOWN |  | NJFR-32-HVAC-1 |  | ST20 Gas Heater Chemical Room /HEATER | NJCM | B | NJCM-OC-ST20. | P201 | INSV | INST | HUSSAARM | 2013-10-13 | 2027 HAVEN AVE |  |  | FREEZE PROTECTION |  | NAT GAS | HVAC-HTR* |  |  | AW
5099268 | UNKNOWN |  | NJFR-32-HVAC-2 |  | ST20 Gas Heater Pump Room /HEATER | NJCM | B | NJCM-OC-ST20. | P201 | INSV | INST | HUSSAARM | 2013-10-13 | 2027 HAVEN AVE |  |  | FREEZE PROTECTION |  | NAT GAS | HVAC-HTR* |  |  | AW
5099269 | UNKNOWN |  | NJFR-40-HVAC-3 |  | ST35 Electric Heater # 3 /HEATER | NJCM | B | NJCM-OC-ST35. | P201 | INSV | INST | HUSSAARM | 2013-10-13 | 3501 ASBURY AVE |  |  | FREEZE PROTECTION |  | ELECTRIC | HVAC-HTR* |  |  | AW
5099290 | UNKNOWN |  |  |  | WWIC-BST Heater /HEATER | NJCM | B | NJCM-MT-WWIC.-BST. | P201 | INSV | INST | HUSSAARM | 2013-10-13 | 3169 ROUTE 9 S |  |  | FREEZE PROTECTION |  | ELECTRIC | HVAC-HTR* |  |  | AW |  |  | 460
5099289 | UNKNOWN |  | NJFR-54-HVAC-2 |  | MAIN Gas Heater Chemical Room /HEATER | NJCM | B | NJCM-MT-MAIN. | P201 | INSV | INST | HUSSAARM | 2013-10-13 | 412 N ROUTE 9 |  |  | FREEZE PROTECTION |  | NAT GAS | HVAC-HTR* |  |  | AW
5099288 | UNKNOWN |  | NJFR-54-HVAC-1 |  | MAIN Gas Heater Pump Room /HEATER | NJCM | B | NJCM-MT-MAIN. | P201 | INSV | INST | HUSSAARM | 2013-10-13 | 412 N ROUTE 9 |  | 0.00 A | FREEZE PROTECTION |  | NAT GAS | HVAC-HTR* |  | 0.00 UN | AW
5099287 | UNKNOWN |  | NJFR-1-HVAC-2 |  | HAND Gas Heater #2 /HEATER | NJCM | B | NJCM-MT-HAND. | P201 | OOS | INAC INST | HUSSAARM | 2013-10-13 | 205 MECHANIC ST |  |  | FREEZE PROTECTION |  | NAT GAS | HVAC-HTR* |  |  | AW
5099286 | UNKNOWN |  | NJFR-1-HVAC-1 |  | HAND Gas Heater #1 /HEATER | NJCM | B | NJCM-MT-HAND. | P201 | INSV | INST | HUSSAARM | 2013-10-13 | 205 MECHANIC ST |  |  | FREEZE PROTECTION |  | NAT GAS | HVAC-HTR* |  |  | AW
5099285 | UNKNOWN |  | NJFR-37-HVAC-1 |  | LAKE Gas Heater Pump Room /HEATER | NJCM | B | NJCM-MT-LAKE. | P201 | INSV | INST | HUSSAARM | 2013-10-13 | 1390 ROUTE 9 SOUTH |  |  | FREEZE PROTECTION |  | NAT GAS | HVAC-HTR* |  |  | AW
5099283 | UNKNOWN |  | NJFR-60-HVAC-2 |  | CMAY Electric Heater # 2 /HEATER | NJCM | B | NJCM-MT-CMAY. | P201 | INSV | INST | HUSSAARM | 2013-10-13 | 300 E LENA AVE |  |  | FREEZE PROTECTION |  | ELECTRIC | HVAC-HTR* |  |  | AW
5099282 | UNKNOWN |  | NJFR-60-HVAC-1 |  | CMAY Electric Heater # 1 /HEATER | NJCM | B | NJCM-MT-CMAY. | P201 | INSV | INST | HUSSAARM | 2013-10-13 | 300 E LENA AVE |  |  | FREEZE PROTECTION |  | ELECTRIC | HVAC-HTR* |  |  | AW
5099281 | UNKNOWN |  | NJFR-8-HVAC-1 |  | STRM Electric Heater /HEATER | NJCM | B | NJCM-SM-STRM. | P201 | INSV | INST | HUSSAARM | 2013-10-13 | 6 W VINCENT AVE |  |  | FREEZE PROTECTION |  | ELECTRIC | HVAC-HTR* |  |  | AW
5099280 | UNKNOWN |  | NJFR-2-HVAC-1 |  | WSTA Electric Heater Pump Room /HEATER | NJCM | B | NJCM-OC-WSTA. | P201 | INSV | INST | HUSSAARM | 2013-10-13 | 66 W STATION RD |  |  | FREEZE PROTECTION |  | ELECTRIC | HVAC-HTR* |  |  | AW
5099279 | UNKNOWN |  | NJFR-2-HVAC-2 |  | WSTA ELEC HTR CHEM RM /HEATER | NJCM | B | NJCM-OC-WSTA. | P201 | INSV | INST | HUSSAARM | 2013-10-13 | 66 W STATION RD |  |  | FREEZE PROTECTION |  | ELECTRIC | HVAC-HTR* |  |  | AW
5099278 | UNKNOWN |  | NJFR-52-HVAC-2 |  | STGE Gas Heater Hypo Room /HEATER | NJCM | B | NJCM-UT-STGE. | P201 | OOS | INAC INST | HUSSAARM | 2013-10-13 | 110 OLD STAGECOACH RD |  |  | FREEZE PROTECTION |  | NAT GAS | HVAC-HTR* |  |  | AW
5099277 | UNKNOWN |  | NJFR-52-HVAC-3 |  | STGE Gas Heater Generator Room /HEATER | NJCM | B | NJCM-UT-STGE. | P201 | OOS | INAC INST | HUSSAARM | 2013-10-13 | 110 OLD STAGECOACH RD |  | 0.00 A | FREEZE PROTECTION |  | NAT GAS | HVAC-HTR* |  | 0.00 UN | AW
5099275 | UNKNOWN |  | NJFR-52-HVAC-1 |  | STGE Gas Heater Pump Room /HEATER | NJCM | B | NJCM-UT-STGE. | P201 | OOS | INAC INST | HUSSAARM | 2013-10-13 | 110 OLD STAGECOACH RD |  |  | FREEZE PROTECTION |  | NAT GAS | HVAC-HTR* |  |  | AW
5099274 | UNKNOWN |  | NJFR-3-HVAC-2 |  | NORT ELEC HTR2 PMP RM /HEATER | NJCM | B | NJCM-OC-NORT. | P201 | INSV | INST | HUSSAARM | 2013-10-13 | 734 BATTERSEA RD |  |  | FREEZE PROTECTION |  | ELECTRIC | HVAC-HTR* |  |  | AW
5099273 | UNKNOWN |  | NJFR-3-HVAC-1 |  | NORT ELEC HTR1 PMP RM /HEATER | NJCM | B | NJCM-OC-NORT. | P201 | INSV | INST | HUSSAARM | 2013-10-13 | 734 BATTERSEA RD |  |  | FREEZE PROTECTION |  | ELECTRIC | HVAC-HTR* |  |  | AW
5099272 | UNKNOWN |  | NJFR-43-HVAC-1 |  | ST52 Electric Heater /HEATER | NJCM | B | NJCM-OC-ST52. | P201 | INSV | INST | HUSSAARM | 2013-10-13 | 5161 ASBURY AVE |  |  | FREEZE PROTECTION |  | ELECTRIC | HVAC-HTR* |  |  | AW
5099271 | UNKNOWN |  | NJFR-40-HVAC-1 |  | ST35 Electric Heater # 1 /HEATER | NJCM | B | NJCM-OC-ST35. | P201 | INSV | INST | HUSSAARM | 2013-10-13 | 3501 ASBURY AVE |  |  | FREEZE PROTECTION |  | ELECTRIC | HVAC-HTR* |  |  | AW
5099270 | UNKNOWN |  | NJFR-40-HVAC-2 |  | ST35 Electric Heater # 2 /HEATER | NJCM | B | NJCM-OC-ST35. | P201 | INSV | INST | HUSSAARM | 2013-10-13 | 3501 ASBURY AVE |  | 0.00 A | FREEZE PROTECTION |  | ELECTRIC | HVAC-HTR* |  | 0.00 UN | AW
5190405 | UNKNOWN |  | NJFR-20-HVAC-2 |  | ABSC-Electric Heater Hypochlorite /Heate | NJAC | B | NJAC-Z1-ABSC. | P201 | INSV | INST | THORNDE | 2014-08-25 | 534 New Jersey Ave | [5 empty] | HVAC-HTR* |  |  | AW
5190003 | REZNOR |  |  |  | ABSC-CAUS Gas Heater | NJAC | 6 | NJAC-Z1-ABSC.-CAUS | P201 | INSV | INST | HEIMER | 2014-09-17 | 534 New Jersey Ave |  |  | FREEZE PROTECTION | CONTINUOUS | NAT GAS | HVAC-HTR* | BTU/HR |  | AW
5190531 | UNKNOWN |  |  |  | ABSC-Electric Heater Phosphate /Heater | NJAC | 6 | NJAC-Z1-ABSC.-PHOS | P201 | INSV | INST | HEIMER | 2014-09-17 | 534 New Jersey Ave | [5 empty] | HVAC-HTR* |  |  | AW
5190581 | REZNOR |  |  |  | ABSC-Gas Heater #3 Filter Room /Heater | NJAC | 6 | NJAC-Z1-ABSC. | P201 | INSV | INST | HEIMER | 2014-09-19 | 534 New Jersey Ave |  |  | FREEZE PROTECTION | CONTINUOUS | NAT GAS | HVAC-HTR* |  |  | AW
5190580 | REZNOR |  |  |  | ABSC-Gas Heater #2 Filter Room /Heater | NJAC | 6 | NJAC-Z1-ABSC. | P201 | INSV | INST | HEIMER | 2014-09-19 | 534 New Jersey Ave |  |  | FREEZE PROTECTION | CONTINUOUS | NAT GAS | HVAC-HTR* |  |  | AW
5190579 | REZNOR |  |  |  | ABSC-Gas Heater #1 Filter Room /Heater | NJAC | 6 | NJAC-Z1-ABSC. | P201 | INSV | INST | HEIMER | 2014-09-19 | 534 New Jersey Ave |  |  | FREEZE PROTECTION | CONTINUOUS | NAT GAS | HVAC-HTR* | BTU/HR |  | AW
5193526 | QMARK |  |  |  | OCHT /HEATER | NJOC | 1 | NJAC-Z1-OCHT. | P201 | INSV | INST | FREEMAJ1 | 2014-12-04 | 5002 OCEAN HEIGHTS AVE |  |  | FREEZE PROTECTION | CONTINUOUS | ELECTRIC | HVAC-HTR* | BTU/HR |  | AW |  |  | 240
5210022 | REZNOR |  |  |  | MART Gas heater #2 Pump Room /HEATER | NJAC | 6 | NJAC-Z1-MART. | P201 | INSV | INST | HEIMER | 2016-02-18 | 107 MARTIN AVE |  |  | FREEZE PROTECTION |  | NAT GAS | HVAC-HTR* |  |  | AW
5210023 | REZNOR |  |  |  | MART Gas Heater Caustic Room /HEATER | NJAC | 6 | NJAC-Z1-MART. | P201 | INSV | INST | HEIMER | 2016-02-18 | 107 MARTIN AVE |  | 0.00 A | FREEZE PROTECTION |  | NAT GAS | HVAC-HTR* |  | 0.00 UN | AW
5210024 | REZNOR |  |  |  | MART Gas Heater #1 Pump Room /HEATER | NJAC | 6 | NJAC-Z1-MART. | P201 | INSV | INST | HEIMER | 2016-02-18 | 107 MARTIN AVE |  |  | FREEZE PROTECTION |  | NAT GAS | HVAC-HTR* |  |  | AW
5210028 | REZNOR |  |  |  | MILL Gas Heater Booster Room /HEATER | NJAC | B | NJAC-Z1-MILL. | P201 | INSV | INST | HEIMER | 2016-02-18 | 100 W Mill Rd |  | 0.00 A | FREEZE PROTECTION |  | NAT GAS | HVAC-HTR* |  | 0.00 UN | AW
5210029 | REZNOR |  |  |  | MILL Gas Heater AIR STRIPPER /HEATER | NJAC | B | NJAC-Z1-MILL. | P201 | INSV | INST | HEIMER | 2016-02-18 | 100 W Mill Rd |  | 0.00 A | FREEZE PROTECTION |  | NAT GAS | HVAC-HTR* |  | 0.00 UN | AW
5210030 | UNKNOWN |  |  |  | MILL Elect HTR Hypo room/ Heater | NJAC | B | NJAC-Z1-MILL. | P201 | INSV | INST | HEIMER | 2016-02-18 | 100 W Mill Rd |  | 0.00 A | FREEZE PROTECTION | CONTINUOUS | ELECTRIC | HVAC-HTR* | BTU/HR |  | AW |  |  | 240
5211918 | REZNOR |  |  |  | STGE Gas Heater Generator Room /HEATER | NJCM | B | NJCM-UT-STGE. | P201 | INSV | INST | HEIMER | 2016-03-02 | 110 OLD STAGECOACH RD |  | 0.00 A | FREEZE PROTECTION | INTERMITTENT | NAT GAS | HVAC-HTR* | BTU/HR | 30,000.00 UN | AW |  |  | 120
5211919 | CHROMALOX |  |  |  | STGE Gas Heater Hypo Room /HEATER | NJCM | B | NJCM-UT-STGE. | P201 | INSV | INST | HEIMER | 2016-03-02 | 110 OLD STAGECOACH RD |  |  | FREEZE PROTECTION | INTERMITTENT | ELECTRIC | HVAC-HTR* | KW | 10.00 UN | AW |  |  | 208
5211920 | REZNOR |  |  |  | STGE Gas Heater Pump Room /HEATER | NJCM | B | NJCM-UT-STGE. | P201 | INSV | INST | HEIMER | 2016-03-02 | 110 OLD STAGECOACH RD |  | 115.00 A | FREEZE PROTECTION | INTERMITTENT | NAT GAS | HVAC-HTR* | BTU/HR | 105,000.00 UN | AW

## HVAC Ventilator
Equipment |  | Function class | Inventory no. | Position | Description | AuthorizGroup | EquipCategory | Functional Loc. | Planning plant | User status | System status | Created by | Created on | Street | Size/dimens. | Amp Rating | Application | Duty Cycle | Energy Type | HVAC Ventilation | Output UOM | Output Value | Owned By | Special Mtn Note | Special Mtn Note Det | Volt Rating
5085013 | UNKNOWN |  | NJFR-30-HVAC-2 |  | SMFP-2 Exhaust Fan Well # 2 /VENTILATOR | NJAC | B | NJAC-Z1-SMFP.-2... | P201 | INSV | INST | HUSSAARM | 2013-10-12 | 569 E MOSS MILL ROAD |  |  | FREEZE PROTECTION |  | ELECTRIC | HVAC-VNT* |  |  | AW
5085035 | UNKNOWN |  | NJFR-30-HVAC-1 |  | SMFP-1 Exhaust Fan Well # 1 /VENTILATOR | NJAC | B | NJAC-Z1-SMFP.-1... | P201 | INSV | INST | HUSSAARM | 2013-10-12 | 501 E MOSS MILL ROAD |  |  | FREEZE PROTECTION |  | ELECTRIC | HVAC-VNT* |  |  | AW
5099291 | UNKNOWN |  |  |  | WWIC-BST Exhaust Fan /VENTILATOR | NJCM | B | NJCM-MT-WWIC.-BST. | P201 | INSV | INST | HUSSAARM | 2013-10-13 | 3169 ROUTE 9 S |  |  | VENTILATION |  | ELECTRIC | HVAC-VNT* |  |  | AW |  |  | 120
5099292 | UNKNOWN |  |  |  | ST11 Pump Room Exhaust Fan /VENTILATOR | NJCM | B | NJCM-OC-ST11. | P201 | INSV | INST | HUSSAARM | 2013-10-13 | 1108 WEST AVE |  |  | VENTILATION |  | ELECTRIC | HVAC-VNT* |  |  | AW
5099293 | UNKNOWN |  |  |  | ST11 CHEM BLDG EXHST FAN /VENTIL | NJCM | B | NJCM-OC-ST11. | P201 | INSV | INST | HUSSAARM | 2013-10-13 | 1108 WEST AVE |  |  | VENTILATION |  | ELECTRIC | HVAC-VNT* |  |  | AW
5099295 | UNKNOWN |  |  |  | ST20 CHEM RM EXHST FAN /VENTIL | NJCM | B | NJCM-OC-ST20. | P201 | INSV | INST | HUSSAARM | 2013-10-13 | 2027 HAVEN AVE |  |  | VENTILATION |  | ELECTRIC | HVAC-VNT* |  |  | AW
5099296 | UNKNOWN |  |  |  | ST35 Pump Room Exhaust Fan /VENTILATOR | NJCM | B | NJCM-OC-ST35. | P201 | INSV | INST | HUSSAARM | 2013-10-13 | 3501 ASBURY AVE |  |  | VENTILATION |  | ELECTRIC | HVAC-VNT* |  |  | AW
5099297 | UNKNOWN |  |  |  | STGE Pump Room Exhaust Fan /VENTILATOR | NJCM | B | NJCM-UT-STGE. | P201 | INSV | INST | HUSSAARM | 2013-10-13 | 110 OLD STAGECOACH RD |  |  | VENTILATION |  | ELECTRIC | HVAC-VNT* |  |  | AW
5099298 | UNKNOWN |  |  |  | NORT Pump Room Exhaust Fan /VENTILATOR | NJCM | B | NJCM-OC-NORT. | P201 | INSV | INST | HUSSAARM | 2013-10-13 | 734 BATTERSEA RD |  |  | VENTILATION |  | ELECTRIC | HVAC-VNT* |  |  | AW
5099299 | UNKNOWN |  |  |  | MAIN Pump Room Exhaust Fan /VENTILATOR | NJCM | B | NJCM-MT-MAIN. | P201 | INSV | INST | HUSSAARM | 2013-10-13 | 412 N ROUTE 9 |  |  | VENTILATION |  | ELECTRIC | HVAC-VNT* |  |  | AW
5099596 | UNKNOWN |  |  |  | SWFT Exhaust Fan # 1 /VENTILATOR | NJAC | B | NJAC-Z1-SWFT. | P201 | INSV | INST | HUSSAARM | 2013-10-13 | 11 SWIFT AVE |  |  | OTHER |  | ELECTRIC | HVAC-VNT* |  |  | AW
5099900 | UNKNOWN |  |  |  | MN CHEM RM EXHST FAN /VENTIL | NJCM | B | NJCM-MT-MAIN. | P201 | INSV | INST | HUSSAARM | 2013-10-13 | 412 N ROUTE 9 |  |  | VENTILATION |  | ELECTRIC | HVAC-VNT* |  |  | AW
5099902 | UNKNOWN |  |  |  | HAND Pump Room Exhaust Fan /VENTILATOR | NJCM | B | NJCM-MT-HAND. | P201 | INSV | INST | HUSSAARM | 2013-10-13 | 205 MECHANIC ST |  |  | VENTILATION |  | ELECTRIC | HVAC-VNT* |  |  | AW
5099903 | UNKNOWN |  |  |  | HAND CHEM RM EXHST FAN /VENTIL | NJCM | B | NJCM-MT-HAND. | P201 | OOS | INAC INST | HUSSAARM | 2013-10-13 | 205 MECHANIC ST |  |  | VENTILATION |  | ELECTRIC | HVAC-VNT* |  |  | AW
5099904 | UNKNOWN |  |  |  | LAKE Pump Room Exhaust Fan /VENTILATOR | NJCM | B | NJCM-MT-LAKE. | P201 | INSV | INST | HUSSAARM | 2013-10-13 | 1390 ROUTE 9 SOUTH |  |  | VENTILATION |  | ELECTRIC | HVAC-VNT* |  |  | AW
5100992 | UNKNOWN |  |  |  | SWFT Exhaust Fan # 2 /VENTILATOR | NJAC | B | NJAC-Z1-SWFT. | P201 | INSV | INST | HUSSAARM | 2013-10-13 | 11 SWIFT AVE |  |  | OTHER |  | ELECTRIC | HVAC-VNT* |  |  | AW

## Instrument Switch
Equipment |  | Function class | Inventory no. | Position | Description | AuthorizGroup | EquipCategory | Functional Loc. | Planning plant | User status | System status | Created by | Created on | Street | Size/dimens. | Instrument Range | Instrument UOM | Loop Power | NEMA Enclosure | On SCADA? | Output Type | Owned By | Special Mtn Note | Special Mtn Note Det | Switch Type
5088273 | UNKNOWN |  |  |  | OAKS Flow Switch /SWITCH | NJAC | 6 | NJAC-Z1-OAKS. | P201 | INSV | INST | HUSSAARM | 2013-10-12 | 267 W. JIMMIE LEEDS ROAD |  |  |  |  | 4X STAINLESS SPLASHPROOF | Y | CLOSED CONTACT | AW |  |  | FLOW SW
5088235 | KOBOLD |  | NJFR-17-PCTP-1 |  | DOBB- STRIPPER Transfer Pump/Flow Switch | NJAC | 6 | NJAC-Z1-DOBB. | P201 | INSV | INST | HUSSAARM | 2013-10-12 | 1002 DOBBS AVE | [7 empty] | AW |  |  | FLOW SW
5086486 | UNKNOWN |  | NJFR-55-IFLS-1 |  | WRAS-W3 Flow Well # 3 /SWITCH | NJAC | 6 | NJAC-Z1-WRAS.-W3.. | P201 | INSV | INST | HUSSAARM | 2013-10-12 | 185 S THOREAU TER | [5 empty] | Y |  | AW |  |  | FLOW SW
5086272 | UNKNOWN |  | NJFR-55-IFLS-2 |  | WRAS-W4 Flow Well # 4 /SWITCH | NJAC | 6 | NJAC-Z1-WRAS.-W4.. | P201 | INSV | INST | HUSSAARM | 2013-10-12 | 183 S THOREAU TER | [5 empty] | Y |  | AW |  |  | FLOW SW
5086204 | UNKNOWN |  | NJFR-19-IFLS-1 |  | WOOD Flow Well # 3 /SWITCH | NJAC | 6 | NJAC-Z1-WOOD. | P201 | INSV | INST | HUSSAARM | 2013-10-12 | 746 BLOCK OF WOODLAND AVE. | [5 empty] | Y |  | AW |  |  | FLOW SW
5085775 | UNKNOWN |  | NJFR-25-IFLS-1 |  | SPRC-14 Flow Well # 14 /SWITCH | NJAC | 6 | NJAC-Z1-SPRC.-14.. | P201 | INSV | INST | HUSSAARM | 2013-10-12 | 5055 SPRUCE AVE | [5 empty] | Y |  | AW |  |  | FLOW SW
5085319 | UNKNOWN |  | NJFR-14-IFLS-1 |  | SLIN Flow Well # 7 /SWITCH | NJAC | 6 | NJAC-Z1-SLIN. | P201 | OOS | INAC INST | HUSSAARM | 2013-10-12 | 313 KIRKLIN AVE | [5 empty] | Y |  | AW |  |  | FLOW SW
5084668 | UNKNOWN |  | NJFR-30-IFLS-1 |  | SMFP-1 Well #1 Flow /SWITCH | NJAC | 6 | NJAC-Z1-SMFP.-1... | P201 | INSV | INST | HUSSAARM | 2013-10-12 | 501 E MOSS MILL ROAD | [5 empty] | Y |  | AW |  |  | FLOW SW
5084216 | UNKNOWN |  | NJFR-30-IFLS-3 |  | SMFP-17 Well #17 Flow /SWITCH | NJAC | 6 | NJAC-Z1-SMFP.-17.. | P201 | INSV | INST | HUSSAARM | 2013-10-12 | 525 E MOSS MILL ROAD | [5 empty] | Y |  | AW |  |  | FLOW SW
5083646 | UNKNOWN |  | NJFR-30-IFLS-2 |  | SMFP-2 Well #2 Flow /SWITCH | NJAC | 6 | NJAC-Z1-SMFP.-2... | P201 | INSV | INST | HUSSAARM | 2013-10-12 | 569 E MOSS MILL ROAD | [5 empty] | Y |  | AW |  |  | FLOW SW
5082782 | KOBOLD |  | NJFR-15-IFLS-1 |  | NLIN Flow Well # 8 /SWITCH | NJAC | 6 | NJAC-Z1-NLIN. | P201 | INSV | INST | HUSSAARM | 2013-10-12 | 605 NEW ROAD |  |  |  | Y | 4 SPLASHPROOF | Y | 4-20MA | AW |  |  | FLOW SW
5082538 | KOBOLD |  | NJFR-13-IFLS-2 |  | MILL Flow High Service Pump /SWITCH | NJAC | 6 | NJAC-Z1-MILL. | P201 | INSV | INST | HUSSAARM | 2013-10-12 | 100 MILL ROAD |  |  |  | Y | 4 SPLASHPROOF | Y | 4-20MA | AW |  |  | FLOW SW
5082111 | UNKNOWN |  | NJFR-13-IFLS-1 |  | MILL Flow Well # 4A /SWITCH | NJAC | 6 | NJAC-Z1-MILL. | P201 | INSV | INST | HUSSAARM | 2013-10-12 | 100 MILL ROAD | [5 empty] | Y |  | AW |  |  | FLOW SW
5081583 | UNKNOWN |  | NJFR-41-IFLS-2 |  | MART Flow /SWITCH | NJAC | 6 | NJAC-Z1-MART. | P201 | INSV | INST | HUSSAARM | 2013-10-12 | 107 MARTIN AVE | [5 empty] | Y |  | AW |  |  | FLOW SW
5100823 | UNKNOWN |  |  |  | ST17 Lead Float /SWITCH | NJOS | 6 | NJOSW-WW-ST17. | P201 | INSV | INST | HUSSAARM | 2013-10-13 | 39 W 17TH ST | [7 empty] | AW |  |  | LEVEL SW
5100822 | UNKNOWN |  |  |  | ST17 Stop Float /SWITCH | NJOS | 6 | NJOSW-WW-ST17. | P201 | INSV | INST | HUSSAARM | 2013-10-13 | 39 W 17TH ST | [7 empty] | AW |  |  | LEVEL SW
5100820 | UNKNOWN |  |  |  | OCRF HighHigh Float /SWITCH | NJOS | 6 | NJOSW-WW-OCRF. | P201 | INSV | INST | HUSSAARM | 2013-10-13 | OCEAN REEF DRIVE | [5 empty] | Y |  | AW |  |  | LEVEL SW
5100819 | UNKNOWN |  |  |  | OCRF Lag Float /SWITCH | NJOS | 6 | NJOSW-WW-OCRF. | P201 | INSV | INST | HUSSAARM | 2013-10-13 | OCEAN REEF DRIVE | [7 empty] | AW |  |  | LEVEL SW
5100818 | UNKNOWN |  |  |  | OCRF Lead Float /SWITCH | NJOS | 6 | NJOSW-WW-OCRF. | P201 | INSV | INST | HUSSAARM | 2013-10-13 | OCEAN REEF DRIVE | [7 empty] | AW |  |  | LEVEL SW
5100817 | UNKNOWN |  |  |  | OCRF Stop Float /SWITCH | NJOS | 6 | NJOSW-WW-OCRF. | P201 | INSV | INST | HUSSAARM | 2013-10-13 | OCEAN REEF DRIVE | [7 empty] | AW |  |  | LEVEL SW
5100816 | UNKNOWN |  |  |  | MPRK HighHigh Float /SWITCH | NJOS | 6 | NJOSW-WW-MPRK. | P201 | INSV | INST | HUSSAARM | 2013-10-13 | OXFORD LANE | [5 empty] | Y |  | AW |  |  | LEVEL SW
5100815 | UNKNOWN |  |  |  | MPRK Lag Float /SWITCH | NJOS | 6 | NJOSW-WW-MPRK. | P201 | INSV | INST | HUSSAARM | 2013-10-13 | OXFORD LANE | [7 empty] | AW |  |  | LEVEL SW
5100814 | UNKNOWN |  |  |  | MPRK Lead Float /SWITCH | NJOS | 6 | NJOSW-WW-MPRK. | P201 | INSV | INST | HUSSAARM | 2013-10-13 | OXFORD LANE | [7 empty] | AW |  |  | LEVEL SW
5100813 | UNKNOWN |  |  |  | MPRK Stop Float /SWITCH | NJOS | 6 | NJOSW-WW-MPRK. | P201 | INSV | INST | HUSSAARM | 2013-10-13 | OXFORD LANE | [7 empty] | AW |  |  | LEVEL SW
5100812 | UNKNOWN |  |  |  | BLUW HighHigh Float /SWITCH | NJOS | 6 | NJOSW-WW-BLUW. | P201 | INSV | INST | HUSSAARM | 2013-10-13 | NAUTILUS DRIVE | [5 empty] | Y |  | AW |  |  | LEVEL SW
5100810 | UNKNOWN |  |  |  | BLUW Lag Float /SWITCH | NJOS | 6 | NJOSW-WW-BLUW. | P201 | INSV | INST | HUSSAARM | 2013-10-13 | NAUTILUS DRIVE | [7 empty] | AW |  |  | LEVEL SW
5100809 | UNKNOWN |  |  |  | BLUW Lead Float /SWITCH | NJOS | 6 | NJOSW-WW-BLUW. | P201 | INSV | INST | HUSSAARM | 2013-10-13 | NAUTILUS DRIVE | [7 empty] | AW |  |  | LEVEL SW
5100808 | UNKNOWN |  |  |  | BLUW Stop Float /SWITCH | NJOS | 6 | NJOSW-WW-BLUW. | P201 | INSV | INST | HUSSAARM | 2013-10-13 | NAUTILUS DRIVE | [7 empty] | AW |  |  | LEVEL SW
5100807 | UNKNOWN |  |  |  | ST53 HighHigh Float /SWITCH | NJOS | 6 | NJOSW-WW-ST53. | P201 | INSV | INST | HUSSAARM | 2013-10-13 | 53 STREET & WEST AVE | [5 empty] | Y |  | AW |  |  | LEVEL SW
5100806 | UNKNOWN |  |  |  | ST41 HighHigh Float /SWITCH | NJOS | 6 | NJOSW-WW-ST41. | P201 | INSV | INST | HUSSAARM | 2013-10-13 | 41 STREET & WEST AVE | [5 empty] | Y |  | AW |  |  | LEVEL SW
5100805 | UNKNOWN |  |  |  | BAYP HighHigh Float /SWITCH | NJOS | 6 | NJOSW-WW-BAYP. | P201 | INSV | INST | HUSSAARM | 2013-10-13 | 61 BAYONNE PLACE | [5 empty] | Y |  | AW |  |  | LEVEL SW
5100824 | UNKNOWN |  |  |  | ST17 Lag Float /SWITCH | NJOS | 6 | NJOSW-WW-ST17. | P201 | INSV | INST | HUSSAARM | 2013-10-13 | 39 W 17TH ST | [7 empty] | AW |  |  | LEVEL SW
5100825 | UNKNOWN |  |  |  | ST17 HighHigh Float /SWITCH | NJOS | 6 | NJOSW-WW-ST17. | P201 | INSV | INST | HUSSAARM | 2013-10-13 | 39 W 17TH ST | [5 empty] | Y |  | AW |  |  | LEVEL SW
5100826 | UNKNOWN |  |  |  | GARD Electrode Pot #2 /Level Switch | NJOS | 6 | NJOSW-WW-GARD. | P201 | OOS | INAC INST | HUSSAARM | 2013-10-13 | ATLANTIC BOULEVARD | [5 empty] | Y |  | AW |  |  | LEVEL SW
5131859 | KOBOLD |  |  |  | ST27 FLOW /SWITCH | NJCM | 6 | NJCM-OC-ST27. | P201 | INSV | INST | HUSSAARM | 2013-10-13 | 2661 WEST AVE |  |  |  |  | 4 SPLASHPROOF |  |  | AW |  |  | FLOW SW
5131861 | KOBOLD |  |  |  | ST27 WELL MOTOR FLOW /SWITCH | NJCM | 6 | NJCM-OC-ST27. | P201 | INSV | INST | HUSSAARM | 2013-10-13 | 2661 WEST AVE |  |  |  |  | 4 SPLASHPROOF |  |  | AW |  |  | FLOW SW
5131867 | UNKNOWN |  |  |  | ST27-HYPO HIGH LEVEL /SWITCH | NJCM | 6 | NJCM-OC-ST27.-HYPO | P201 | INSV | INST | HUSSAARM | 2013-10-13 | 2661 WEST AVE |  |  |  | N | 4 SPLASHPROOF | Y | CLOSED CONTACT | AW |  |  | LEVEL SW
5131868 | ENDRESS-HAUSER |  |  |  | ST27-PHOS HIGH LEVEL /SWITCH | NJCM | 6 | NJCM-OC-ST27.-PHOS | P201 | INSV | INST | HUSSAARM | 2013-10-13 | 2661 WEST AVE |  |  |  |  | 4X STAINLESS SPLASHPROOF | Y | CLOSED CONTACT | AW |  |  | LEVEL SW
5131870 | KOBOLD |  |  |  | STR3 FLOW FOR CHEM PUMPS /SWITCH | NJCM | 6 | NJCM-OC-STR3. | P201 | INSV | INST | HUSSAARM | 2013-10-13 | 248 WEST AVE |  |  |  |  | 4 SPLASHPROOF | Y |  | AW |  |  | FLOW SW
5131872 | KOBOLD |  |  |  | STR3 WELL MOTOR FLOW /SWITCH | NJCM | 6 | NJCM-OC-STR3. | P201 | INSV | INST | HUSSAARM | 2013-10-13 | 248 WEST AVE |  |  |  |  | 4 SPLASHPROOF |  |  | AW |  |  | FLOW SW
5131896 | UNKNOWN |  |  |  | STR3-HYPO HIGH LEVEL /SWITCH | NJCM | 6 | NJCM-OC-STR3.-HYPO | P201 | INSV | INST | HUSSAARM | 2013-10-13 | 248 WEST AVE |  |  |  |  | 4 SPLASHPROOF | Y | CLOSED CONTACT | AW |  |  | LEVEL SW
5131897 | UNKNOWN |  |  |  | STR3-PHOS HIGH LEVEL /SWITCH | NJCM | 6 | NJCM-OC-STR3.-PHOS | P201 | INSV | INST | HUSSAARM | 2013-10-13 | 248 WEST AVE |  |  |  |  | 4X STAINLESS SPLASHPROOF | Y | CLOSED CONTACT | AW |  |  | LEVEL SW
5161018 | UNKNOWN |  | NJFR-20-IFLS-1 |  | ABSC Flow Well #6 /SWITCH | NJAC | 6 | NJAC-Z1-ABSC. | P201 | OOS | INAC INST | HUSSAARM | 2013-10-13 | 534 NEW JERSEY AVE. |  |  |  | Y |  | Y | 4-20MA | AW |  |  | FLOW SW
5161068 | FLO-TECH |  | NJFR-17-IFLS-1 |  | DOBB Flow Well # 5 /SWITCH | NJAC | 6 | NJAC-Z1-DOBB. | P201 | INSV | INST | HUSSAARM | 2013-10-13 | 1002 DOBBS AVE |  |  |  | Y |  | Y | 4-20MA | AW |  |  | FLOW SW
5163703 | UNKNOWN |  | NJFR-26-IFLS-1 |  | ECRT-15 Flow Well # 15 /SWITCH | NJAC | 6 | NJAC-Z1-ECRT.-15.. | P201 | OOS | INAC INST | HUSSAARM | 2013-10-13 | 554 SCARBOROUGH DRIVE | [5 empty] | Y |  | AW |  |  | FLOW SW
5164451 | FLO-TECH |  | NJFR-11-IFLS-1 |  | GROV Flow Well # 9 /SWITCH | NJAC | 6 | NJAC-Z1-GROV. | P201 | INSV | INST | HUSSAARM | 2013-10-13 | 680 W MARYLAND AVE |  |  |  | Y | 4X STAINLESS SPLASHPROOF | Y |  | AW |  |  | FLOW SW
5165182 | FLO-TECH |  | NJFR-41-IFLS-3 |  | BARG Flow /SWITCH | NJAC | 6 | NJAC-Z1-BARG. | P201 | INSV | INST | HUSSAARM | 2013-10-13 | 6707 MILL ROAD |  |  | OTHER | Y | 4X STAINLESS SPLASHPROOF | Y | 4-20MA | AW |  |  | FLOW SW
5166028 | UNKNOWN |  | NJFR-41-IFLS-1 |  | TILT-CD Flow /SWITCH | NJAC | 6 | NJAC-Z1-TILT.-CD.. | P201 | INSV | INST | HUSSAARM | 2013-10-13 | 6581 DELILAH RD | [5 empty] | Y |  | AW |  |  | FLOW SW
5089910 | FLO-TECH |  |  |  | DOBB Booster DCH Flow Switch /SWITCH | NJAC | 6 | NJAC-Z1-DOBB. | P201 | INSV | INST | HUSSAARM | 2013-10-13 | 1002 DOBBS AVE |  |  |  | Y | 4X STAINLESS SPLASHPROOF | Y | 4-20MA | AW |  |  | FLOW SW
5090710 | DWYER |  |  |  | MILL Blower /SWITCH | NJAC | 6 | NJAC-Z1-MILL. | P201 | INSV | INST | HUSSAARM | 2013-10-13 | 100 MILL ROAD |  |  |  | Y | 7 EXPLOSION PROOF | Y | 4-20MA | AW |  |  | PRESSURE SW
5090747 | FLO-TECH |  |  |  | MILL Deep Well /SWITCH | NJAC | 6 | NJAC-Z1-MILL. | P201 | INSV | INST | HUSSAARM | 2013-10-13 | 100 MILL ROAD |  |  | OTHER | Y |  | Y | 4-20MA | AW |  |  | FLOW SW
5090757 | FLO-TECH |  |  |  | MILL Booster /SWITCH | NJAC | 6 | NJAC-Z1-MILL. | P201 | OOS | INAC INST | HUSSAARM | 2013-10-13 | 100 MILL ROAD |  |  | OTHER | Y | 4X STAINLESS SPLASHPROOF | Y | 4-20MA | AW |  |  | FLOW SW
5091277 | BRISTOL BABCOCK |  |  |  | ACUA Discharge Pressure /SWITCH | NJAC | 6 | NJAC-Z1-ACUA. | P201 | OOS | INAC INST | HUSSAARM | 2013-10-13 | 1151 N MAIN STREET |  |  | PSI | Y | 4X STAINLESS SPLASHPROOF | Y | 4-20MA | AW |  |  | PRESSURE SW
5091781 | BRISTOL BABCOCK |  |  |  | ACUA Suction Pressure /SWITCH | NJAC | 6 | NJAC-Z1-ACUA. | P201 | OOS | INAC INST | HUSSAARM | 2013-10-13 | 1151 N MAIN STREET |  | 0-100 | PSI | Y | 4X STAINLESS SPLASHPROOF | Y | 4-20MA | AW |  |  | PRESSURE SW
5092497 | BRISTOL BABCOCK |  |  |  | BARG System Pressure well #12 /SWITCH | NJAC | 6 | NJAC-Z1-BARG. | P201 | OOS | INAC INST | HUSSAARM | 2013-10-13 | 6707 MILL ROAD |  | 0-150 | PSI | Y | 4X STAINLESS SPLASHPROOF | Y | 4-20MA | AW |  |  | PRESSURE SW
5093262 | BRISTOL BABCOCK |  |  |  | BARG DISCHRG PRS WL12 /SWITCH | NJAC | 6 | NJAC-Z1-BARG. | P201 | OOS | INAC INST | HUSSAARM | 2013-10-13 | 6707 MILL ROAD |  |  |  | Y |  | Y |  | AW |  |  | PRESSURE SW
5094345 | BRISTOL BABCOCK |  |  |  | BARG Drawdown Pressure well #12 /SWITCH | NJAC | 6 | NJAC-Z1-BARG. | P201 | OOS | INAC INST | HUSSAARM | 2013-10-13 | 6707 MILL ROAD |  |  | FT H20 | Y | 4X STAINLESS SPLASHPROOF | Y | 4-20MA | AW |  |  | PRESSURE SW
5094367 | UNKNOWN |  |  |  | TILT-CD DISCHRG PRS WL11 /SWITCH | NJAC | 6 | NJAC-Z1-TILT.-CD.. | P201 | INSV | INST | HUSSAARM | 2013-10-13 | 6581 DELILAH RD | [5 empty] | Y |  | AW |  |  | PRESSURE SW
5094383 | UNKNOWN |  |  |  | TILT-CD DRAWDOWN PRS WL11 /SWITCH | NJAC | 6 | NJAC-Z1-TILT.-CD.. | P201 | INSV | INST | HUSSAARM | 2013-10-13 | 6581 DELILAH RD | [5 empty] | Y |  | AW |  |  | PRESSURE SW
5094397 | UNKNOWN |  |  |  | TILT-CD System Pressure canl /SWITCH | NJAC | 6 | NJAC-Z1-TILT.-CD.. | P201 | INSV | INST | HUSSAARM | 2013-10-13 | 6581 DELILAH RD | [5 empty] | Y |  | AW |  |  | PRESSURE SW
5097198 | UNKNOWN |  | NJFR-6-IFLS-1 |  | ST11-W8 Flow Switch Well #8 /SWITCH | NJCM | 6 | NJCM-OC-ST11.-W8.. | P201 | INSV | INST | HUSSAARM | 2013-10-13 | 1108 WEST AVE |  |  |  | Y |  | Y | 4-20MA | AW |  |  | FLOW SW
5097700 | FLO-TECH |  | NJFR-32-IFLS-1 |  | ST20 Flow Switch Well #12A /SWITCH | NJCM | 6 | NJCM-OC-ST20. | P201 | INSV | INST | HUSSAARM | 2013-10-13 | 2027 HAVEN AVE |  |  | OTHER | Y | 4 SPLASHPROOF | Y | 4-20MA | AW |  |  | FLOW SW
5097701 | BRISTOL BABCOCK |  | NJFR-40-IFLS-1 |  | ST35 Flow Switch Well #14 /SWITCH | NJCM | 6 | NJCM-OC-ST35. | P201 | INSV | INST | HUSSAARM | 2013-10-13 | 3501 ASBURY AVE |  |  | PSI | Y | 4X STAINLESS SPLASHPROOF | Y | 4-20MA | AW |  |  | FLOW SW
5097702 | FLO-TECH |  | NJFR-43-IFLS-1 |  | ST52 Flow Switch Well #7 /SWITCH | NJCM | 6 | NJCM-OC-ST52. | P201 | OOS | INAC INST | HUSSAARM | 2013-10-13 | 5161 ASBURY AVE |  |  | PSI | Y | 4X STAINLESS SPLASHPROOF | Y | 4-20MA | AW |  |  | FLOW SW
5097703 | UNKNOWN |  | NJFR-3-IFLS-1 |  | NORT Flow Switch Well # 13 /SWITCH | NJCM | 6 | NJCM-OC-NORT. | P201 | INSV | INST | HUSSAARM | 2013-10-13 | 734 BATTERSEA RD |  |  |  | Y |  | Y | 4-20MA | AW |  |  | FLOW SW
5100803 | UNKNOWN |  |  |  | BAYP LowLow Float /SWITCH | NJOS | 6 | NJOSW-WW-BAYP. | P201 | INSV | INST | HUSSAARM | 2013-10-13 | 61 BAYONNE PLACE | [5 empty] | Y |  | AW |  |  | LEVEL SW
5100802 | UNKNOWN |  |  |  | BAYP Stop Float /SWITCH | NJOS | 6 | NJOSW-WW-BAYP. | P201 | INSV | INST | HUSSAARM | 2013-10-13 | 61 BAYONNE PLACE | [7 empty] | AW |  |  | LEVEL SW
5100801 | UNKNOWN |  |  |  | BAYP Lag Float /SWITCH | NJOS | 6 | NJOSW-WW-BAYP. | P201 | INSV | INST | HUSSAARM | 2013-10-13 | 61 BAYONNE PLACE | [7 empty] | AW |  |  | LEVEL SW
5100800 | UNKNOWN |  |  |  | BAYP Lead Float /SWITCH | NJOS | 6 | NJOSW-WW-BAYP. | P201 | INSV | INST | HUSSAARM | 2013-10-13 | 61 BAYONNE PLACE | [7 empty] | AW |  |  | LEVEL SW
5099991 | UNKNOWN |  | NJFR-35-ILVS-1 |  | ST17 LowLow Float /SWITCH | NJOS | 6 | NJOSW-WW-ST17. | P201 | INSV | INST | HUSSAARM | 2013-10-13 | 39 W 17TH ST |  |  |  |  | 4 SPLASHPROOF | Y | 4-20MA | AW |  |  | LEVEL SW
5099989 | UNKNOWN |  | NJFR-34-ILVS-1 |  | OCRF LowLow Float /SWITCH | NJOS | 6 | NJOSW-WW-OCRF. | P201 | INSV | INST | HUSSAARM | 2013-10-13 | OCEAN REEF DRIVE |  |  |  |  | 4 SPLASHPROOF | Y | 4-20MA | AW |  |  | LEVEL SW
5099988 | UNKNOWN |  | NJFR-58-ILVS-1 |  | MPRK LowLow Float /SWITCH | NJOS | 6 | NJOSW-WW-MPRK. | P201 | INSV | INST | HUSSAARM | 2013-10-13 | OXFORD LANE |  |  |  |  | 4 SPLASHPROOF | Y | 4-20MA | AW |  |  | LEVEL SW
5099987 | UNKNOWN |  | NJFR-4-ILVS-1 |  | GARD Electrode Pot #1 /Level Switch | NJOS | 6 | NJOSW-WW-GARD. | P201 | OOS | INAC INST | HUSSAARM | 2013-10-13 | ATLANTIC BOULEVARD |  |  |  |  | 4 SPLASHPROOF | Y | 4-20MA | AW |  |  | LEVEL SW
5099986 | UNKNOWN |  | NJFR-50-ILVS-1 |  | BLUW LowLow Float /SWITCH | NJOS | 6 | NJOSW-WW-BLUW. | P201 | INSV | INST | HUSSAARM | 2013-10-13 | NAUTILUS DRIVE |  |  |  |  | 4 SPLASHPROOF | Y | 4-20MA | AW |  |  | LEVEL SW
5099985 | UNKNOWN |  | NJFR-48-ILVS-1 |  | ST53 LowLow Float /SWITCH | NJOS | 6 | NJOSW-WW-ST53. | P201 | INSV | INST | HUSSAARM | 2013-10-13 | 53 STREET & WEST AVE | [5 empty] | Y |  | AW |  |  | LEVEL SW
5099984 | UNKNOWN |  | NJFR-45-ILVS-1 |  | ST41 LowLow Float /SWITCH | NJOS | 6 | NJOSW-WW-ST41. | P201 | INSV | INST | HUSSAARM | 2013-10-13 | 41 STREET & WEST AVE | [5 empty] | Y |  | AW |  |  | LEVEL SW
5097755 | FLO-TECH |  | NJFR-54-IFLS-1 |  | MAIN Flow Switch Well # 7 /SWITCH | NJCM | 6 | NJCM-MT-MAIN. | P201 | OOS | INAC INST | HUSSAARM | 2013-10-13 | 412 N ROUTE 9 |  |  |  | Y | 4X STAINLESS SPLASHPROOF | Y | CLOSED CONTACT | AW |  |  | FLOW SW
5097754 | FLO-TECH |  | NJFR-1-IFLS-1 |  | HAND Flow Switch Well #8 /SWITCH | NJCM | 6 | NJCM-MT-HAND. | P201 | OOS | INAC INST | HUSSAARM | 2013-10-13 | 205 MECHANIC ST |  |  |  | Y |  | Y | CLOSED CONTACT | AW |  |  | PRESSURE SW
5097753 | DWYER |  | NJFR-37-IFLS-1 |  | LAKE Flow Switch Well # 2 /SWITCH | NJCM | 6 | NJCM-MT-LAKE. | P201 | INSV | INST | HUSSAARM | 2013-10-13 | 1390 ROUTE 9 SOUTH |  |  |  | Y | 4X STAINLESS SPLASHPROOF | Y | CLOSED CONTACT | AW |  |  | FLOW SW
5097745 | MCDONNELL |  | NJFR-8-IFLS-2 |  | STRM-W2 Flow Switch Well # 2 /SWITCH | NJCM | 6 | NJCM-SM-STRM.-W2.. | P201 | OOS | INAC INST | HUSSAARM | 2013-10-13 | 6 W VINCENT AVE |  |  | OTHER | Y | 4X STAINLESS SPLASHPROOF | Y | 4-20MA | AW |  |  | FLOW SW
5097744 | MCDONNELL |  | NJFR-8-IFLS-1 |  | STRM Flow Switch Well #1 /SWITCH | NJCM | 6 | NJCM-SM-STRM. | P201 | OOS | INAC INST | HUSSAARM | 2013-10-13 | 6 W VINCENT AVE |  |  | OTHER | Y | 4X STAINLESS SPLASHPROOF | Y | 4-20MA | AW |  |  | FLOW SW
5097704 | KOBOLD |  | NJFR-52-IFLS-1 |  | STGE Flow Switch Well # 15 /SWITCH | NJCM | 6 | NJCM-UT-STGE. | P201 | INSV | INST | HUSSAARM | 2013-10-13 | 110 OLD STAGECOACH RD |  |  |  | Y |  | Y | 4-20MA | AW |  |  | FLOW SW
5190604 | SEAMETRICS |  |  |  | ABSC-PHOS PHOSPHATE FLOW SWITCH #1 | NJAC | C | NJAC-Z1-ABSC. | P201 | INSV | INST | HEIMER | 2014-08-25 | 534 New Jersey Ave |  |  | OTHER | Y | 4 SPLASHPROOF | Y | 4-20MA | AW |  |  | FLOW SW
5190605 | SEAMETRICS |  | #2 |  | ABSC-PHOS PHOSPHATE FLOW SWITCH #2 | NJAC | C | NJAC-Z1-ABSC. | P201 | INSV | INST | HEIMER | 2014-08-25 | 534 New Jersey Ave |  |  |  |  | 4 SPLASHPROOF | Y | 4-20MA | AW |  |  | FLOW SW
5190565 | ANDERSON INSTRUMENTS |  |  |  | ABSC-PHOS Tank /HILVL Float | NJAC | 6 | NJAC-Z1-ABSC.-PHOS | P201 | INSV | INST | HEIMER | 2014-09-17 | 534 New Jersey Ave |  |  |  | Y | 4 SPLASHPROOF | Y | 4-20MA | AW |  |  | LEVEL SW
5190552 | UNKNOWN |  |  |  | ABSC-CAUS Day Tank /HILVL Float | NJAC | 6 | NJAC-Z1-ABSC.-CAUS | P201 | INSV | INST | HEIMER | 2014-09-17 | 534 New Jersey Ave |  |  |  | Y |  | Y |  | AW |  |  | LEVEL SW
5190551 | UNKNOWN |  |  |  | ABSC-CAUS CHEM-PIP /Flow Switch #2 | NJAC | 6 | NJAC-Z1-ABSC.-CAUS | P201 | INSV | INST | HEIMER | 2014-09-17 | 534 New Jersey Ave |  |  |  | Y |  | Y |  | AW |  |  | FLOW SW
5190550 | UNKNOWN |  |  |  | ABSC-CAUS CHEM-PIP /Flow Switch #1 | NJAC | 6 | NJAC-Z1-ABSC.-CAUS | P201 | INSV | INST | HEIMER | 2014-09-17 | 534 New Jersey Ave |  |  |  | Y |  | Y |  | AW |  |  | FLOW SW
5190530 | UNKNOWN |  |  |  | ABSC-HYPO /Flow Switch Post | NJAC | 6 | NJAC-Z1-ABSC.-HYPO | P201 | INSV | INST | HEIMER | 2014-09-17 | 534 New Jersey Ave | [5 empty] | Y |  | AW |  |  | FLOW SW
5190529 | UNKNOWN |  |  |  | ABSC-HYPO /Flow Switch Pre #2 | NJAC | 6 | NJAC-Z1-ABSC.-HYPO | P201 | INSV | INST | HEIMER | 2014-09-17 | 534 New Jersey Ave | [5 empty] | Y |  | AW |  |  | FLOW SW
5190528 | UNKNOWN |  |  |  | ABSC-HYPO /Flow Switch Pre #1 | NJAC | 6 | NJAC-Z1-ABSC.-HYPO | P201 | INSV | INST | HEIMER | 2014-09-17 | 534 New Jersey Ave | [5 empty] | Y |  | AW |  |  | FLOW SW
5190527 | UNKNOWN |  |  |  | ABSC-PHOS Phosphate /Flow Switch #1 | NJAC | 6 | NJAC-Z1-ABSC.-PHOS | P201 | OOS | INAC INST | HEIMER | 2014-09-17 | 534 New Jersey Ave |  |  |  | Y |  | Y |  | AW |  |  | FLOW SW
5190013 | KOBOLD |  |  |  | ABSC-Well 24 Flow /Switch | NJAC | 6 | NJAC-Z1-ABSC. | P201 | INSV | INST | HEIMER | 2014-09-17 | 534 New Jersey Ave |  |  |  | Y | 4 SPLASHPROOF | Y | 4-20MA | AW |  |  | FLOW SW
5190034 | BARKSDALE |  |  |  | ABSC-HYPO Tank /HILVL Float | NJAC | 6 | NJAC-Z1-ABSC.-HYPO | P201 | INSV | INST | HEIMER | 2014-09-19 | 534 New Jersey Ave |  |  |  | Y | 4 SPLASHPROOF | Y | 4-20MA | AW |  |  | LEVEL SW
5190035 | UNKNOWN |  |  |  | ABSC-CAUS Bulk Tank /HILVL Float | NJAC | 6 | NJAC-Z1-ABSC.-CAUS | P201 | INSV | INST | HEIMER | 2014-09-19 | 534 New Jersey Ave |  |  |  | Y | 4 SPLASHPROOF | Y | 4-20MA | AW |  |  | LEVEL SW
5195629 | KOBOLD |  | NJFR-54-IFLS-2 |  | HAND Well #8 Flow /SWITCH | NJCM | 6 | NJCM-MT-HAND. | P201 | INSV | INST | FREEMAJ1 | 2015-02-23 | 205 MECHANIC ST | [7 empty] | AW |  |  | XX
5194856 | KOBOLD |  | NJFR-54-IFLS-1 |  | MAIN Flow /SWITCH | NJCM | 6 | NJCM-MT-MAIN. | P201 | INSV | INST | FREEMAJ1 | 2015-02-24 | 412 N ROUTE 9 | [7 empty] | AW |  |  | XX
5210021 | KOBOLD |  |  |  | FIRE Flow Well #10/SWITCH | NJAC | 6 | NJAC-Z1-FIRE. | P201 | INSV | INST | HEIMER | 2016-02-18 | 3215 Fire Rd |  |  |  | Y |  | Y | 4-20MA | AW |  |  | FLOW SW
5211908 | KOBOLD |  |  |  | STGE Flow Switch HSG BOOSTER/SWITCH | NJCM | 6 | NJCM-UT-STGE. | P201 | INSV | INST | HEIMER | 2016-03-02 | 110 OLD STAGECOACH RD |  |  | OTHER | Y | 4 SPLASHPROOF | Y | 4-20MA | AW |  |  | FLOW SW
5211909 | KOBOLD |  |  |  | STGE Flow Switch Well # 15 /SWITCH | NJCM | 6 | NJCM-UT-STGE. | P201 | OOS | INAC INST | HEIMER | 2016-03-02 | 110 OLD STAGECOACH RD |  |  | VOLTS | Y | 4 SPLASHPROOF | Y | 4-20MA | AW |  |  | FLOW SW
5214200 | KOBOLD |  |  |  | STRM-W2 Flow Switch Well # 2 /SWITCH | NJCM | 6 | NJCM-SM-STRM.-W2.. | P201 | INSV | INST | HEIMER | 2016-04-12 | 6 W VINCENT AVE |  |  | OTHER | Y | 4 SPLASHPROOF | Y | 4-20MA | AW |  |  | FLOW SW
5214201 | KOBOLD |  |  |  | STRM Flow Switch Well #3 /SWITCH | NJCM | 6 | NJCM-SM-STRM.-W3.. | P201 | INSV | INST | HEIMER | 2016-04-12 | 6 W vincent Ave. |  |  | OTHER | Y | 4 SPLASHPROOF | Y | 4-20MA | AW |  |  | FLOW SW
5214301 | FLO-TECH |  |  |  | ST52 Flow Switch Well #7 /SWITCH | NJCM | T | NJCM-OC-ST52. | P201 | INSV | INST | HEIMER | 2016-04-13 | 5161 ASBURY AVE |  |  | PSI |  | 4 SPLASHPROOF | Y | CLOSED CONTACT | AW |  |  | FLOW SW
5220201 | UNKNOWN |  |  |  | GARD Hi Hi Float /SWITCH | NJOS | 6 | NJOSW-WW-GARD. | P201 | INSV | INST | HEIMER | 2016-07-15 | 700 Gardens Pkwy | [5 empty] | Y |  | AW |  |  | LEVEL SW
5220202 | UNKNOWN |  |  |  | GARD Lead Float /SWITCH | NJOS | 6 | NJOSW-WW-GARD. | P201 | INSV | INST | HEIMER | 2016-07-15 | 700 Gardens Pkwy | [5 empty] | Y |  | AW |  |  | LEVEL SW
5220203 | UNKNOWN |  |  |  | GARD Lag Float /SWITCH | NJOS | 6 | NJOSW-WW-GARD. | P201 | INSV | INST | HEIMER | 2016-07-15 | 700 Gardens Pkwy | [5 empty] | Y |  | AW |  |  | LEVEL SW
5220204 | UNKNOWN |  |  |  | GARD Start/Stop float /Switch | NJOS | 6 | NJOSW-WW-GARD. | P201 | INSV | INST | HEIMER | 2016-07-15 | 700 Gardens Pkwy | [5 empty] | Y |  | AW |  |  | LEVEL SW
5220205 | UNKNOWN |  |  |  | GARD LowLow Float /SWITCH | NJOS | 6 | NJOSW-WW-GARD. | P201 | INSV | INST | HEIMER | 2016-07-15 | 700 Gardens Pkwy | [5 empty] | Y |  | AW |  |  | LEVEL SW

## Motor Starter
Equipment |  | Function class | Inventory no. | Position | Description | AuthorizGroup | EquipCategory | Functional Loc. | Planning plant | User status | System status | Created by | Created on | Street | Size/dimens. | Amp Rating | Fuse Size | HP Rating | Motor Starter Type | Owned By | Special Mtn Note | Special Mtn Note Det | Str-NEMA Size | Str-Overload Type | Str-Type | Volt Rating
5085485 | UNKNOWN |  |  |  | ACUA-MCC Booster #3 /MOTSTR | NJAC | E | NJAC-Z1-ACUA.-MCC. | P201 | OOS | INAC INST | HUSSAARM | 2013-10-12 | 1151 N MAIN STREET |  | 0.00 A |  | 999.00 HP AW | MOTSTR* | AW
5085499 | UNKNOWN |  |  |  | TILT-MCC Well 21 /MOTSTR | NJAC | E | NJAC-Z1-TILT.-MCC. | P201 | INSV | INST | HUSSAARM | 2013-10-12 | 2580 TILTON RD |  | 0.00 A |  | 999.00 HP AW | MOTSTR* | AW
5088250 | UNKNOWN |  | NJFR-20-ESWG-1 |  | ABSC-MCC MOTSTR ABSC WL24 /MS | NJAC | E | NJAC-Z1-ABSC.-MCC. | P201 | OOS | INST | HUSSAARM | 2013-10-12 | 534 NEW JERSEY AVE |  |  |  | 999.00 HP AW | MOTSTR* | AW | [5 empty] | 480
5088252 | ABB |  | NJFR-18-ESWG-2 |  | ACUA-MCC MOTSTR BSTPMP2 /MS | NJAC | E | NJAC-Z1-ACUA.-MCC. | P201 | OOS | INAC INST | HUSSAARM | 2013-10-12 | 1151 N MAIN STREET |  | 0.00 A |  | 999.00 HP AW | MOTSTR* | AW | [5 empty] | 480
5098523 | UNKNOWN |  | NJFR-32-ESWG-1 |  | ST20-MCC MOTSTR WL12A /MS | NJCM | E | NJCM-OC-ST20.-MCC. | P201 | INSV | INST | HUSSAARM | 2013-10-13 | 2027 HAVEN AVE |  | 0.00 A |  | 999.00 HP AW | MOTSTR* | AW | [5 empty] | 480
5098524 | ALLEN BRADLEY |  | NJFR-40-ESWG-1 |  | ST35-MCC Motor Starter well#14 /MOTSTR | NJCM | E | NJCM-OC-ST35.-MCC. | P201 | INSV | INST | HUSSAARM | 2013-10-13 | 3501 ASBURY AVE |  | 150.00 A |  | 60.00 HP AW | MOTSTR* | AW |  |  |  | BI-METALLIC | SOFT START | 480
5098525 | ABB |  | NJFR-43-ESWG-1 |  | ST52-MCC Motor Starter well#7 /MOTSTR | NJCM | E | NJCM-OC-ST52.-MCC. | P201 | INSV | INST | HUSSAARM | 2013-10-13 | 5161 ASBURY AVE |  | 50.00 A |  | 999.00 HP AW | MOTSTR* | AW |  |  |  | BI-METALLIC | SOFT START | 240
5098527 | ALLEN BRADLEY |  | NJFR-3-ESWG-1 |  | NORT-MCC Motor Starter well#13 /MOTSTR | NJCM | E | NJCM-OC-NORT.-MCC. | P201 | INSV | INST | HUSSAARM | 2013-10-13 | 734 BATTERSEA RD |  | 115.00 A |  | 75.00 HP AW | MOTSTR* | AW |  |  |  | BI-METALLIC | OTHER | 480
5098528 | CUTLER HAMMER |  | NJFR-52-ESWG-1 |  | STGE-MCC Motor Starter well#15 /MOTSTR | NJCM | E | NJCM-UT-STGE.-MCC. | P201 | INSV | INST | HUSSAARM | 2013-10-13 | 110 OLD STAGECOACH RD |  | 400.00 A |  | 999.00 HP AW | MOTSTR* | AW |  |  |  | BI-METALLIC |  | 480
5098529 | SIEMENS |  | NJFR-2-ESWG-1 |  | WSTA-MCC Motor Starter well#11 /MOTSTR | NJCM | E | NJCM-OC-WSTA.-MCC. | P201 | OOS | INAC INST | HUSSAARM | 2013-10-13 | 66 W STATION RD |  | 0.00 A |  | 75.00 HP AW | MOTSTR* | AW |  |  |  | BI-METALLIC | SOFT START | 480
5098533 | GE |  | NJFR-8-ESWG-2 |  | STRM-W2-MCC MOTSTR WL2 /MS | NJCM | E | NJCM-SM-STRM.-W2..-MCC. | P201 | INSV | INST | HUSSAARM | 2013-10-13 | 6 W VINCENT AVE |  | 0.00 A |  | 999.00 HP AW | MOTSTR* | AW |  |  |  |  | FULL VOLTAGE | 240
5098534 | WESTINGHOUSE |  | NJFR-8-ESWG-1 |  | STRM-W1-MCC MOTSTR WL1 /MS | NJCM | E | NJCM-SM-STRM.-W1..-MCC. | P201 | INSV | INST | HUSSAARM | 2013-10-13 | 6 W VINCENT AVE |  | 0.00 A |  | 999.00 HP AW | MOTSTR* | AW |  |  |  |  | FULL VOLTAGE | 240
5098538 | SQUARE D |  | NJFR-37-ESWG-1 |  | LAKE-MCC Motor Starter well#2 /MOTSTR | NJCM | E | NJCM-MT-LAKE.-MCC. | P201 | INSV | INST | HUSSAARM | 2013-10-13 | 1390 ROUTE 9 SOUTH |  | 200.00 A |  | 999.00 HP AW | MOTSTR* | AW |  |  |  |  | SOFT START | 240
5098539 | SQUARE D |  | NJFR-1-ESWG-1 |  | HAND-W8-MCC MOTSTR WL8 /MS | NJCM | E | NJCM-MT-HAND.-MCC. | P201 | OOS | INAC INST | HUSSAARM | 2013-10-13 | 205 MECHANIC ST |  | 0.00 A |  | 999.00 HP AW | MOTSTR* | AW |  |  |  |  | FULL VOLTAGE | 480
5098540 | CUTLER HAMMER |  | NJFR-54-ESWG-1 |  | MAIN-MCC Motor Starter well#7 /MOTSTR | NJCM | E | NJCM-MT-MAIN.-MCC. | P201 | OOS | INAC INST | HUSSAARM | 2013-10-13 | 412 N ROUTE 9 |  | 135.00 A |  | 999.00 HP AW | MOTSTR* | AW |  |  |  |  | FULL VOLTAGE | 240
5100851 | UNKNOWN |  | NJFR-45-ESWG-2 |  | ST41-MCC Motor Starter Pump #2 /MOTSTR | NJOS | E | NJOSW-WW-ST41.-MCC. | P201 | INSV | INST | HUSSAARM | 2013-10-13 | 41 STREET & WEST AVE |  | 0.00 A |  | 999.00 HP AW | MOTSTR* | AW | [5 empty] | 240
5100852 | UNKNOWN |  | NJFR-45-ESWG-1 |  | ST41-MCC Motor Starter Pump #1 /MOTSTR | NJOS | E | NJOSW-WW-ST41.-MCC. | P201 | INSV | INST | HUSSAARM | 2013-10-13 | 41 STREET & WEST AVE |  | 0.00 A |  | 999.00 HP AW | MOTSTR* | AW | [5 empty] | 240
5100853 | SIEMENS |  | NJFR-48-ESWG-2 |  | ST53-MCC Motor Starter Pump #2 /MOTSTR | NJOS | E | NJOSW-WW-ST53.-MCC. | P201 | INSV | INST | HUSSAARM | 2013-10-13 | 53 STREET & WEST AVE |  | 0.00 A |  | 999.00 HP AW | MOTSTR* | AW | [5 empty] | 240
5100854 | SIEMENS |  | NJFR-48-ESWG-1 |  | ST53-MCC Motor Starter Pump #1 /MOTSTR | NJOS | E | NJOSW-WW-ST53.-MCC. | P201 | INSV | INST | HUSSAARM | 2013-10-13 | 53 STREET & WEST AVE |  | 0.00 A |  | 999.00 HP AW | MOTSTR* | AW | [5 empty] | 240
5100855 | UNKNOWN |  | NJFR-36-ESWG-2 |  | BAYP-MCC Motor Starter Pump #2 /MOTSTR | NJOS | E | NJOSW-WW-BAYP.-MCC. | P201 | INSV | INST | HUSSAARM | 2013-10-13 | 61 BAYONNE PLACE |  | 0.00 A |  | 999.00 HP AW | MOTSTR* | AW | [5 empty] | 240
5100856 | UNKNOWN |  | NJFR-36-ESWG-1 |  | BAYP-MCC Motor Starter Pump #1 /MOTSTR | NJOS | E | NJOSW-WW-BAYP.-MCC. | P201 | INSV | INST | HUSSAARM | 2013-10-13 | 61 BAYONNE PLACE |  | 0.00 A |  | 999.00 HP AW | MOTSTR* | AW | [5 empty] | 240
5100857 | UNKNOWN |  | NJFR-50-ESWG-2 |  | BLUW-MCC Motor Starter Pump #2 /MOTSTR | NJOS | E | NJOSW-WW-BLUW.-MCC. | P201 | INSV | INST | HUSSAARM | 2013-10-13 | NAUTILUS DRIVE |  | 0.00 A |  | 999.00 HP AW | MOTSTR* | AW | [5 empty] | 240
5100858 | UNKNOWN |  | NJFR-50-ESWG-1 |  | BLUW-MCC Motor Starter Pump #1 /MOTSTR | NJOS | E | NJOSW-WW-BLUW.-MCC. | P201 | INSV | INST | HUSSAARM | 2013-10-13 | NAUTILUS DRIVE |  | 0.00 A |  | 999.00 HP AW | MOTSTR* | AW | [5 empty] | 240
5100860 | SIEMENS |  | NJFR-4-ESWG-1 |  | GARD-MCC Motor Starter Pump #1 /MOTSTR | NJOS | E | NJOSW-WW-GARD.-MCC. | P201 | OOS | INAC INST | HUSSAARM | 2013-10-13 | ATLANTIC BOULEVARD |  | 0.00 A |  | 999.00 HP AW | MOTSTR* | AW | [5 empty] | 240
5100862 | SIEMENS |  | NJFR-4-ESWG-2 |  | GARD-MCC Motor Starter Pump #2 /MOTSTR | NJOS | E | NJOSW-WW-GARD.-MCC. | P201 | OOS | INAC INST | HUSSAARM | 2013-10-13 | ATLANTIC BOULEVARD |  | 0.00 A |  | 999.00 HP AW | MOTSTR* | AW | [5 empty] | 240
5100863 | UNKNOWN |  | NJFR-58-ESWG-1 |  | MPRK-MCC Motor Starter Pump #1 /MOTSTR | NJOS | E | NJOSW-WW-MPRK.-MCC. | P201 | INSV | INST | HUSSAARM | 2013-10-13 | OXFORD LANE |  | 0.00 A |  | 999.00 HP AW | MOTSTR* | AW | [5 empty] | 240
5100864 | UNKNOWN |  | NJFR-58-ESWG-2 |  | MPRK-MCC Motor Starter Pump #2 /MOTSTR | NJOS | E | NJOSW-WW-MPRK.-MCC. | P201 | INSV | INST | HUSSAARM | 2013-10-13 | OXFORD LANE |  | 0.00 A |  | 999.00 HP AW | MOTSTR* | AW | [5 empty] | 240
5100865 | UNKNOWN |  | NJFR-34-ESWG-2 |  | OCRF-MCC Motor Starter Pump #2 /MOTSTR | NJOS | E | NJOSW-WW-OCRF.-MCC. | P201 | INSV | INST | HUSSAARM | 2013-10-13 | OCEAN REEF DRIVE |  | 0.00 A |  | 999.00 HP AW | MOTSTR* | AW | [5 empty] | 240
5100866 | UNKNOWN |  | NJFR-34-ESWG-1 |  | OCRF-MCC Motor Starter Pump #1 /MOTSTR | NJOS | E | NJOSW-WW-OCRF.-MCC. | P201 | INSV | INST | HUSSAARM | 2013-10-13 | OCEAN REEF DRIVE |  | 0.00 A |  | 999.00 HP AW | MOTSTR* | AW | [5 empty] | 240
5100867 | UNKNOWN |  | NJFR-35-ESWG-1 |  | ST17-MCC Motor Starter Pump #1 /MOTSTR | NJOS | E | NJOSW-WW-ST17.-MCC. | P201 | INSV | INST | HUSSAARM | 2013-10-13 | 39 W 17TH ST |  | 0.00 A |  | 999.00 HP AW | MOTSTR* | AW | [5 empty] | 240
5100868 | UNKNOWN |  | NJFR-35-ESWG-2 |  | ST17-MCC Motor Starter Pump #2 /MOTSTR | NJOS | E | NJOSW-WW-ST17.-MCC. | P201 | INSV | INST | HUSSAARM | 2013-10-13 | 39 W 17TH ST |  | 0.00 A |  | 999.00 HP AW | MOTSTR* | AW | [5 empty] | 240
5122996 | UNKNOWN |  |  |  | SWFT-22-MCC MOTSTR SWIFT WL22 /MS | NJAC | E | NJAC-Z1-SWFT.-22..-MCC. | P201 | INSV | INST | HUSSAARM | 2013-10-13 | 11 SWIFT AVE |  | 220.00 A |  | 999.00 HP AW | MOTSTR* | AW | [5 empty] | 480
5124299 | UNKNOWN |  |  |  | SWFT-23-MCC MOTSTR SWIFT WL23 /MS | NJAC | E | NJAC-Z1-SWFT.-23..-MCC. | P201 | INSV | INST | HUSSAARM | 2013-10-13 | 11 SWIFT AVE |  | 100.00 A |  | 999.00 HP AW | MOTSTR* | AW | [5 empty] | 480
5088468 | ABB |  | NJFR-18-ESWG-1 |  | ACUA-MCC MOTSTR BSTPMP1 /MS | NJAC | E | NJAC-Z1-ACUA.-MCC. | P201 | OOS | INAC INST | HUSSAARM | 2013-10-13 | 1151 N MAIN STREET |  | 0.00 A |  | 999.00 HP AW | MOTSTR* | AW | [5 empty] | 480
5088831 | SIEMENS |  | NJFR-23-ESWG-1 |  | BARG-MCC MOTSTR BARG WL12 /MS | NJAC | E | NJAC-Z1-BARG.-MCC. | P201 | INSV | INST | HUSSAARM | 2013-10-13 | 6707 MILL ROAD |  | 70.00 A |  | 999.00 HP AW | MOTSTR* | AW | [5 empty] | 480
5089039 | UNKNOWN |  | NJFR-42-ESWG-1 |  | TILT-CD-MCC MOTSTR CANL WL11 /MS | NJAC | E | NJAC-Z1-TILT.-CD..-MCC. | P201 | INSV | INST | HUSSAARM | 2013-10-13 | 2580 TILTON RD |  | 0.00 A |  | 999.00 HP AW | MOTSTR* | AW | [5 empty] | 480
5089346 | UNKNOWN |  | NJFR-53-ESWG-1 |  | CRIS-MCC MOTSTR GAUPP WL20 /MS | NJAC | E | NJAC-Z1-CRIS.-MCC. | P201 | INSV | INST | HUSSAARM | 2013-10-13 | 452 CHRIS GAUPP DR |  | 0.00 A |  | 999.00 HP AW | MOTSTR* | AW | [5 empty] | 480
5089624 | UNKNOWN |  | NJFR-17-ESWG-1 |  | DOBB-MCC MOTSTR DOBB WL5 /MS | NJAC | E | NJAC-Z1-DOBB.-MCC. | P201 | INSV | INST | HUSSAARM | 2013-10-13 | 1002 DOBBS AVE |  | 0.00 A |  | 999.00 HP AW | MOTSTR* | AW | [5 empty] | 480
5089627 | UNKNOWN |  | NJFR-17-ESWG-2 |  | DOBB-MCC Motor starter HS pump /MOTSTR | NJAC | E | NJAC-Z1-DOBB.-MCC. | P201 | INSV | INST | HUSSAARM | 2013-10-13 | 1002 DOBBS AVE |  | 0.00 A |  | 999.00 HP AW | MOTSTR* | AW | [5 empty] | 480
5089630 | SQUARE D |  | NJFR-26-ESWG-1 |  | ECRT-MCC MOTSTR ECRT WL15 /MS | NJAC | E | NJAC-Z1-ECRT.-MCC. | P201 | OOS | INAC INST | HUSSAARM | 2013-10-13 | SCARBOROUGH DRIVE |  | 114.00 A |  | 100.00 HP AW | MOTSTR* | AW | [5 empty] | 460
5089634 | CUTLER HAMMER |  | NJFR-22-ESWG-1 |  | FIRE-MCC MOTSTR FIRE WL10 /MS | NJAC | E | NJAC-Z1-FIRE.-MCC. | P201 | INSV | INST | HUSSAARM | 2013-10-13 | 3226 FIRE RD |  | 135.00 A |  | 999.00 HP AW | MOTSTR* | AW | [5 empty] | 480
5089637 | UNKNOWN |  | NJFR-11-ESWG-1 |  | GROV-MCC MOTSTR GROV WL9 /MS | NJAC | E | NJAC-Z1-GROV.-MCC. | P201 | INSV | INST | HUSSAARM | 2013-10-13 | 628-30 GROVELAND AVE. |  |  |  | 999.00 HP AW | MOTSTR* | AW | [5 empty] | 480
5089640 | WESTINGHOUSE |  | NJFR-41-ESWG-1 |  | MART-MCC MOTSTR MART WL13 /MS | NJAC | E | NJAC-Z1-MART.-MCC. | P201 | INSV | INST | HUSSAARM | 2013-10-13 | 107 MARTIN AVE |  | 90.00 A |  | 999.00 HP AW | MOTSTR* | AW | [5 empty] | 480
5089708 | SQUARE D |  | NJFR-13-ESWG-2 |  | MILL-MCC Motor starter HS pump /MOTSTR | NJAC | E | NJAC-Z1-MILL.-MCC. | P201 | INSV | INST | HUSSAARM | 2013-10-13 | 100 MILL ROAD |  | 0.00 A |  | 999.00 HP AW | MOTSTR* | AW | [5 empty] | 480
5089778 | ABB |  | NJFR-13-ESWG-1 |  | MILL-MCC MOTSTR MILL WL4A /MS | NJAC | E | NJAC-Z1-MILL.-MCC. | P201 | INSV | INST | HUSSAARM | 2013-10-13 | 100 MILL ROAD |  | 175.00 A |  | 999.00 HP AW | MOTSTR* | AW | [5 empty] | 480
5090053 | UNKNOWN |  | NJFR-15-ESWG-1 |  | NLIN-MCC MOTSTR NLIN WL8 /MS | NJAC | E | NJAC-Z1-NLIN.-MCC. | P201 | INSV | INST | HUSSAARM | 2013-10-13 | 700 NEW ROAD |  | 0.00 A |  | 999.00 HP AW | MOTSTR* | AW | [5 empty] | 240
5090582 | UNKNOWN |  | NJFR-57-ESWG-1 |  | OAKS-MCC MOTSTR OAKS WL16 /MS | NJAC | E | NJAC-Z1-OAKS.-MCC. | P201 | OOS | INAC INST | HUSSAARM | 2013-10-13 | 267 W. JIMMIE LEEDS ROAD |  | 0.00 A |  | 999.00 HP AW | MOTSTR* | AW | [5 empty] | 480
5091100 | ABB |  | NJFR-30-ESWG-2 |  | SMFP-MCC MOTSTR SMFP WL2 /MS | NJAC | E | NJAC-Z1-SMFP.-MCC. | P201 | INSV | INST | HUSSAARM | 2013-10-13 | 525 E MOSS MILL ROAD |  | 0.00 A |  | 999.00 HP AW | MOTSTR* | AW | [5 empty] | 480
5091459 | UNKNOWN |  | NJFR-30-ESWG-3 |  | SMFP-MCC MOTSTR SMFP WL17 /MS | NJAC | E | NJAC-Z1-SMFP.-MCC. | P201 | INSV | INST | HUSSAARM | 2013-10-13 | 525 E MOSS MILL ROAD |  | 0.00 A |  | 999.00 HP AW | MOTSTR* | AW | [5 empty] | 480
5092232 | UNKNOWN |  | NJFR-30-ESWG-1 |  | SMFP-MCC MOTSTR SMFP WL1 /MS | NJAC | E | NJAC-Z1-SMFP.-MCC. | P201 | INSV | INST | HUSSAARM | 2013-10-13 | 525 E MOSS MILL ROAD |  | 0.00 A |  | 999.00 HP AW | MOTSTR* | AW | [5 empty] | 480
5092270 | UNKNOWN |  | NJFR-14-ESWG-1 |  | SLIN-MCC MOTSTR SLIN WL7 /MS | NJAC | E | NJAC-Z1-SLIN.-MCC. | P201 | INSV | INST | HUSSAARM | 2013-10-13 | 314 KIRKLIN AVE |  |  |  | 999.00 HP AW | MOTSTR* | AW
5092273 | ALLEN BRADLEY |  | NJFR-25-ESWG-2 |  | SPRC-MCC MOTSTR SPEC WL18 /MS | NJAC | E | NJAC-Z1-SPRC.-MCC. | P201 | INSV | INST | HUSSAARM | 2013-10-13 | 5055 SPRUCE AVE |  | 0.00 A |  | 999.00 HP AW | MOTSTR* | AW | [5 empty] | 480
5092276 | UNKNOWN |  | NJFR-25-ESWG-1 |  | SPRC-MCC MOTSTR SPRC WL14 /MS | NJAC | E | NJAC-Z1-SPRC.-MCC. | P201 | INSV | INST | HUSSAARM | 2013-10-13 | 5055 SPRUCE AVE |  | 0.00 A |  | 999.00 HP AW | MOTSTR* | AW | [5 empty] | 480
5092278 | UNKNOWN |  | NJFR-19-ESWG-1 |  | TILT-MCC MOTSTR TILT WL19 /MS | NJAC | E | NJAC-Z1-TILT.-MCC. | P201 | INSV | INST | HUSSAARM | 2013-10-13 | 2580 TILTON RD |  | 0.00 A |  | 999.00 HP AW | MOTSTR* | AW | [5 empty] | 480
5092801 | UNKNOWN |  | NJFR-19-ESWG-2 |  | WOOD-MCC Motor starter HS pump /MOTSTR | NJAC | E | NJAC-Z1-WOOD.-MCC. | P201 | INSV | INST | HUSSAARM | 2013-10-13 | 700 BLOCK OF WOODLAND AVE. |  | 0.00 A |  | 999.00 HP AW | MOTSTR* | AW | [5 empty] | 480
5093426 | UNKNOWN |  | NJFR-19-ESWG-1 |  | WOOD-MCC MOTSTR WOOD WL3 /MS | NJAC | E | NJAC-Z1-WOOD.-MCC. | P201 | INSV | INST | HUSSAARM | 2013-10-13 | 700 BLOCK OF WOODLAND AVE. |  | 0.00 A |  | 999.00 HP AW | MOTSTR* | AW | [5 empty] | 480
5093482 | UNKNOWN |  | NJFR-55-ESWG-2 |  | WRAS-MCC Motor starter HS pump /MOTSTR | NJAC | E | NJAC-Z1-WRAS.-MCC. | P201 | INSV | INST | HUSSAARM | 2013-10-13 | 218 E. WALDEN WAY |  | 0.00 A |  | 999.00 HP AW | MOTSTR* | AW | [5 empty] | 480
5093494 | UNKNOWN |  | NJFR-55-ESWG-1 |  | WRAS-MCC MOTSTR WRAS WL3 /MS | NJAC | E | NJAC-Z1-WRAS.-MCC. | P201 | INSV | INST | HUSSAARM | 2013-10-13 | 218 E. WALDEN WAY |  | 0.00 A |  | 999.00 HP AW | MOTSTR* | AW | [5 empty] | 480
5098519 | CUTLER HAMMER |  | NJFR-6-ESWG-2 |  | ST11-MCC MOTSTR HS PMP1 /MS | NJCM | E | NJCM-OC-ST11.-MCC. | P201 | INSV | INST | HUSSAARM | 2013-10-13 | 1108 WEST AVE |  | 150.00 A |  | 75.00 HP AW | MOTSTR* | AW |  |  | 4 | BI-METALLIC | FULL VOLTAGE | 480
5098520 | SAFETRONICS |  | NJFR-6-ESWG-3 |  | ST11-MCC MOTSTR HS PMP2 /MS | NJCM | E | NJCM-OC-ST11.-MCC. | P201 | INSV | INST | HUSSAARM | 2013-10-13 | 1108 WEST AVE |  | 150.00 A |  | 50.00 HP AW | MOTSTR* | AW |  |  |  |  | REDUCED VOLTAGE | 480
5098521 | CUTLER HAMMER |  | NJFR-6-ESWG-4 |  | ST11-MCC MOTSTR HS PMP3 /MS | NJCM | E | NJCM-OC-ST11.-MCC. | P201 | INSV | INST | HUSSAARM | 2013-10-13 | 1108 WEST AVE |  | 100.00 A |  | 40.00 HP AW | MOTSTR* | AW |  |  | 3 | BI-METALLIC | FULL VOLTAGE | 480
5098522 | CUTLER HAMMER |  | NJFR-6-ESWG-1 |  | ST11-W8-MCC MOTSTR WL8 /MS | NJCM | E | NJCM-OC-ST11.-MCC. | P201 | INSV | INST | HUSSAARM | 2013-10-13 | 1108 WEST AVE |  | 100.00 A |  | 40.00 HP AW | MOTSTR* | AW |  |  | 3 | BI-METALLIC | FULL VOLTAGE | 480
5190015 | EATON/CUTLER HAMMER |  |  |  | ABSC-MCC MOTSTR Recycle Pump #2 /MS | NJAC | 6 | NJAC-Z1-ABSC.-MCC. | P201 | INSV | INST | HEIMER | 2014-09-17 | 534 New Jersey Ave |  |  |  | 999.00 HP AW | MOTSTR* | AW |  |  |  |  | OTHER | 480
5190033 | EATON/CUTLER HAMMER |  |  |  | ABSC-MCC Master Well 24 /MS | NJAC | 6 | NJAC-Z1-ABSC.-MCC. | P201 | INSV | INST | HEIMER | 2014-09-19 | 534 New Jersey Ave |  | 0.00 A |  | 0.00 HP AW | MOTSTR* | AW |  |  |  |  | OTHER | 480
5195626 | SQUARE D |  | NJFR-1-EMST-1 |  | HAND MCC Well 8 /MOTSTR | NJCM | E | NJCM-MT-HAND.-MCC. | P201 | INSV | INST | FREEMAJ1 | 2015-02-23 | 205 MECHANIC ST |  | 0.00 A |  | 999.00 HP AW | MOTSTR* | AW |  |  |  |  | FULL VOLTAGE | 480
5194855 | SQUARE D |  | NJFR-54-EMST-1 |  | MAIN MCC /MOTSTR | NJCM | E | NJCM-MT-MAIN.-MCC. | P201 | INSV | INST | FREEMAJ1 | 2015-02-24 | 412 N ROUTE 9 |  | 0.00 A |  | 999.00 HP AW | MOTSTR* | AW |  |  |  |  | FULL VOLTAGE | 480
5198639 | ALLEN BRADLEY |  | NJFR-2-EMST-1 |  | WSTA MCC Well #11 /MOTSTR | NJCM | E | NJCM-OC-WSTA.-MCC. | P201 | INSV | INST | FREEMAJ1 | 2015-06-11 | 66 W STATION RD |  | 0.00 A |  | 75.00 HP AW | MOTSTR* | AW |  |  |  | BI-METALLIC | SOFT START | 480
5230336 | ALLEN BRADLEY |  |  |  | OAKS-MCC MOTSTR OAKS WL16 /MS | NJAC | E | NJAC-Z1-OAKS.-MCC. | P201 | INSV | INST | HEIMER | 2017-02-10 | 267 W. JIMMIE LEEDS ROAD |  | 0.00 A |  | 50.00 HP AW | MOTSTR* | AW |  |  |  |  | SOFT START | 480

## PC
Equipment |  | Function class | Inventory no. | Position | Description | AuthorizGroup | EquipCategory | Functional Loc. | Planning plant | User status | System status | Created by | Created on | Street | Size/dimens. | Application | HMI Software | Network Scheme | Operating System | Owned By | PC Type | RAID | RAM Memory | Software License# | Special Mtn Note | Special Mtn Note Det | Standby Power Type
5085993 | HP |  |  |  | FRBB OPERATOR STATION /PC | NJAC | 6 | NJAC-Z1-FRBB. | P201 | INSV | INST | HUSSAARM | 2013-10-12 | 3215 FIRE ROAD |  | HMI | INTELLUTION FIX32 | SCADA DOMAIN | WINDOWS XP | AW | PC* | [5 empty] | UPS
5086543 | HP |  |  |  | FRBB OPERATOR STATION /PC | NJAC | 6 | NJAC-Z1-FRBB. | P201 | INSV | INST | HUSSAARM | 2013-10-12 | 3215 FIRE ROAD |  | HMI | INTELLUTION FIX32 | SCADA DOMAIN | WINDOWS XP | AW | PC* | [5 empty] | UPS
5087101 | DELL |  |  |  | FRBB REPORTS PC /PC | NJAC | 6 | NJAC-Z1-FRBB. | P201 | INSV | INST | HUSSAARM | 2013-10-12 | 3215 FIRE ROAD |  | DATA STORAGE | INTELLUTION FIX32 | SCADA DOMAIN | WINDOWS XP | AW | PC* | [5 empty] | UPS

## Fall Protection
Equipment |  | Function class | Inventory no. | Position | Description | AuthorizGroup | EquipCategory | Functional Loc. | Planning plant | User status | System status | Created by | Created on | Street | Size/dimens. | Fall Protection Type | Owned By | PPE Rating | Retest Required | Special Mtn Note | Special Mtn Note Det
5099921 | UNKNOWN |  |  |  | ST20 Retractable Lifeline #4 /PPE-FALL | NJCM | S | NJCM-OC-ST20. | P201 | INSV | INST | HUSSAARM | 2013-10-13 | 2027 HAVEN AVE |  | PPE-FALL* | AW |  | Y
5099922 | UNKNOWN |  |  |  | ST20 Retractable Lifeline #3 /PPE-FALL | NJCM | S | NJCM-OC-ST20. | P201 | INSV | INST | HUSSAARM | 2013-10-13 | 2027 HAVEN AVE |  | PPE-FALL* | AW |  | Y
5099923 | UNKNOWN |  |  |  | ST20 Retractable Lifeline #2 /PPE-FALL | NJCM | S | NJCM-OC-ST20. | P201 | INSV | INST | HUSSAARM | 2013-10-13 | 2027 HAVEN AVE |  | PPE-FALL* | AW |  | Y
5099924 | UNKNOWN |  |  |  | ST20 Retractable Lifeline #1 /PPE-FALL | NJCM | S | NJCM-OC-ST20. | P201 | INSV | INST | HUSSAARM | 2013-10-13 | 2027 HAVEN AVE |  | PPE-FALL* | AW |  | Y

## Power Breaker
Equipment |  | Function class | Inventory no. | Position | Description | AuthorizGroup | EquipCategory | Functional Loc. | Planning plant | User status | System status | Created by | Created on | Street | Size/dimens. | Amp Rating | Breaker Type | Owned By | Power Breaker Type | Special Mtn Note | Special Mtn Note Det | Volt Rating
5085483 | UNKNOWN |  |  |  | ACUA-MCC CIRCBRKR BST3 /BRKR | NJAC | E | NJAC-Z1-ACUA.-MCC. | P201 | OOS | INAC INST | HUSSAARM | 2013-10-12 | 1151 N MAIN STREET |  | 0.00 A |  | AW | AIR (BREAKER)
5085496 | UNKNOWN |  |  |  | TILT-21 Well Circuit Breaker /BRKR | NJAC | E | NJAC-Z1-TILT.-21.. | P201 | INSV | INST | HUSSAARM | 2013-10-12 | 2572 TILTON RD |  | 0.00 A |  | AW | AIR (BREAKER)
5100849 | UNKNOWN |  | NJFR-35-ECBK-2 |  | ST17-MCC Circuit Breaker Pump #2 /BRKR | NJOS | E | NJOSW-WW-ST17.-MCC. | P201 | INSV | INST | HUSSAARM | 2013-10-13 | 39 W 17TH ST |  | 0.00 A |  | AW | AIR (BREAKER) |  |  | 240
5100850 | UNKNOWN |  | NJFR-35-ECBK-1 |  | ST17-MCC Circuit Breaker Pump #1 /BRKR | NJOS | E | NJOSW-WW-ST17.-MCC. | P201 | INSV | INST | HUSSAARM | 2013-10-13 | 39 W 17TH ST |  | 0.00 A |  | AW | AIR (BREAKER) |  |  | 240
5102416 | ABB |  |  |  | ACUA-MCC CIRCBRKR BST2 /BRKR | NJAC | E | NJAC-Z1-ACUA.-MCC. | P201 | OOS | INAC INST | HUSSAARM | 2013-10-13 | 1151 N MAIN STREET |  | 0.00 A |  | AW | AIR (BREAKER) |  |  | 480
5102417 | ABB |  |  |  | ACUA-MCC CIRCBRKR BST1 /BRKR | NJAC | E | NJAC-Z1-ACUA.-MCC. | P201 | OOS | INAC INST | HUSSAARM | 2013-10-13 | 1151 N MAIN STREET |  | 0.00 A |  | AW | AIR (BREAKER) |  |  | 480
5102418 | SIEMENS |  |  |  | BARG-MCC CIRCBRKR WL12 /BRKR | NJAC | E | NJAC-Z1-BARG.-MCC. | P201 | INSV | INST | HUSSAARM | 2013-10-13 | 6707 MILL ROAD |  | 100.00 A |  | AW | AIR (BREAKER) |  |  | 480
5102419 | UNKNOWN |  |  |  | TILT-CD-MCC CIRCBRKR WL11 /BRKR | NJAC | E | NJAC-Z1-TILT.-CD..-MCC. | P201 | INSV | INST | HUSSAARM | 2013-10-13 | 2580 TILTON RD |  | 0.00 A |  | AW | AIR (BREAKER) |  |  | 480
5102420 | UNKNOWN |  |  |  | CRIS-MCC CIRCBRKR WL20 /BRKR | NJAC | E | NJAC-Z1-CRIS.-MCC. | P201 | INSV | INST | HUSSAARM | 2013-10-13 | 452 CHRIS GAUPP DR |  | 0.00 A |  | AW | AIR (BREAKER) |  |  | 480
5102424 | UNKNOWN |  |  |  | DOBB-MCC CIRCBRKR WL5 /BRKR | NJAC | E | NJAC-Z1-DOBB.-MCC. | P201 | INSV | INST | HUSSAARM | 2013-10-13 | 1002 DOBBS AVE |  | 0.00 A |  | AW | AIR (BREAKER) |  |  | 480
5102454 | UNKNOWN |  |  |  | DOBB-MCC CIRCBRKR BST /BRKR | NJAC | E | NJAC-Z1-DOBB.-MCC. | P201 | INSV | INST | HUSSAARM | 2013-10-13 | 1002 DOBBS AVE |  | 0.00 A |  | AW | AIR (BREAKER) |  |  | 480
5102473 | UNKNOWN |  |  |  | ECRT-MCC CIRCBRKR WL15 /BRKR | NJAC | E | NJAC-Z1-ECRT.-MCC. | P201 | OOS | INAC INST | HUSSAARM | 2013-10-13 | SCARBOROUGH DRIVE |  | 0.00 A |  | AW | AIR (BREAKER) |  |  | 480
5102475 | CUTLER HAMMER |  |  |  | FIRE-MCC CIRCBRKR WL10 /BRKR | NJAC | E | NJAC-Z1-FIRE.-MCC. | P201 | INSV | INST | HUSSAARM | 2013-10-13 | 3226 FIRE RD |  | 150.00 A |  | AW | AIR (BREAKER) |  |  | 480
5102477 | UNKNOWN |  |  |  | GROV-MCC CIRCBRKR WL9 /BRKR | NJAC | E | NJAC-Z1-GROV.-MCC. | P201 | INSV | INST | HUSSAARM | 2013-10-13 | 628-30 GROVELAND AVE. |  |  |  | AW | AIR (BREAKER) |  |  | 480
5102479 | WESTINGHOUSE |  |  |  | MART-MCC CIRCBRKR WL13 /BRKR | NJAC | E | NJAC-Z1-MART.-MCC. | P201 | INSV | INST | HUSSAARM | 2013-10-13 | 107 MARTIN AVE |  | 100.00 A |  | AW | AIR (BREAKER) |  |  | 480
5105626 | UNKNOWN |  |  |  | MILL-MCC CIRCBRKR WL4A /BRKR | NJAC | E | NJAC-Z1-MILL.-MCC. | P201 | INSV | INST | HUSSAARM | 2013-10-13 | 100 MILL ROAD |  | 0.00 A |  | AW | AIR (BREAKER) |  |  | 480
5106783 | SQUARE D |  |  |  | MILL-MCC CIRCBRKR BST /BRKR | NJAC | E | NJAC-Z1-MILL.-MCC. | P201 | INSV | INST | HUSSAARM | 2013-10-13 | 100 MILL ROAD |  | 150.00 A |  | AW | AIR (BREAKER) |  |  | 480
5107590 | UNKNOWN |  |  |  | NLIN-MCC CIRCBRKR WL8 /BRKR | NJAC | E | NJAC-Z1-NLIN.-MCC. | P201 | INSV | INST | HUSSAARM | 2013-10-13 | 700 NEW ROAD |  | 0.00 A |  | AW | AIR (BREAKER) |  |  | 240
5108866 | UNKNOWN |  |  |  | OAKS-MCC CIRCBRKR WL16 /BRKR | NJAC | E | NJAC-Z1-OAKS.-MCC. | P201 | INSV | INST | HUSSAARM | 2013-10-13 | 267 W. JIMMIE LEEDS ROAD |  | 0.00 A |  | AW | AIR (BREAKER) |  |  | 480
5109599 | UNKNOWN |  |  |  | SMFP-MCC CIRCBRKR WL1 /BRKR | NJAC | E | NJAC-Z1-SMFP.-MCC. | P201 | INSV | INST | HUSSAARM | 2013-10-13 | 525 E MOSS MILL ROAD |  | 0.00 A |  | AW | AIR (BREAKER) |  |  | 480
5110794 | UNKNOWN |  |  |  | SMFP-MCC CIRCBRKR WL2 /BRKR | NJAC | E | NJAC-Z1-SMFP.-MCC. | P201 | INSV | INST | HUSSAARM | 2013-10-13 | 525 E MOSS MILL ROAD |  | 0.00 A |  | AW | AIR (BREAKER) |  |  | 480
5111779 | UNKNOWN |  |  |  | SMFP-MCC CIRCBRKR WL17 /BRKR | NJAC | E | NJAC-Z1-SMFP.-MCC. | P201 | INSV | INST | HUSSAARM | 2013-10-13 | 525 E MOSS MILL ROAD |  | 0.00 A |  | AW | AIR (BREAKER) |  |  | 480
5113147 | UNKNOWN |  |  |  | SLIN-MCC CIRCBRKR WL7 /BRKR | NJAC | E | NJAC-Z1-SLIN.-MCC. | P201 | INSV | INST | HUSSAARM | 2013-10-13 | 314 KIRKLIN AVE |  |  |  | AW | AIR (BREAKER)
5113566 | ALLEN BRADLEY |  |  |  | SPRC-MCC CIRCBRKR WL18 /BRKR | NJAC | E | NJAC-Z1-SPRC.-MCC. | P201 | INSV | INST | HUSSAARM | 2013-10-13 | 5055 SPRUCE AVE |  | 0.00 A |  | AW | AIR (BREAKER) |  |  | 480
5115601 | UNKNOWN |  |  |  | SPRC-MCC CIRCBRKR WL14 /BRKR | NJAC | E | NJAC-Z1-SPRC.-MCC. | P201 | INSV | INST | HUSSAARM | 2013-10-13 | 5055 SPRUCE AVE |  | 0.00 A |  | AW | AIR (BREAKER) |  |  | 480
5117004 | EMERSON |  |  |  | TILT-MCC CIRCBRKR WL19 /BRKR | NJAC | E | NJAC-Z1-TILT.-MCC. | P201 | INSV | INST | HUSSAARM | 2013-10-13 | 2580 TILTON RD |  | 114.00 A |  | AW | AIR (BREAKER) |  |  | 480
5118107 | UNKNOWN |  |  |  | WOOD-MCC CIRCBRKR WL3A /BRKR | NJAC | E | NJAC-Z1-WOOD.-MCC. | P201 | INSV | INST | HUSSAARM | 2013-10-13 | 700 BLOCK OF WOODLAND AVE. |  | 0.00 A |  | AW | AIR (BREAKER) |  |  | 480
5118111 | UNKNOWN |  |  |  | WOOD-MCC CIRCBRKR BST /BRKR | NJAC | E | NJAC-Z1-WOOD.-MCC. | P201 | INSV | INST | HUSSAARM | 2013-10-13 | 700 BLOCK OF WOODLAND AVE. |  | 0.00 A |  | AW | AIR (BREAKER) |  |  | 480
5118114 | UNKNOWN |  |  |  | WRAS-MCC CIRCBRKR WL3 /BRKR | NJAC | E | NJAC-Z1-WRAS.-MCC. | P201 | INSV | INST | HUSSAARM | 2013-10-13 | 218 E. WALDEN WAY |  | 0.00 A |  | AW | AIR (BREAKER) |  |  | 480
5118192 | UNKNOWN |  |  |  | WRAS-MCC CIRCBRKR BST /BRKR | NJAC | E | NJAC-Z1-WRAS.-MCC. | P201 | INSV | INST | HUSSAARM | 2013-10-13 | 218 E. WALDEN WAY |  | 0.00 A |  | AW | AIR (BREAKER) |  |  | 480
5121894 | UNKNOWN |  |  |  | WRAS-MCC CIRCBRKR WL4 /BRKR | NJAC | E | NJAC-Z1-WRAS.-MCC. | P201 | INSV | INST | HUSSAARM | 2013-10-13 | 218 E. WALDEN WAY |  | 0.00 A |  | AW | AIR (BREAKER) |  |  | 480
5125901 | SQUARE D |  |  |  | SWFT-22-MCC CIRCBRKR WL22 /BRKR | NJAC | E | NJAC-Z1-SWFT.-22..-MCC. | P201 | INSV | INST | HUSSAARM | 2013-10-13 | 11 SWIFT AVE |  | 225.00 A |  | AW | AIR (BREAKER) |  |  | 480
5125905 | SQUARE D |  |  |  | SWFT-23-MCC CIRCBRKR WL23 /BRKR | NJAC | E | NJAC-Z1-SWFT.-23..-MCC. | P201 | INSV | INST | HUSSAARM | 2013-10-13 | 11 SWIFT AVE |  | 110.00 A |  | AW | AIR (BREAKER) |  |  | 480
5152488 | SQUARE D |  |  |  | WRAS-MCC 200 Amp Incoming /BRKR | NJAC | E | NJAC-Z1-WRAS. | P201 | INSV | INST | HUSSAARM | 2013-10-13 | 187 S THOREAU TER |  | 200.00 A |  | AW | AIR (BREAKER) |  |  | 480
5153001 | SQUARE D |  |  |  | ECRT-TK English Creek Tank Main /BRKR | NJAC | E | NJAC-Z1-ECRT. | P201 | OOS | INAC INST | HUSSAARM | 2013-10-13 | 554 SCARBOROUGH DRIVE |  | 100.00 A |  | AW | AIR (BREAKER) |  |  | 230/460
5160560 | SQUARE D |  |  |  | ECRT-15-MCC CIRCBRKR WL15 /BRKR | NJAC | E | NJAC-Z1-ECRT.-15..-MCC. | P201 | OOS | INAC INST | HUSSAARM | 2013-10-13 | SCARBOROUGH DRIVE |  | 50.00 A |  | AW | AIR (BREAKER) |  |  | 480
5160569 | CUTLER HAMMER |  |  |  | TILT-19-MCC CIRCBRKR WL19 /BRKR | NJAC | E | NJAC-Z1-TILT.-19..-MCC. | P201 | INSV | INST | HUSSAARM | 2013-10-13 | 2580 TILTON RD |  | 250.00 A |  | AW | AIR (BREAKER) |  |  | 480
5093497 | UNKNOWN |  | NJFR-20-ECBK-1 |  | ABSC-MCC Circuit Breaker /BRKR | NJAC | E | NJAC-Z1-ABSC.-MCC. | P201 | OOS | INST | HUSSAARM | 2013-10-13 | 534 NEW JERSEY AVE |  |  | AIR | AW | AIR (BREAKER) |  |  | 480
5094701 | SQUARE D |  | NJFR-18-ECBK-1 |  | ACUA-MCC Circuit Breaker /BRKR | NJAC | E | NJAC-Z1-ACUA.-MCC. | P201 | OOS | INAC INST | HUSSAARM | 2013-10-13 | 1151 N MAIN STREET |  | 0.00 A |  | AW | AIR (BREAKER) |  |  | 480
5094702 | UNKNOWN |  | NJFR-17-ECBK-1 |  | DOBB-MCC Circuit Breaker /BRKR | NJAC | E | NJAC-Z1-DOBB.-MCC. | P201 | INSV | INST | HUSSAARM | 2013-10-13 | 1002 DOBBS AVE |  | 0.00 A |  | AW | AIR (BREAKER) |  |  | 480
5094703 | GE |  | NJFR-22-ECBK-1 |  | FIRE-MCC Circuit Breaker /BRKR | NJAC | E | NJAC-Z1-FIRE.-MCC. | P201 | INSV | INST | HUSSAARM | 2013-10-13 | 3226 FIRE RD |  | 200.00 A |  | AW | AIR (BREAKER) |  |  | 480
5094704 | UNKNOWN |  | NJFR-30-ECBK-2 |  | SMFP-MCC CIRCBRKR WL2 /BRKR | NJAC | E | NJAC-Z1-SMFP.-MCC. | P201 | INSV | INST | HUSSAARM | 2013-10-13 | 525 E MOSS MILL ROAD |  | 0.00 A |  | AW | AIR (BREAKER) |  |  | 480
5094712 | UNKNOWN |  | NJFR-30-ECBK-1 |  | SMFP-MCC CIRCBRKR WL1 /BRKR | NJAC | E | NJAC-Z1-SMFP.-MCC. | P201 | INSV | INST | HUSSAARM | 2013-10-13 | 525 E MOSS MILL ROAD |  | 0.00 A |  | AW | AIR (BREAKER) |  |  | 480
5094770 | UNKNOWN |  | NJFR-30-ECBK-1 |  | SMFP-MCC CIRCBRKR WL17 /BRKR | NJAC | E | NJAC-Z1-SMFP.-MCC. | P201 | INSV | INST | HUSSAARM | 2013-10-13 | 525 E MOSS MILL ROAD |  | 0.00 A |  | AW | AIR (BREAKER) |  |  | 480
5095772 | ALLEN BRADLEY |  | NJFR-25-ECBK-1 |  | SPRC-MCC CIRCBRKR WL14 /BRKR | NJAC | E | NJAC-Z1-SPRC.-MCC. | P201 | INSV | INST | HUSSAARM | 2013-10-13 | 5055 SPRUCE AVE |  | 150.00 A |  | AW | AIR (BREAKER) |  |  | 480
5096334 | ALLEN BRADLEY |  | NJFR-25-ECBK-2 |  | SPRC-MCC CIRCBRKR WL18 /BRKR | NJAC | E | NJAC-Z1-SPRC.-MCC. | P201 | INSV | INST | HUSSAARM | 2013-10-13 | 5055 SPRUCE AVE |  | 200.00 A |  | AW | AIR (BREAKER) |  |  | 480
5096337 | UNKNOWN |  | NJFR-19-ECBK-1 |  | WOOD-MCC Circuit Breaker /BRKR | NJAC | E | NJAC-Z1-WOOD.-MCC. | P201 | INSV | INST | HUSSAARM | 2013-10-13 | 700 BLOCK OF WOODLAND AVE. |  | 0.00 A |  | AW | AIR (BREAKER) |  |  | 480
5098512 | CUTLER HAMMER |  | NJFR-6-ECBK-1 |  | ST11-MCC Circuit Breaker /BRKR | NJCM | E | NJCM-OC-ST11.-MCC. | P201 | INSV | INST | HUSSAARM | 2013-10-13 | 1108 WEST AVE |  | 500.00 A | AIR | AW | AIR (BREAKER) |  |  | 480
5098513 | CUTLER HAMMER |  | NJFR-32-ECBK-1 |  | ST20-MCC Circuit Breaker /BRKR | NJCM | E | NJCM-OC-ST20.-MCC. | P201 | INSV | INST | HUSSAARM | 2013-10-13 | 2027 HAVEN AVE |  | 150.00 A | AIR | AW | AIR (BREAKER) |  |  | 480
5098514 | UNKNOWN |  | NJFR-40-ECBK-1 |  | ST35-MCC Circuit Breaker /BRKR | NJCM | E | NJCM-OC-ST35.-MCC. | P201 | INSV | INST | HUSSAARM | 2013-10-13 | 3501 ASBURY AVE |  | 0.00 A | AIR | AW | AIR (BREAKER) |  |  | 480
5098515 | UNKNOWN |  | NJFR-43-ECBK-1 |  | ST52-MCC Circuit Breaker /BRKR | NJCM | E | NJCM-OC-ST52.-MCC. | P201 | INSV | INST | HUSSAARM | 2013-10-13 | 5161 ASBURY AVE |  | 0.00 A | AIR | AW | AIR (BREAKER) |  |  | 240
5098517 | CUTLER HAMMER |  | NJFR-52-ECBK-1 |  | STGE-MCC Circuit Breaker /BRKR | NJCM | E | NJCM-UT-STGE.-MCC. | P201 | INSV | INST | HUSSAARM | 2013-10-13 | 110 OLD STAGECOACH RD |  | 600.00 A | AIR | AW | AIR (BREAKER) |  |  | 480
5098518 | SIEMENS |  | NJFR-2-ECBK-1 |  | WSTA-MCC Circuit Breaker /BRKR | NJCM | E | NJCM-OC-WSTA.-MCC. | P201 | INSV | INST | HUSSAARM | 2013-10-13 | 66 W STATION RD |  | 115.00 A | AIR | AW | AIR (BREAKER) |  |  | 480
5098530 | WESTINGHOUSE |  | NJFR-8-ECBK-1 |  | STRM-W1-MCC CIRCBRKR WL1 /BRKR | NJCM | E | NJCM-SM-STRM.-W1..-MCC. | P201 | INSV | INST | HUSSAARM | 2013-10-13 | 6 W VINCENT AVE |  | 30.00 A | AIR | AW | AIR (BREAKER) |  |  | 240
5098531 | GE |  | NJFR-8-ECBK-2 |  | STRM-W2-MCC CIRCBRKR WL2 /BRKR | NJCM | E | NJCM-SM-STRM.-W2..-MCC. | P201 | INSV | INST | HUSSAARM | 2013-10-13 | 6 W VINCENT AVE |  | 30.00 A | AIR | AW | AIR (BREAKER) |  |  | 240
5098535 | SQUARE D |  | NJFR-37-ECBK-1 |  | LAKE-MCC Circuit Breaker /BRKR | NJCM | E | NJCM-MT-LAKE.-MCC. | P201 | INSV | INST | HUSSAARM | 2013-10-13 | 1390 ROUTE 9 SOUTH |  | 200.00 A | AIR | AW | AIR (BREAKER) |  |  | 240
5098536 | SQUARE D |  | NJFR-1-ECBK-1 |  | HAND-MCC Circuit Breaker /BRKR | NJCM | E | NJCM-MT-HAND.-MCC. | P201 | INSV | INST | HUSSAARM | 2013-10-13 | 205 MECHANIC ST |  | 100.00 A | AIR | AW | AIR (BREAKER) |  |  | 480
5098537 | SQUARE D |  | NJFR-54-ECBK-1 |  | MAIN-MCC Circuit Breaker /BRKR | NJCM | E | NJCM-MT-MAIN.-MCC. | P201 | INSV | INST | HUSSAARM | 2013-10-13 | 412 N ROUTE 9 |  | 135.00 A | AIR | AW | AIR (BREAKER) |  |  | 240
5100833 | UNKNOWN |  | NJFR-45-ECBK-1 |  | ST41-MCC Circuit Breaker Pump #1 /BRKR | NJOS | E | NJOSW-WW-ST41.-MCC. | P201 | INSV | INST | HUSSAARM | 2013-10-13 | 41 STREET & WEST AVE |  | 0.00 A |  | AW | AIR (BREAKER) |  |  | 240
5100834 | UNKNOWN |  | NJFR-45-ECBK-2 |  | ST41-MCC Circuit Breaker Pump #2 /BRKR | NJOS | E | NJOSW-WW-ST41.-MCC. | P201 | INSV | INST | HUSSAARM | 2013-10-13 | 41 STREET & WEST AVE |  | 0.00 A |  | AW | AIR (BREAKER) |  |  | 240
5100835 | ITE |  | NJFR-48-ECBK-2 |  | ST53-MCC Circuit Breaker Pump #2 /BRKR | NJOS | E | NJOSW-WW-ST53.-MCC. | P201 | INSV | INST | HUSSAARM | 2013-10-13 | 53 STREET & WEST AVE |  | 30.00 A |  | AW | AIR (BREAKER) |  |  | 600
5100836 | ITE |  | NJFR-48-ECBK-1 |  | ST53-MCC Circuit Breaker Pump #1 /BRKR | NJOS | E | NJOSW-WW-ST53.-MCC. | P201 | INSV | INST | HUSSAARM | 2013-10-13 | 53 STREET & WEST AVE |  | 30.00 A |  | AW | AIR (BREAKER) |  |  | 600
5100837 | UNKNOWN |  | NJFR-36-ECBK-1 |  | BAYP-MCC Circuit Breaker Pump #1 /BRKR | NJOS | E | NJOSW-WW-BAYP.-MCC. | P201 | INSV | INST | HUSSAARM | 2013-10-13 | 61 BAYONNE PLACE |  | 0.00 A |  | AW | AIR (BREAKER) |  |  | 240
5100838 | UNKNOWN |  | NJFR-36-ECBK-2 |  | BAYP-MCC Circuit Breaker Pump #2 /BRKR | NJOS | E | NJOSW-WW-BAYP.-MCC. | P201 | INSV | INST | HUSSAARM | 2013-10-13 | 61 BAYONNE PLACE |  | 0.00 A |  | AW | AIR (BREAKER) |  |  | 240
5100839 | UNKNOWN |  | NJFR-50-ECBK-2 |  | BLUW-MCC Circuit Breaker Pump #2 /BRKR | NJOS | E | NJOSW-WW-BLUW.-MCC. | P201 | INSV | INST | HUSSAARM | 2013-10-13 | NAUTILUS DRIVE |  | 0.00 A |  | AW | AIR (BREAKER) |  |  | 240
5100840 | UNKNOWN |  | NJFR-50-ECBK-1 |  | BLUW-MCC Circuit Breaker Pump #1 /BRKR | NJOS | E | NJOSW-WW-BLUW.-MCC. | P201 | INSV | INST | HUSSAARM | 2013-10-13 | NAUTILUS DRIVE |  | 0.00 A |  | AW | AIR (BREAKER) |  |  | 240
5100841 | SIEMENS |  | NJFR-4-ECBK-1 |  | GARD-MCC Circuit Breaker Pump #1 /BRKR | NJOS | E | NJOSW-WW-GARD.-MCC. | P201 | INSV | INST | HUSSAARM | 2013-10-13 | ATLANTIC BOULEVARD |  | 60.00 A |  | AW | AIR (BREAKER) |  |  | 240
5100843 | SIEMENS |  | NJFR-4-ECBK-2 |  | GARD-MCC Circuit Breaker Pump #2 /BRKR | NJOS | E | NJOSW-WW-GARD.-MCC. | P201 | INSV | INST | HUSSAARM | 2013-10-13 | ATLANTIC BOULEVARD |  | 60.00 A |  | AW | AIR (BREAKER) |  |  | 240
5100845 | UNKNOWN |  | NJFR-58-ECBK-2 |  | MPRK-MCC Circuit Breaker Pump #2 /BRKR | NJOS | E | NJOSW-WW-MPRK.-MCC. | P201 | INSV | INST | HUSSAARM | 2013-10-13 | OXFORD LANE |  | 0.00 A |  | AW | AIR (BREAKER) |  |  | 240
5100846 | UNKNOWN |  | NJFR-58-ECBK-1 |  | MPRK-MCC Circuit Breaker Pump #1 /BRKR | NJOS | E | NJOSW-WW-MPRK.-MCC. | P201 | INSV | INST | HUSSAARM | 2013-10-13 | OXFORD LANE |  | 0.00 A |  | AW | AIR (BREAKER) |  |  | 240
5100847 | UNKNOWN |  | NJFR-34-ECBK-2 |  | OCRF-MCC Circuit Breaker Pump #2 /BRKR | NJOS | E | NJOSW-WW-OCRF.-MCC. | P201 | INSV | INST | HUSSAARM | 2013-10-13 | OCEAN REEF DRIVE |  | 0.00 A |  | AW | AIR (BREAKER) |  |  | 240
5100848 | UNKNOWN |  | NJFR-34-ECBK-1 |  | OCRF-MCC Circuit Breaker Pump #1 /BRKR | NJOS | E | NJOSW-WW-OCRF.-MCC. | P201 | INSV | INST | HUSSAARM | 2013-10-13 | OCEAN REEF DRIVE |  | 0.00 A |  | AW | AIR (BREAKER) |  |  | 240
5221855 | EATON/CUTLER HAMMER |  |  |  | GARD-MCC Power Monitor /Monitor | NJOS | E | NJOSW-WW-GARD.-MCC. | P201 | INSV | INST | HEIMER | 2016-08-18 | ATLANTIC BOULEVARD |  | 30.00 A |  | AW | AIR (BREAKER) |  |  | 120/240

## Power Disconnect
Equipment |  | Function class | Inventory no. | Position | Description | AuthorizGroup | EquipCategory | Functional Loc. | Planning plant | User status | System status | Created by | Created on | Street | Size/dimens. | Amp Rating | Current Rating | Fuse Size | Owned By | Power Disconnect Typ | Special Mtn Note | Special Mtn Note Det | Volt Rating
5132426 | CUTLER HAMMER |  |  |  | ST27 MAIN /DISC | NJCM | E | NJCM-OC-ST27. | P201 | INSV | INST | HUSSAARM | 2013-10-13 | 2661 WEST AVE |  | 0.00 A | 0.0 A |  | AW | LOADBREAK DISCONNECT |  |  | 480
5132432 | CUTLER HAMMER |  |  |  | STR3 MAIN /DISC | NJCM | E | NJCM-OC-STR3. | P201 | INSV | INST | HUSSAARM | 2013-10-13 | 248 WEST AVE |  | 0.00 A | 0.0 A |  | AW | LOADBREAK DISCONNECT
5152422 | SQUARE D |  |  |  | WRAS-MCC Main /DISC | NJAC | E | NJAC-Z1-WRAS. | P201 | INSV | INST | HUSSAARM | 2013-10-13 | 187 S THOREAU TER |  | 200.00 A | 0.0 A |  | AW | NON-LOADBREAK DISCONNECT |  |  | 480

## Power Monitor
Equipment |  | Function class | Inventory no. | Position | Description | AuthorizGroup | EquipCategory | Functional Loc. | Planning plant | User status | System status | Created by | Created on | Street | Size/dimens. | Adjustable? | Amp Rating | Owned By | Power Monitor Type | Special Mtn Note | Special Mtn Note Det | System Monitored | Volt Rating
5132425 | SQUARE D |  |  |  | ST27 /MON | NJCM | E | NJCM-OC-ST27. | P201 | INSV | INST | HUSSAARM | 2013-10-13 | 2661 WEST AVE |  |  | 0.00 A | AW | PWRMON* |  |  |  | 480
5132428 | SQUARE D |  |  |  | STR3 /MON | NJCM | E | NJCM-OC-STR3. | P201 | INSV | INST | HUSSAARM | 2013-10-13 | 248 WEST AVE |  | N | 0.00 A | AW | PWRMON* |  |  | Y | 480

## RTU PLC
Equipment |  | Function class | Inventory no. | Position | Description | AuthorizGroup | EquipCategory | Functional Loc. | Planning plant | User status | System status | Created by | Created on | Street | Size/dimens. | Application | COMM 1 Device | COMM 1 Type | COMM 2 Device | COMM 2 Type | COMM 3 Device | COMM 3 Type | COMM 4 Device | COMM 4 Type | COMM 5 Device | COMM 5 Type | COMM 6 Device | COMM 6 Type | CPU Battery # or (No | End Node? | Owned By | RTU Type | Remote I/O | Special Mtn Note | Special Mtn Note Det
5083048 | BRISTOL |  |  |  | SWFT Station /RTU-PLC | NJAC | 6 | NJAC-Z1-SWFT. | P201 | OOS | INAC INST | HUSSAARM | 2013-10-12 | 11 SWIFT AVE |  | FULL PROCESS CONTROLLER | [14 empty] | AW | RTU-PLC*
5125950 | Allen Bradley |  | NJFR-21-IRTU-5 |  | FRBB RTU RSP2 /RTU-PLC | NJAC | 6 | NJAC-Z1-FRBB. | P201 | INSV | INST | HUSSAARM | 2013-10-13 | 3215 FIRE ROAD |  | FULL PROCESS CONTROLLER | LICENSE RADIO | ETHERNET | [12 empty] | AW | RTU-PLC* | Y
5125951 | BRISTOL |  | NJFR-21-IRTU-1 |  | FRBB RTU DC2A /RTU-PLC | NJAC | 6 | NJAC-Z1-FRBB. | P201 | INSV | INST | HUSSAARM | 2013-10-13 | 3215 FIRE ROAD |  | FULL PROCESS CONTROLLER | LICENSE RADIO | RS232 | [12 empty] | AW | RTU-PLC* | Y
5125958 | BRISTOL |  | NJFR-21-IRTU-2 |  | FRBB RTU DC2B /RTU-PLC | NJAC | 6 | NJAC-Z1-FRBB. | P201 | INSV | INST | HUSSAARM | 2013-10-13 | 3215 FIRE ROAD |  | FULL PROCESS CONTROLLER | LICENSE RADIO | RS232 | [12 empty] | AW | RTU-PLC* | Y
5125961 | BRISTOL |  | NJFR-21-IRTU-3 |  | FRBB RTU DC3B /RTU-PLC | NJAC | 6 | NJAC-Z1-FRBB. | P201 | INSV | INST | HUSSAARM | 2013-10-13 | 3215 FIRE ROAD |  | FULL PROCESS CONTROLLER | LICENSE RADIO | RS232 | [12 empty] | AW | RTU-PLC* | Y
5125977 | BRISTOL |  | NJFR-21-IRTU-4 |  | FRBB RTU DC3A /RTU-PLC | NJAC | 6 | NJAC-Z1-FRBB. | P201 | INSV | INST | HUSSAARM | 2013-10-13 | 3215 FIRE ROAD |  | FULL PROCESS CONTROLLER | LICENSE RADIO | RS232 | [12 empty] | AW | RTU-PLC* | Y
5125982 | Allen Bradley |  | NJFR-21-IRTU-6 |  | FRBB RTU RSP3 /RTU-PLC | NJAC | 6 | NJAC-Z1-FRBB. | P201 | INSV | INST | HUSSAARM | 2013-10-13 | 3215 FIRE ROAD |  | FULL PROCESS CONTROLLER | LICENSE RADIO | ETHERNET | [12 empty] | AW | RTU-PLC* | Y
5130405 | BRISTOL |  | NJFR-22-IRTU-1 |  | FIRE Station /RTU-PLC | NJAC | 6 | NJAC-Z1-FIRE. | P201 | OOS | INAC INST | HUSSAARM | 2013-10-13 | 3226 FIRE RD |  | FULL PROCESS CONTROLLER | [14 empty] | AW | RTU-PLC*
5130461 | BRISTOL |  | NJFR-47-IRTU-1 |  | GARF Tank /RTU-PLC | NJAC | 6 | NJAC-Z1-GARF. | P201 | INSV | INST | HUSSAARM | 2013-10-13 | 983 WOODSIDE AVE |  | FULL PROCESS CONTROLLER | LICENSE RADIO | RS232 | [12 empty] | AW | RTU-PLC* | Y
5131351 | BRISTOL |  | NJFR-11-IRTU-1 |  | GROV Station /RTU-PLC | NJAC | 6 | NJAC-Z1-GROV. | P201 | INSV | INST | HUSSAARM | 2013-10-13 | 680 W MARYLAND AVE |  | FULL PROCESS CONTROLLER | LICENSE RADIO | RS232 | [12 empty] | AW | RTU-PLC* | Y
5132106 | BRISTOL |  | NJFR-12-IRTU-1 |  | LINT Tank /RTU-PLC | NJAC | 6 | NJAC-Z1-LINT. | P201 | INSV | INST | HUSSAARM | 2013-10-13 | 505 HAMILTON AVE |  | FULL PROCESS CONTROLLER | LICENSE RADIO | RS232 | [12 empty] | AW | RTU-PLC* | Y
5132161 | BRISTOL |  | NJFR-41-IRTU-1 |  | MART Station /RTU-PLC | NJAC | 6 | NJAC-Z1-MART. | P201 | INSV | INST | HUSSAARM | 2013-10-13 | 107 MARTIN AVE |  | FULL PROCESS CONTROLLER | LICENSE RADIO | RS232 | [12 empty] | AW | RTU-PLC* | Y
5132181 | BRISTOL |  | NJFR-13-IRTU-1 |  | MILL Station /RTU-PLC | NJAC | 6 | NJAC-Z1-MILL. | P201 | INSV | INST | HUSSAARM | 2013-10-13 | 100 MILL ROAD |  | FULL PROCESS CONTROLLER | LICENSE RADIO | RS232 | [12 empty] | AW | RTU-PLC* | Y
5132196 | BRISTOL |  | NJFR-15-IRTU-1 |  | NLIN Station /RTU-PLC | NJAC | 6 | NJAC-Z1-NLIN. | P201 | INSV | INST | HUSSAARM | 2013-10-13 | 605 NEW ROAD |  | FULL PROCESS CONTROLLER | LICENSE RADIO | RS232 | [12 empty] | AW | RTU-PLC* | Y
5132455 | BRISTOL BABCOCK |  |  |  | ST27 /RTU-PLC | NJCM | 6 | NJCM-OC-ST27. | P201 | INSV | INST | HUSSAARM | 2013-10-13 | 2661 WEST AVE |  | FULL PROCESS CONTROLLER | LICENSE RADIO | RS232 | [12 empty] | AW | RTU-PLC* | Y
5132457 | BRISTOL BABCOCK |  |  |  | STR3 /RTU-PLC | NJCM | 6 | NJCM-OC-STR3. | P201 | INSV | INST | HUSSAARM | 2013-10-13 | 248 WEST AVE |  | FULL PROCESS CONTROLLER | LICENSE RADIO | RS232 | [12 empty] | AW | RTU-PLC* | Y
5133152 | BRISTOL |  | NJFR-57-IRTU-1 |  | OAKS Station /RTU-PLC | NJAC | 6 | NJAC-Z1-OAKS. | P201 | INSV | INST | HUSSAARM | 2013-10-13 | 267 W. JIMMIE LEEDS ROAD |  | FULL PROCESS CONTROLLER | LICENSE RADIO | RS232 | [12 empty] | AW | RTU-PLC* | Y
5133892 | BRISTOL |  | NJFR-30-IRTU-1 |  | SMFP Station #1/RTU-PLC | NJAC | 6 | NJAC-Z1-SMFP. | P201 | INSV | INST | HUSSAARM | 2013-10-13 | 525 E MOSS MILL ROAD |  | FULL PROCESS CONTROLLER | LICENSE RADIO | RS232 | [12 empty] | AW | RTU-PLC* | Y
5135515 | BRISTOL |  | NJFR-30-IRTU-2 |  | SMFP Station #2/RTU-PLC | NJAC | 6 | NJAC-Z1-SMFP. | P201 | INSV | INST | HUSSAARM | 2013-10-13 | 525 E MOSS MILL ROAD |  | FULL PROCESS CONTROLLER | FIBER OPTIC | RS232 | [12 empty] | AW | RTU-PLC* | Y
5136652 | BRISTOL |  | NJFR-56-IRTU-1 |  | SMTK Tank /RTU-PLC | NJAC | 6 | NJAC-Z1-SMTK. | P201 | INSV | INST | HUSSAARM | 2013-10-13 | 545 E QUAIL HILL BLVD |  | FULL PROCESS CONTROLLER | LICENSE RADIO | RS232 | [12 empty] | AW | RTU-PLC* | Y
5137573 | BRISTOL |  | NJFR-16-IRTU-1 |  | SOMR Tank /RTU-PLC | NJAC | 6 | NJAC-Z1-SOMR. | P201 | INSV | INST | HUSSAARM | 2013-10-13 | 303 RHODE ISLAND AVE |  | FULL PROCESS CONTROLLER | LICENSE RADIO | RS232 | [12 empty] | AW | RTU-PLC* | Y
5138792 | BRISTOL |  | NJFR-14-IRTU-1 |  | SLIN Station /RTU-PLC | NJAC | 6 | NJAC-Z1-SLIN. | P201 | OOS | INAC INST | HUSSAARM | 2013-10-13 | 313 KIRKLIN AVE |  | FULL PROCESS CONTROLLER | LICENSE RADIO | RS232 | [12 empty] | AW | RTU-PLC* | Y
5141511 | BRISTOL |  | NJFR-25-IRTU-1 |  | SPRC Station /RTU-PLC | NJAC | 6 | NJAC-Z1-SPRC. | P201 | OOS | INAC INST | HUSSAARM | 2013-10-13 | 5055 SPRUCE AVE |  | FULL PROCESS CONTROLLER | LICENSE RADIO | RS232 | [12 empty] | AW | RTU-PLC* | Y
5141550 | BRISTOL |  | NJFR-31-IRTU-1 |  | TILT Station /RTU-PLC | NJAC | 6 | NJAC-Z1-TILT. | P201 | INSV | INST | HUSSAARM | 2013-10-13 | 2580 TILTON RD |  | FULL PROCESS CONTROLLER | LICENSE RADIO | RS232 | [12 empty] | AW | RTU-PLC* | Y
5144126 | BRISTOL |  | NJFR-31-IRTU-1 |  | TILT Station /RTU 1-PLC | NJAC | 6 | NJAC-Z1-TILT. | P201 | INSV | INST | HUSSAARM | 2013-10-13 | 2580 TILTON RD |  | FULL PROCESS CONTROLLER | FIBER OPTIC | RS232 | [12 empty] | AW | RTU-PLC* | Y
5145440 | BRISTOL |  | NJFR-31-IRTU-1 |  | TILT Station /RTU 2-PLC | NJAC | 6 | NJAC-Z1-TILT. | P201 | INSV | INST | HUSSAARM | 2013-10-13 | 2580 TILTON RD |  | FULL PROCESS CONTROLLER | FIBER OPTIC | RS232 | [12 empty] | AW | RTU-PLC* | Y
5146550 | BRISTOL |  | NJFR-31-IRTU-1 |  | TILT Station /RTU 4-PLC | NJAC | 6 | NJAC-Z1-TILT. | P201 | INSV | INST | HUSSAARM | 2013-10-13 | 2580 TILTON RD |  | FULL PROCESS CONTROLLER | FIBER OPTIC | RS232 | [12 empty] | AW | RTU-PLC* | Y
5147962 | BRISTOL |  | NJFR-31-IRTU-1 |  | TILT Station /RTU 3-PLC | NJAC | 6 | NJAC-Z1-TILT. | P201 | INSV | INST | HUSSAARM | 2013-10-13 | 2580 TILTON RD |  | FULL PROCESS CONTROLLER | FIBER OPTIC | RS232 | [12 empty] | AW | RTU-PLC* | Y
5149268 | BRISTOL |  | NJFR-19-IRTU-1 |  | WOOD Station /RTU-PLC | NJAC | 6 | NJAC-Z1-WOOD. | P201 | INSV | INST | HUSSAARM | 2013-10-13 | 746 BLOCK OF WOODLAND AVE. |  | FULL PROCESS CONTROLLER | LICENSE RADIO | RS232 | [12 empty] | AW | RTU-PLC* | Y
5150677 | BRISTOL |  | NJFR-55-IRTU-1 |  | WRAS Station /RTU-PLC | NJAC | 6 | NJAC-Z1-WRAS. | P201 | INSV | INST | HUSSAARM | 2013-10-13 | 187 S THOREAU TER |  | FULL PROCESS CONTROLLER | LICENSE RADIO | RS232 | [12 empty] | AW | RTU-PLC* | Y
5152093 | BRISTOL |  |  |  | WRAT Tank /RTU-PLC | NJAC | 6 | NJAC-Z1-WRAT. | P201 | INSV | INST | HUSSAARM | 2013-10-13 | 120 E COLLINS ROAD |  | FULL PROCESS CONTROLLER | LICENSE RADIO | RS232 | [12 empty] | AW | RTU-PLC* | Y
5125948 | BRISTOL |  | NJFR-26-IRTU-1 |  | ECRT Station /RTU-PLC | NJAC | 6 | NJAC-Z1-ECRT. | P201 | OOS | INAC INST | HUSSAARM | 2013-10-13 | 554 SCARBOROUGH DRIVE |  | FULL PROCESS CONTROLLER | LICENSE RADIO | RS232 | [12 empty] | AW | RTU-PLC* | Y
5098569 | BRISTOL |  | NJFR-6-IRTU-1 |  | ST11 RTU /RTU-PLC | NJCM | 6 | NJCM-OC-ST11. | P201 | INSV | INST | HUSSAARM | 2013-10-13 | 1108 WEST AVE |  | FULL PROCESS CONTROLLER | LICENSE RADIO | RS232 | [12 empty] | AW | RTU-PLC* | Y
5098570 | BRISTOL |  | NJFR-32-IRTU-1 |  | ST20 RTU /RTU-PLC | NJCM | 6 | NJCM-OC-ST20. | P201 | INSV | INST | HUSSAARM | 2013-10-13 | 2027 HAVEN AVE |  | FULL PROCESS CONTROLLER | LICENSE RADIO | RS232 | [12 empty] | AW | RTU-PLC* | Y
5098571 | BRISTOL |  | NJFR-40-IRTU-1 |  | ST35 RTU /RTU-PLC | NJCM | 6 | NJCM-OC-ST35. | P201 | INSV | INST | HUSSAARM | 2013-10-13 | 3501 ASBURY AVE |  | FULL PROCESS CONTROLLER | LICENSE RADIO | RS232 | [12 empty] | AW | RTU-PLC* | Y
5098572 | BRISTOL |  | NJFR-46-IRTU-1 |  | ST46 RTU /RTU-PLC | NJCM | 6 | NJCM-OC-ST46. | P201 | INSV | INST | HUSSAARM | 2013-10-13 | 46TH ST |  | FULL PROCESS CONTROLLER | LICENSE RADIO | RS232 | [12 empty] | AW | RTU-PLC* | Y
5098573 | BRISTOL |  | NJFR-43-IRTU-1 |  | ST52 RTU /RTU-PLC | NJCM | 6 | NJCM-OC-ST52. | P201 | OOS | INAC INST | HUSSAARM | 2013-10-13 | 5161 ASBURY AVE |  | FULL PROCESS CONTROLLER | [14 empty] | AW | RTU-PLC*
5098574 | BRISTOL |  | NJFR-10-IRTU-1 |  | STR8 RTU /RTU-PLC | NJCM | 6 | NJCM-OC-STR8. | P201 | INSV | INST | HUSSAARM | 2013-10-13 | 730 HAVEN AVE |  | FULL PROCESS CONTROLLER | LICENSE RADIO | RS232 | [12 empty] | AW | RTU-PLC* | Y
5098576 | BRISTOL |  | NJFR-3-IRTU-1 |  | NORT RTU /RTU-PLC | NJCM | 6 | NJCM-OC-NORT. | P201 | INSV | INST | HUSSAARM | 2013-10-13 | 734 BATTERSEA RD |  | FULL PROCESS CONTROLLER | LICENSE RADIO | RS232 | [12 empty] | AW | RTU-PLC* | Y
5098577 | BRISTOL |  | NJFR-52-IRTU-1 |  | STGE RTU /RTU-PLC | NJCM | 6 | NJCM-UT-STGE. | P201 | INSV | INST | HUSSAARM | 2013-10-13 | 110 OLD STAGECOACH RD |  | FULL PROCESS CONTROLLER | LICENSE RADIO | RS232 | [12 empty] | AW | RTU-PLC* | Y
5098578 | BRISTOL |  | NJFR-2-IRTU-1 |  | WSTA RTU /RTU-PLC | NJCM | 6 | NJCM-OC-WSTA. | P201 | INSV | INST | HUSSAARM | 2013-10-13 | 66 W STATION RD |  | FULL PROCESS CONTROLLER | LICENSE RADIO | RS232 | [12 empty] | AW | RTU-PLC* | Y
5098579 | BRISTOL |  |  |  | STRM RTU /RTU-PLC | NJCM | 6 | NJCM-SM-STRM. | P201 | OOS | INAC INST | HUSSAARM | 2013-10-13 | 6 W VINCENT AVE |  | FULL PROCESS CONTROLLER | [14 empty] | AW | RTU-PLC*
5098580 | BRISTOL |  | NJFR-60-IRTU-1 |  | CMAY RTU /RTU-PLC | NJCM | 6 | NJCM-MT-CMAY. | P201 | INSV | INST | HUSSAARM | 2013-10-13 | 300 E LENA AVE |  | FULL PROCESS CONTROLLER | LICENSE RADIO | RS232 | [12 empty] | AW | RTU-PLC* | Y
5098582 | BRISTOL |  | NJFR-37-IRTU-2 |  | LAKE RTU /RTU-PLC | NJCM | 6 | NJCM-MT-LAKE. | P201 | INSV | INST | HUSSAARM | 2013-10-13 | 1390 ROUTE 9 SOUTH |  | FULL PROCESS CONTROLLER | LICENSE RADIO | RS232 | [12 empty] | AW | RTU-PLC* | Y
5098583 | BRISTOL |  | NJFR-1-IRTU-1 |  | HAND RTU /RTU-PLC | NJCM | 6 | NJCM-MT-HAND. | P201 | OOS | INAC INST | HUSSAARM | 2013-10-13 | 205 MECHANIC ST |  | FULL PROCESS CONTROLLER | [14 empty] | AW | RTU-PLC*
5098584 | BRISTOL |  | NJFR-54-IRTU-1 |  | MAIN RTU /RTU-PLC | NJCM | 6 | NJCM-MT-MAIN. | P201 | OOS | INAC INST | HUSSAARM | 2013-10-13 | 412 N ROUTE 9 |  | FULL PROCESS CONTROLLER | [14 empty] | AW | RTU-PLC*
5098585 | BRISTOL |  |  |  | WWIC-BST RTU /RTU-PLC | NJCM | 6 | NJCM-MT-WWIC.-BST. | P201 | INSV | INST | HUSSAARM | 2013-10-13 | 3169 ROUTE 9 S |  | FULL PROCESS CONTROLLER | LICENSE RADIO | RS232 | [12 empty] | AW | RTU-PLC* | Y
5100881 | UNKNOWN |  | NJFR-45-IRTU-1 |  | ST41 RTU 3305 /RTU-PLC | NJOS | 6 | NJOSW-WW-ST41. | P201 | INSV | INST | HUSSAARM | 2013-10-13 | 41 STREET & WEST AVE | [16 empty] | AW | RTU-PLC*
5100882 | UNKNOWN |  | NJFR-48-IRTU-1 |  | ST53 RTU 3305 /RTU-PLC | NJOS | 6 | NJOSW-WW-ST53. | P201 | OOS | INAC INST | HUSSAARM | 2013-10-13 | 53 STREET & WEST AVE | [16 empty] | AW | RTU-PLC*
5100883 | Bristol |  | NJFR-36-IRTU-1 |  | BAYP RTU 3305 /RTU-PLC | NJOS | 6 | NJOSW-WW-BAYP. | P201 | INSV | INST | HUSSAARM | 2013-10-13 | 61 BAYONNE PLACE |  | FULL PROCESS CONTROLLER | LICENSE RADIO | RS232 | [12 empty] | AW | RTU-PLC* | Y
5100884 | Bristol |  | NJFR-50-IRTU-1 |  | BLUW RTU 3305 /RTU-PLC | NJOS | 6 | NJOSW-WW-BLUW. | P201 | INSV | INST | HUSSAARM | 2013-10-13 | NAUTILUS DRIVE |  | FULL PROCESS CONTROLLER | LICENSE RADIO | RS232 | [12 empty] | AW | RTU-PLC* | Y
5100885 | Bristol |  | NJFR-4-IRTU-1 |  | GARD RTU 3305 /RTU-PLC | NJOS | 6 | NJOSW-WW-GARD. | P201 | OOS | INAC INST | HUSSAARM | 2013-10-13 | ATLANTIC BOULEVARD |  | FULL PROCESS CONTROLLER | LICENSE RADIO | RS232 | [12 empty] | AW | RTU-PLC* | Y
5100886 | Bristol |  | NJFR-58-IRTU-1 |  | MPRK RTU 3305 /RTU-PLC | NJOS | 6 | NJOSW-WW-MPRK. | P201 | INSV | INST | HUSSAARM | 2013-10-13 | OXFORD LANE |  | FULL PROCESS CONTROLLER | LICENSE RADIO | RS232 | [12 empty] | AW | RTU-PLC* | Y
5100887 | Bristol |  | NJFR-34-IRTU-1 |  | OCRF RTU 3305 /RTU-PLC | NJOS | 6 | NJOSW-WW-OCRF. | P201 | INSV | INST | HUSSAARM | 2013-10-13 | OCEAN REEF DRIVE |  | FULL PROCESS CONTROLLER | LICENSE RADIO | RS232 | [12 empty] | AW | RTU-PLC* | Y
5100888 | UNKNOWN |  | NJFR-35-IRTU-1 |  | ST17 RTU 3305 /RTU-PLC | NJOS | 6 | NJOSW-WW-ST17. | P201 | INSV | INST | HUSSAARM | 2013-10-13 | 39 W 17TH ST | [16 empty] | AW | RTU-PLC*
5116777 | Bristol |  |  |  | SMFP Station ASR /RTU-PLC | NJAC | 6 | NJAC-Z1-SMFP. | P201 | INSV | INST | HUSSAARM | 2013-10-13 | 525 E MOSS MILL ROAD |  | FULL PROCESS CONTROLLER | FIBER OPTIC | RS232 | [12 empty] | AW | RTU-PLC* | Y
5125909 | BRISTOL |  | NJFR-20-IRTU-1 |  | ABSC Station /RTU-PLC | NJAC | 6 | NJAC-Z1-ABSC. | P201 | OOS | INAC INST | HUSSAARM | 2013-10-13 | 534 NEW JERSEY AVE. |  | FULL PROCESS CONTROLLER | LICENSE RADIO | RS232 | [12 empty] | AW | RTU-PLC* | Y
5125919 | BRISTOL |  | NJFR-18-IRTU-1 |  | ACUA Pumping Station /RTU-PLC | NJAC | 6 | NJAC-Z1-ACUA. | P201 | OOS | INAC INST | HUSSAARM | 2013-10-13 | 1151 N MAIN STREET |  | FULL PROCESS CONTROLLER | LICENSE RADIO | RS232 | [12 empty] | AW | RTU-PLC* | Y
5125925 | BRISTOL |  | NJFR-23-IRTU-1 |  | BARG Station /RTU-PLC | NJAC | 6 | NJAC-Z1-BARG. | P201 | OOS | INAC INST | HUSSAARM | 2013-10-13 | 6707 MILL ROAD |  | FULL PROCESS CONTROLLER | LICENSE RADIO | RS232 | [12 empty] | AW | RTU-PLC* | Y
5125927 | BRISTOL |  | NJFR-42-IRTU-1 |  | TILT-CD Station /RTU-PLC | NJAC | 6 | NJAC-Z1-TILT.-CD.. | P201 | INSV | INST | HUSSAARM | 2013-10-13 | 6581 DELILAH RD |  | FULL PROCESS CONTROLLER | LICENSE RADIO | RS232 | [12 empty] | AW | RTU-PLC* | Y
5125929 | BRISTOL |  | NJFR-53-IRTU-1 |  | CRIS Station /RTU-PLC | NJAC | 6 | NJAC-Z1-CRIS. | P201 | INSV | INST | HUSSAARM | 2013-10-13 | 452 CHRIS GAUPP DR |  | FULL PROCESS CONTROLLER | LICENSE RADIO | RS232 | [12 empty] | AW | RTU-PLC* | Y
5125943 | BRISTOL |  | NJFR-17-IRTU-1 |  | DOBB Station /RTU-PLC | NJAC | 6 | NJAC-Z1-DOBB. | P201 | INSV | INST | HUSSAARM | 2013-10-13 | 1002 DOBBS AVE |  | FULL PROCESS CONTROLLER | LICENSE RADIO | RS232 | [12 empty] | AW | RTU-PLC* | Y
5190404 | ALLEN BRADLEY |  | NJFR-20-IRTU-1 |  | ABSC-HYPO GEN RTU/PLC | NJAC | 6 | NJAC-Z1-ABSC.-HYPO | P201 | INSV | INST | THORNDE | 2014-08-25 | 534 New Jersey Ave |  | FULL PROCESS CONTROLLER | LICENSE RADIO | ETHERNET | [12 empty] | AW | RTU-PLC* | Y
5190016 | ALLEN BRADLEY |  |  |  | ABSC-Station /RTU-PLC /RTU #1 | NJAC | 6 | NJAC-Z1-ABSC. | P201 | INSV | INST | HEIMER | 2014-09-17 | 534 New Jersey Ave |  | FULL PROCESS CONTROLLER | LICENSE RADIO | ETHERNET | [11 empty] | Y | AW | RTU-PLC* | Y
5190017 | ALLEN BRADLEY |  |  |  | ABSC-Station /RTU-PLC /RTU #2 | NJAC | 6 | NJAC-Z1-ABSC. | P201 | INSV | INST | HEIMER | 2014-09-17 | 534 New Jersey Ave |  | FULL PROCESS CONTROLLER | FIBER OPTIC | ETHERNET | [11 empty] | Y | AW | RTU-PLC* | Y
5193604 | ALLEN BRADLEY |  |  |  | SPRC Station /RTU-PLC | NJAC | 6 | NJAC-Z1-SPRC. | P201 | INSV | INST | FREEMAJ1 | 2014-11-20 | 5051 Spruce Ave |  | FULL PROCESS CONTROLLER | LICENSE RADIO | ETHERNET | [12 empty] | AW | RTU-PLC* | Y
5194306 | ALLEN BRADLEY |  |  |  | BARG Station /RTU-PLC | NJAC | E | NJAC-Z1-BARG. | P201 | INSV | INST | FREEMAJ1 | 2014-12-02 | 6707 MILL ROAD |  | FULL PROCESS CONTROLLER | LICENSE RADIO | ETHERNET | [12 empty] | AW | RTU-PLC* | Y
5193523 | ALLEN BRADLEY |  |  |  | OCHT /RTU-PLC | NJOC | E | NJAC-Z1-OCHT. | P201 | INSV | INST | FREEMAJ1 | 2014-12-04 | 5002 OCEAN HEIGHTS AVE |  | FULL PROCESS CONTROLLER | LICENSE RADIO | RS232 | [12 empty] | AW | RTU-PLC*
5194549 | ALLEN BRADLEY |  |  |  | SWFT Station /RTU-PLC | NJAC | E | NJAC-Z1-SWFT. | P201 | INSV | INST | FREEMAJ1 | 2015-01-21 | 11 SWIFT AVE |  | FULL PROCESS CONTROLLER | LICENSE RADIO | ETHERNET | [12 empty] | AW | RTU-PLC* | Y
5194550 | ALLEN BRADLEY |  |  |  | ST52 RTU /RTU-PLC | NJCM | E | NJCM-OC-ST52. | P201 | INSV | INST | FREEMAJ1 | 2015-01-21 | 5161 ASBURY AVE |  | FULL PROCESS CONTROLLER | LICENSE RADIO | ETHERNET | [12 empty] | AW | RTU-PLC* | Y
5194551 | ALLEN BRADLEY |  |  |  | STRM RTU /RTU-PLC | NJCM | E | NJCM-SM-STRM. | P201 | INSV | INST | FREEMAJ1 | 2015-01-21 | 6 W VINCENT AVE |  | FULL PROCESS CONTROLLER | LICENSE RADIO | ETHERNET | [12 empty] | AW | RTU-PLC* | Y
5194552 | ALLEN BRADLEY |  |  |  | HAND RTU /RTU-PLC | NJCM | E | NJCM-MT-HAND. | P201 | INSV | INST | FREEMAJ1 | 2015-01-21 | 205 MECHANIC ST |  | FULL PROCESS CONTROLLER | LICENSE RADIO | ETHERNET | [12 empty] | AW | RTU-PLC* | Y
5194553 | ALLEN BRADLEY |  |  |  | MAIN RTU /RTU-PLC | NJCM | E | NJCM-MT-MAIN. | P201 | INSV | INST | FREEMAJ1 | 2015-01-21 | 412 N ROUTE 9 |  | FULL PROCESS CONTROLLER | LICENSE RADIO | ETHERNET | [12 empty] | AW | RTU-PLC* | Y
5194554 | ALLEN BRADLEY |  |  |  | ST53 RTU 3305 /RTU-PLC | NJOS | E | NJOSW-WW-ST53. | P201 | INSV | INST | FREEMAJ1 | 2015-01-21 | 53 STREET & WEST AVE |  | FULL PROCESS CONTROLLER | LICENSE RADIO | ETHERNET | [12 empty] | AW | RTU-PLC* | Y
5194555 | ALLEN BRADLEY |  |  |  | FIRE Station /RTU-PLC | NJAC | E | NJAC-Z1-FIRE. | P201 | INSV | INST | FREEMAJ1 | 2015-01-21 | 3226 FIRE RD |  | FULL PROCESS CONTROLLER | FIBER OPTIC | ETHERNET | [12 empty] | AW | RTU-PLC* | Y
5195501 | ALLEN BRADLEY |  |  |  | EHTT TANK /RTU-PLC | NJAC | E | NJAC-Z1-EHTT. | P201 | INSV | INST | FREEMAJ1 | 2015-01-23 | 16 Dogwood Avenue |  | FULL PROCESS CONTROLLER | LICENSE RADIO | RS232 | [12 empty] | AW | RTU-PLC* | Y
5215026 | ALLEN BRADLEY |  |  |  | UTTK UPPER TWP RTU/RTU-PLC | NJCM | 6 | NJCM-UT-UTTK. | P201 | INSV | INST | HEIMER | 2016-05-12 | 2087 RT US 9 SO |  | FULL PROCESS CONTROLLER | LICENSE RADIO | ETHERNET | [12 empty] | AW | RTU-PLC* | Y
5221857 | ALLEN BRADLEY |  |  |  | GARD Station /RTU-PLC | NJOS | 6 | NJOSW-WW-GARD. | P201 | INSV | INST | HEIMER | 2016-08-18 | ATLANTIC BOULEVARD |  | FULL PROCESS CONTROLLER | LICENSE RADIO | ETHERNET | [12 empty] | AW | RTU-PLC*

## Gas Detector
Equipment |  | Function class | Inventory no. | Position | Description | AuthorizGroup | EquipCategory | Functional Loc. | Planning plant | User status | System status | Created by | Created on | Street | Size/dimens. | Action Taken Upon Al | Backup Power | Gas (Detected/Mitiga | Gas Alarm SetPoint | Gas Detector Type | Owned By | Special Mtn Note | Special Mtn Note Det
5102274 | UNKNOWN |  |  |  | FRBB GX - 2009 /SAFGASDT | NJAC | S | NJAC-Z1-FRBB. | P201 | INSV | INST | HUSSAARM | 2013-10-13 | 3215 FIRE ROAD |  | XX |  | MULTI EXP-H2S-O2 |  | PORTABLE | AW
5103733 | UNKNOWN |  |  |  | FRBB GX - 2009 /SAFGASDT | NJAC | S | NJAC-Z1-FRBB. | P201 | INSV | INST | HUSSAARM | 2013-10-13 | 3215 FIRE ROAD |  | XX |  | MULTI EXP-H2S-O2 |  | PORTABLE | AW
5104754 | UNKNOWN |  |  |  | FRBB GX - 2009 /SAFGASDT | NJAC | S | NJAC-Z1-FRBB. | P201 | INSV | INST | HUSSAARM | 2013-10-13 | 3215 FIRE ROAD |  | XX |  | MULTI EXP-H2S-O2 |  | PORTABLE | AW
5106480 | UNKNOWN |  |  |  | FRBB GX - 2009 /SAFGASDT | NJAC | S | NJAC-Z1-FRBB. | P201 | INSV | INST | HUSSAARM | 2013-10-13 | 3215 FIRE ROAD |  | XX |  | MULTI EXP-H2S-O2 |  | PORTABLE | AW
5108021 | UNKNOWN |  |  |  | FRBB GX - 2009 /SAFGASDT | NJAC | S | NJAC-Z1-FRBB. | P201 | INSV | INST | HUSSAARM | 2013-10-13 | 3215 FIRE ROAD |  | XX |  | MULTI EXP-H2S-O2 |  | PORTABLE | AW
5109170 | UNKNOWN |  |  |  | FRBB GX - 2009 /SAFGASDT | NJAC | S | NJAC-Z1-FRBB. | P201 | INSV | INST | HUSSAARM | 2013-10-13 | 3215 FIRE ROAD |  | XX |  | MULTI EXP-H2S-O2 |  | PORTABLE | AW
5110329 | UNKNOWN |  |  |  | FRBB GX - 2009 /SAFGASDT | NJAC | S | NJAC-Z1-FRBB. | P201 | INSV | INST | HUSSAARM | 2013-10-13 | 3215 FIRE ROAD |  | XX |  | HYDROGEN |  | PORTABLE | AW
5111591 | UNKNOWN |  |  |  | SWFT Station /SAFGASDT | NJAC | S | NJAC-Z1-SWFT. | P201 | INSV | INST | HUSSAARM | 2013-10-13 | 11 SWIFT AVE |  | XX |  | XX |  | PERMANENT | AW

## SCADA SYS GEN
Equipment |  | Function class | Inventory no. | Position | Description | AuthorizGroup | EquipCategory | Functional Loc. | Planning plant | User status | System status | Created by | Created on | Street | Size/dimens. | Owned By | SCADA HMI and Databa | Special Mtn Note | Special Mtn Note Det
5163981 | UNKNOWN |  |  |  | NJAC /SCADA System | NJAC | 6 | NJAC | P201 | INSV | INST | HUSSAARM | 2013-10-13 |  |  | AW | SCADASYS*
5163985 | UNKNOWN |  |  |  | NJCM /SCADA System | NJCM | 6 | NJCM | P201 | INSV | INST | HUSSAARM | 2013-10-13 |  |  | AW | SCADASYS*

## Security System
Equipment |  | Function class | Inventory no. | Position | Description | AuthorizGroup | EquipCategory | Functional Loc. | Planning plant | User status | System status | Created by | Created on | Street | Size/dimens. | Action Taken Upon Al | Backup Power | Owned By | Retest Required | Security System Type | Special Mtn Note | Special Mtn Note Det
5086811 | UNKNOWN |  | NJFR-30-SBFA-1 |  | SMFP Smithville Station /SECSYS | NJAC | S | NJAC-Z1-SMFP. | P201 | INSV | INST | HUSSAARM | 2013-10-12 | 525 E MOSS MILL ROAD |  | XX | Y | AW |  | BURGLAR ALARM
5086898 | UNKNOWN |  | NJFR-16-SBFA-1 |  | SOMR Somers PointTank /SECSYS | NJAC | S | NJAC-Z1-SOMR. | P201 | INSV | INST | HUSSAARM | 2013-10-12 | 303 RHODE ISLAND AVE |  | XX | Y | AW |  | BURGLAR ALARM
5087474 | UNKNOWN |  | NJFR-14-SBFA-1 |  | SLIN South Linwood Station /SECSYS | NJAC | S | NJAC-Z1-SLIN. | P201 | OOS | INAC INST | HUSSAARM | 2013-10-12 | 313 KIRKLIN AVE |  | XX | Y | AW |  | BURGLAR ALARM
5087800 | UNKNOWN |  | NJFR-20-SBFA-1 |  | ABSC Absecon Station /SECSYS | NJAC | S | NJAC-Z1-ABSC. | P201 | OOS | INAC INST | HUSSAARM | 2013-10-12 | 534 NEW JERSEY AVE. |  | XX | Y | AW |  | BURGLAR ALARM
5088159 | UNKNOWN |  | NJFR-25-SBFA-1 |  | SPRC Spruce Avenue Station /SECSYS | NJAC | S | NJAC-Z1-SPRC. | P201 | INSV | INST | HUSSAARM | 2013-10-12 | 5055 SPRUCE AVE |  | XX | Y | AW |  | BURGLAR ALARM
5172364 | GENTEX CORP |  |  |  | WWIC-BST BURG&FIRE ALRM SYS /SECSYS | NJCM | S | NJCM-MT-WWIC.-BST. | P201 | INSV | INST | HUSSAARM | 2013-10-13 | 3169 ROUTE 9 S |  | SCADA ALARM |  | AW | Y | BURGLAR ALARM
5132808 | UNKNOWN |  |  |  | STR3 /SECSYS | NJCM | S | NJCM-OC-STR3. | P201 | INSV | INST | HUSSAARM | 2013-10-13 | 248 WEST AVE |  | SCADA ALARM |  | AW | Y | BURGLAR ALARM SCADA
5132806 | ADT |  |  |  | ST27 /SECSYS | NJCM | S | NJCM-OC-ST27. | P201 | INSV | INST | HUSSAARM | 2013-10-13 | 2661 WEST AVE |  | SCADA ALARM |  | AW | Y | BURGLAR ALARM SCADA
5099920 | UNKNOWN |  |  |  | MN BURGLAR&FIRE ALRM SYSEMS /SECSYS | NJCM | S | NJCM-MT-MAIN. | P201 | OOS | INAC INST | HUSSAARM | 2013-10-13 | 412 N ROUTE 9 |  | SCADA ALARM |  | AW | Y | BURGLAR ALARM
5099919 | UNKNOWN |  |  |  | HAND BURGLAR&FIRE ALRM SYSEMS /SECSYS | NJCM | S | NJCM-MT-HAND. | P201 | OOS | INAC INST | HUSSAARM | 2013-10-13 | 205 MECHANIC ST |  | SCADA ALARM |  | AW | Y | BURGLAR ALARM
5099918 | UNKNOWN |  |  |  | LAKE BURGLAR&FIRE ALRM SYSEMS /SECSYS | NJCM | S | NJCM-MT-LAKE. | P201 | INSV | INST | HUSSAARM | 2013-10-13 | 1390 ROUTE 9 SOUTH |  | SCADA ALARM |  | AW | Y | BURGLAR ALARM
5099916 | UNKNOWN |  |  |  | CMAY BURGLAR&FIRE ALRM SYSEMS /SECSYS | NJCM | S | NJCM-MT-CMAY. | P201 | INSV | INST | HUSSAARM | 2013-10-13 | 300 E LENA AVE |  | SCADA ALARM |  | AW | Y | BURGLAR ALARM
5099915 | UNKNOWN |  |  |  | STRM BURGLAR&FIRE ALRM SYSEMS /SECSYS | NJCM | S | NJCM-SM-STRM. | P201 | INSV | INST | HUSSAARM | 2013-10-13 | 6 W VINCENT AVE |  | SCADA ALARM |  | AW | Y | BURGLAR ALARM
5099914 | UNKNOWN |  |  |  | WSTA BURGLAR&FIRE ALRM SYSEMS /SECSYS | NJCM | S | NJCM-OC-WSTA. | P201 | INSV | INST | HUSSAARM | 2013-10-13 | 66 W STATION RD |  | SCADA ALARM |  | AW | Y | BURGLAR ALARM
5099913 | UNKNOWN |  |  |  | STGE BURGLAR&FIRE ALRM SYSEMS /SECSYS | NJCM | S | NJCM-UT-STGE. | P201 | OOS | INAC INST | HUSSAARM | 2013-10-13 | 110 OLD STAGECOACH RD |  | SCADA ALARM |  | AW | Y | BURGLAR ALARM
5099912 | UNKNOWN |  |  |  | NORT BURGLAR&FIRE ALRM SYSEMS /SECSYS | NJCM | S | NJCM-OC-NORT. | P201 | INSV | INST | HUSSAARM | 2013-10-13 | 734 BATTERSEA RD |  | SCADA ALARM |  | AW | Y | BURGLAR ALARM
5099910 | UNKNOWN |  |  |  | ST52 BURGLAR&FIRE ALRM SYSEMS /SECSYS | NJCM | S | NJCM-OC-ST52. | P201 | INSV | INST | HUSSAARM | 2013-10-13 | 5161 ASBURY AVE |  | SCADA ALARM |  | AW | Y | BURGLAR ALARM
5099909 | UNKNOWN |  |  |  | ST35 BURGLAR&FIRE ALRM SYSEMS /SECSYS | NJCM | S | NJCM-OC-ST35. | P201 | INSV | INST | HUSSAARM | 2013-10-13 | 3501 ASBURY AVE |  | SCADA ALARM |  | AW | Y | BURGLAR ALARM
5099908 | UNKNOWN |  |  |  | ST20 BURGLAR&FIRE ALRM SYSEMS /SECSYS | NJCM | S | NJCM-OC-ST20. | P201 | INSV | INST | HUSSAARM | 2013-10-13 | 2027 HAVEN AVE |  | SCADA ALARM |  | AW | Y | BURGLAR ALARM
5099907 | UNKNOWN |  |  |  | ST11 BURGLAR&FIRE ALRM SYSEMS /SECSYS | NJCM | S | NJCM-OC-ST11. | P201 | INSV | INST | HUSSAARM | 2013-10-13 | 1108 WEST AVE |  | SCADA ALARM |  | AW | Y | BURGLAR ALARM
5093157 | UNKNOWN |  | NJFR-57-SBFA-1 |  | OAKS Pomona Oaks Station /SECSYS | NJAC | S | NJAC-Z1-OAKS. | P201 | INSV | INST | HUSSAARM | 2013-10-13 | 267 W. JIMMIE LEEDS ROAD |  | XX | Y | AW |  | BURGLAR ALARM
5093135 | UNKNOWN |  | NJFR-15-SBFA-1 |  | NLIN North Linwood Station /SECSYS | NJAC | S | NJAC-Z1-NLIN. | P201 | INSV | INST | HUSSAARM | 2013-10-13 | 605 NEW ROAD |  | XX | Y | AW |  | BURGLAR ALARM
5093124 | UNKNOWN |  | NJFR-13-SBFA-1 |  | MILL Mill Road Station /SECSYS | NJAC | S | NJAC-Z1-MILL. | P201 | INSV | INST | HUSSAARM | 2013-10-13 | 100 MILL ROAD |  | XX | Y | AW |  | BURGLAR ALARM
5093113 | UNKNOWN |  | NJFR-41-SBFA-1 |  | MART Martin Avenue Station /SECSYS | NJAC | S | NJAC-Z1-MART. | P201 | INSV | INST | HUSSAARM | 2013-10-13 | 107 MARTIN AVE |  | XX | Y | AW |  | BURGLAR ALARM
5093101 | UNKNOWN |  | NJFR-11-SBFA-1 |  | GROV Groveland Avenue Station /SECSYS | NJAC | S | NJAC-Z1-GROV. | P201 | INSV | INST | HUSSAARM | 2013-10-13 | 680 W MARYLAND AVE |  | XX | Y | AW |  | BURGLAR ALARM
5089544 | UNKNOWN |  |  |  | SWFT Swift Ave /SECSYS | NJAC | S | NJAC-Z1-SWFT. | P201 | INSV | INST | HUSSAARM | 2013-10-13 | 11 SWIFT AVE |  | XX | Y | AW |  | BURGLAR ALARM
5089125 | UNKNOWN |  | NJFR-55-SBFA-1 |  | WRAS Wrangleboro Station /SECSYS | NJAC | S | NJAC-Z1-WRAS. | P201 | INSV | INST | HUSSAARM | 2013-10-13 | 187 S THOREAU TER |  | XX | Y | AW |  | BURGLAR ALARM
5088627 | UNKNOWN |  | NJFR-19-SBFA-1 |  | WOOD Woodland Avenue Station /SECSYS | NJAC | S | NJAC-Z1-WOOD. | P201 | INSV | INST | HUSSAARM | 2013-10-13 | 746 BLOCK OF WOODLAND AVE. |  | XX | Y | AW |  | BURGLAR ALARM
5088601 | UNKNOWN |  | NJFR-31-SBFA-1 |  | TILT Tilton Road Station /SECSYS | NJAC | S | NJAC-Z1-TILT. | P201 | INSV | INST | HUSSAARM | 2013-10-13 | 2580 TILTON RD |  | XX | Y | AW |  | BURGLAR ALARM
5087890 | UNKNOWN |  | NJFR-22-SBFA-1 |  | FIRE Fire Road Station /SECSYS | NJAC | S | NJAC-Z1-FIRE. | P201 | INSV | INST | HUSSAARM | 2013-10-13 | 3226 FIRE RD |  | XX | Y | AW |  | CARD ACCESS
5087879 | UNKNOWN |  | NJFR-21-SBFA-1 |  | FRBB FIRE RD ADMIN&LAB /SECSYS | NJAC | S | NJAC-Z1-FRBB. | P201 | INSV | INST | HUSSAARM | 2013-10-13 | 3215 FIRE ROAD |  | XX | Y | AW |  | CARD ACCESS
5087868 | UNKNOWN |  | NJFR-26-SBFA-1 |  | ECRT English Creek Station /SECSYS | NJAC | S | NJAC-Z1-ECRT. | P201 | OOS | INAC INST | HUSSAARM | 2013-10-13 | 554 SCARBOROUGH DRIVE |  | XX | Y | AW |  | BURGLAR ALARM
5087857 | UNKNOWN |  | NJFR-17-SBFA-1 |  | DOBB Dobbs Avenue Station /SECSYS | NJAC | S | NJAC-Z1-DOBB. | P201 | INSV | INST | HUSSAARM | 2013-10-13 | 1002 DOBBS AVE |  | XX | Y | AW |  | BURGLAR ALARM
5087845 | UNKNOWN |  | NJFR-53-SBFA-1 |  | Chris Gaupp Station /SECSYS | NJAC | S | NJAC-Z1-CRIS. | P201 | INSV | INST | HUSSAARM | 2013-10-13 | 452 CHRIS GAUPP DR |  | XX | Y | AW |  | BURGLAR ALARM
5087834 | UNKNOWN |  | NJFR-42-SBFA-1 |  | CANL Canale Drive Station /SECSYS | NJAC | S | NJAC-Z1-TILT.-CD.. | P201 | INSV | INST | HUSSAARM | 2013-10-13 | 6581 DELILAH RD |  | XX | Y | AW |  | BURGLAR ALARM
5087823 | UNKNOWN |  | NJFR-23-SBFA-1 |  | BARG Bargaintown Station /SECSYS | NJAC | S | NJAC-Z1-BARG. | P201 | INSV | INST | HUSSAARM | 2013-10-13 | 6707 MILL ROAD |  | XX | Y | AW |  | BURGLAR ALARM
5087811 | UNKNOWN |  | NJFR-18-SBFA-1 |  | ACUA ACMUA Pumping Station /SECSYS | NJAC | S | NJAC-Z1-ACUA. | P201 | OOS | INAC INST | HUSSAARM | 2013-10-13 | 1151 N MAIN STREET |  | XX | Y | AW |  | BURGLAR ALARM
5190029 | UNKNOWN |  |  |  | ABSC-Absecon /SECSYS | NJAC | 6 | NJAC-Z1-ABSC. | P201 | INSV | INST | HEIMER | 2014-09-19 | 534 New Jersey Ave |  | SCADA ALARM | Y | AW | N | BURGLAR ALARM
5195628 | ADT |  | NJFR-1-SCAM-1 |  | HAND Burglar & Fire Alarm / SECSYS | NJCM | S | NJCM-MT-HAND. | P201 | INSV | INST | FREEMAJ1 | 2015-02-23 | 205 MECHANIC ST |  | SCADA ALARM | Y | AW | Y | BURGLAR ALARM SCADA
5194846 | ADT |  | NJFR-54-SCAM-1 |  | MAIN Burglar & Fire /SECSYS | NJCM | S | NJCM-MT-MAIN. | P201 | INSV | INST | FREEMAJ1 | 2015-02-24 | 412 N ROUTE 9 |  | SCADA ALARM | Y | AW | Y | BURGLAR ALARM SCADA
5211907 | UNKNOWN |  |  |  | STGE BURGLAR&FIRE ALRM SYSEMS /SECSYS | NJCM | S | NJCM-UT-STGE. | P201 | INSV | INST | HEIMER | 2016-03-02 | 110 OLD STAGECOACH RD |  | SCADA ALARM |  | AW | Y | BURGLAR ALARM

## Street Valve
Equipment |  | Function class | Inventory no. | Position | Description | AuthorizGroup | EquipCategory | Functional Loc. | Planning plant | User status | System status | Created by | Created on | Street | Size/dimens. | ManufSerialNo. | ManufPartNo. | Install. date | Actuator Type | Application | Book Page | Bypass Valve? | Dependency Driver 1 | Dependency Driver 2 | GEOACCURACY GIS-DATA | Gear Type | Historical ID | Installation WO# | Joint Type | Map Page | Normal Position | Normal Sys Pressure | Number of Turns | On SCADA? | Open Direction | Operating Nut Type | Owned By | Pipe / Channel Size | Pipe Material | Pressure Class | Pressure Zone | Pressure Zone HGL | Sketch # | Special Mtn Note | Special Mtn Note Det | Street Valve Type | Subdivision | Surface Cover | Surface Cover Loc Ty | Torque Limit | VLV Access Type | Vlv-Depth to Top of | Vlv-Oper Nut Size | Vlv-Seat Type | Vlv-Special V-Box Ma | Vlv-Top Valve Nut De | Vlv-Valve Box Markin | Vlv-Valve Size
10886582 | UNKNOWN |  |  |  | DOBB Street Gate /Valve | NJAC | V | NJAC-Z1-DOBB. | P201 | INSV | INST | [21 empty] | 999 | [24 empty] | 8

## Fuel Tank
Equipment |  | Function class | Inventory no. | Position | Description | AuthorizGroup | EquipCategory | Functional Loc. | Planning plant | User status | System status | Created by | Created on | Street | Size/dimens. | Application | Containment | Distance to Ditch of | Fire Protected (min | Fire Resistant (min | Indoor/Outdoor | Leak Detection | Owned By | Special Mtn Note | Special Mtn Note Det | Spill and Overfill P | Tank Fuel | Tnk-Auto Refill | Tnk-Diameter | Tnk-Material | Tnk-Pressure Rating | Tnk-Side Length (ft) | Tnk-State Inspection | Tnk-Volume (gal) | Underground
5196700 | UNKNOWN |  |  |  | MART Stand Diesel /TANK | NJAC | T | NJAC-Z1-MART. | P201 | INSV | INST | FREEMAJ1 | 2015-03-31 | 107 MARTIN AVE |  | DIESEL | [6 empty] | AW |  |  |  | XX | XX |  | XX | XX |  | XX | 275.00 1GL | XX
5196800 | UNKNOWN |  |  |  | GROV Stand Diesel /TANK | NJAC | T | NJAC-Z1-GROV. | P201 | INSV | INST | FREEMAJ1 | 2015-03-31 | 680 W MARYLAND AVE |  | DIESEL | [6 empty] | AW |  |  |  | XX | XX |  | XX | XX |  | XX | 275.00 1GL | XX
5196801 | UNKNOWN |  |  |  | WRAS Stand Diesel /TANK | NJAC | T | NJAC-Z1-WRAS. | P201 | INSV | INST | FREEMAJ1 | 2015-03-31 | 187 S THOREAU TER |  | DIESEL | [6 empty] | AW |  |  |  | XX | XX |  | XX | XX |  | XX | 275.00 1GL | XX

## Non Potable Water Tank
Equipment |  | Function class | Inventory no. | Position | Description | AuthorizGroup | EquipCategory | Functional Loc. | Planning plant | User status | System status | Created by | Created on | Street | Size/dimens. | Application | Indoor/Outdoor | Owned By | Special Mtn Note | Special Mtn Note Det | Tank Non Potable Wat | Tnk-Auto Refill | Tnk-Diameter | Tnk-Material | Tnk-Pressure Rating | Tnk-Side Length (ft) | Tnk-State Inspection | Tnk-Volume (gal) | Underground
5099684 | UNKNOWN |  |  |  | SMFP Backwash /Tank | NJAC | T | NJAC-Z1-SMFP. | P201 | INSV | INST | HUSSAARM | 2013-10-13 | 525 E MOSS MILL ROAD |  | WASH WATER |  | AW |  |  | NON-PRESSURIZED WNON | XX |  | CONCRETE | ATMOSPHERIC |  | XX | 45,000.00 1GL | XX
5157965 | UNKNOWN |  | NJFR-41-REQT-1 |  | MART Backwash (A&B) /Tank | NJAC | T | NJAC-Z1-MART. | P201 | INSV | INST | HUSSAARM | 2013-10-13 | 107 MARTIN AVE |  | WASH WATER | OUTDOORS | AW |  |  | NON-PRESSURIZED WNON | N |  | OTHER | ATMOSPHERIC |  | N |  | XX
5157968 | UNKNOWN |  | NJFR-30-REQT-1 |  | SMFP Equalization /Tank | NJAC | T | NJAC-Z1-SMFP. | P201 | OOS | INAC INST | HUSSAARM | 2013-10-13 | 525 E MOSS MILL ROAD |  | WASH WATER | OUTDOORS | AW |  |  | NON-PRESSURIZED WNON | N | 0.00 Feet | OTHER | ATMOSPHERIC | 0.000 Feet | N | 0.00 1GL | XX
5159345 | UNKNOWN |  | NJFR-31-REQT-1 |  | TILT Backwash /Tank | NJAC | T | NJAC-Z1-TILT. | P201 | INSV | INST | HUSSAARM | 2013-10-13 | 2580 TILTON RD |  | WASH WATER | OUTDOORS | AW |  |  | NON-PRESSURIZED WNON | N | 30.00 Feet | CONCRETE | ATMOSPHERIC |  | N | 75,000.00 1GL | XX
5191019 | UNKNOWN |  |  |  | ABSC- Wastewater Tank #1 | NJAC | 6 | NJAC-Z1-ABSC. | P201 | OOS | INAC INST | HEIMER | 2014-09-18 | 534 New Jersey Ave |  |  | OUTDOORS | AW |  |  | NON-PRESSURIZED WNON | N |  | CONCRETE | ATMOSPHERIC |  | N |  | N
5191020 | UNKNOWN |  |  |  | ABSC- Wastewater Tank #2 | NJAC | 6 | NJAC-Z1-ABSC. | P201 | OOS | INAC INST | HEIMER | 2014-09-18 | 534 New Jersey Ave |  |  | OUTDOORS | AW |  |  | NON-PRESSURIZED WNON | Y |  | CONCRETE | ATMOSPHERIC |  | N |  | N
5191024 | UNKNOWN |  |  |  | ABSC- Wastewater Tank #1 HILVL /XMTR | NJAC | 6 | NJAC-Z1-ABSC. | P201 | INSV | INST | HEIMER | 2014-09-18 | 534 New Jersey Ave |  |  | OUTDOORS | AW |  |  | NON-PRESSURIZED WNON | Y |  | CONCRETE | ATMOSPHERIC |  | N |  | N
5191025 | UNKNOWN |  |  |  | ABSC- Wastewater Tank #2 HILVL /XMTR | NJAC | 6 | NJAC-Z1-ABSC. | P201 | INSV | INST | HEIMER | 2014-09-18 | 534 New Jersey Ave |  |  | OUTDOORS | AW |  |  | NON-PRESSURIZED WNON | Y |  | CONCRETE | ATMOSPHERIC |  | N |  | N
5205509 | UNKNOWN |  |  |  | ABSC- Wastewater Tank #1 | NJAC | T | NJAC-Z1-ABSC. | P201 | INSV | INST | FREEMAJ1 | 2015-08-17 | 534 New Jersey Ave |  |  | OUTDOORS | AW |  |  | NON-PRESSURIZED WNON | N |  | CONCRETE | ATMOSPHERIC |  | N |  | N
5205510 | UNKNOWN |  |  |  | ABSC- Wastewater Tank #2 | NJAC | T | NJAC-Z1-ABSC. | P201 | INSV | INST | FREEMAJ1 | 2015-08-17 | 534 New Jersey Ave |  |  | OUTDOORS | AW |  |  | NON-PRESSURIZED WNON | Y |  | CONCRETE | ATMOSPHERIC |  | N |  | N

## Potable Water Tank
Equipment |  | Function class | Inventory no. | Position | Description | AuthorizGroup | EquipCategory | Functional Loc. | Planning plant | User status | System status | Created by | Created on | Street | Size/dimens. | Application | Indoor/Outdoor | Owned By | Special Mtn Note | Special Mtn Note Det | Tank Potable Water | Tnk-Auto Refill | Tnk-Diameter | Tnk-Material | Tnk-Pressure Rating | Tnk-Side Length (ft) | Tnk-State Inspection | Tnk-Volume (gal) | Underground
5099230 | UNKNOWN |  |  |  | STR8 Water Storage /Tank | NJCM | T | NJCM-OC-STR8. | P201 | INSV | INST | HUSSAARM | 2013-10-13 | 730 HAVEN AVE |  |  |  | AW |  |  | NON-PRESSURIZED WPOT | XX | 66.50 Feet | STEEL | XX |  | XX | 750,000.00 1GL | XX
5099232 | UNKNOWN |  |  |  | ST46 Water Storage /Tank | NJCM | T | NJCM-OC-ST46. | P201 | INSV | INST | HUSSAARM | 2013-10-13 | 46TH ST |  |  |  | AW |  |  | NON-PRESSURIZED WPOT | XX | 75.50 Feet | STEEL | XX | 46.000 Feet | XX | 1,000,000.00 1GL | XX
5099233 | UNKNOWN |  |  |  | ST11-RES Water Reservoir Storage /Tank | NJCM | T | NJCM-OC-ST11.-RES. | P201 | INSV | INST | HUSSAARM | 2013-10-13 | 1108 WEST AVE |  |  |  | AW |  |  | NON-PRESSURIZED WPOT | XX |  | XX | XX |  | XX |  | XX
5099234 | UNKNOWN |  |  |  | ST11-STP Water Stand Pipe /Tank | NJCM | T | NJCM-OC-ST11.-STP. | P201 | INSV | INST | HUSSAARM | 2013-10-13 | 1108 WEST AVE |  |  |  | AW |  |  | NON-PRESSURIZED WPOT | XX | 25.00 Feet | STEEL | XX | 125.000 Feet | XX | 459,000.00 1GL | XX
5099235 | UNKNOWN |  |  |  | STRM-TK Water Storage /Tank | NJCM | T | NJCM-SM-STRM.-TK.. | P201 | INSV | INST | HUSSAARM | 2013-10-13 | 6 W VINCENT AVE |  |  |  | AW |  |  | NON-PRESSURIZED WPOT | XX | 44.00 Feet | STEEL | XX |  | XX | 250,000.00 1GL | XX
5099236 | UNKNOWN |  |  |  | HAND-TK Water Storage /Tank | NJCM | T | NJCM-MT-HAND.-TK.. | P201 | INSV | INST | HUSSAARM | 2013-10-13 | 206 HAND AVE |  |  |  | AW |  |  | NON-PRESSURIZED WPOT | XX | 36.00 Feet | STEEL | XX |  | XX | 200,000.00 1GL | XX
5099237 | UNKNOWN |  |  |  | CMAY Water Storage /Tank | NJCM | T | NJCM-MT-CMAY. | P201 | INSV | INST | HUSSAARM | 2013-10-13 | 300 E LENA AVE |  |  |  | AW |  |  | NON-PRESSURIZED WPOT | XX | 74.00 Feet | STEEL | XX | 0.000 Feet | XX | 1,000,000.00 1GL | XX
5159969 | UNKNOWN |  |  |  | GARF Garfield Tank /Tank | NJAC | T | NJAC-Z1-GARF. | P201 | INSV | INST | HUSSAARM | 2013-10-13 | 983 WOODSIDE AVE |  | WATER | OUTDOORS | AW |  |  | NON-PRESSURIZED WPOT | N | 75.00 Feet | STEEL | ATMOSPHERIC |  | Y | 1,000,000.00 1GL | XX
5160890 | UNKNOWN |  |  |  | LINT Linwood Tank /Tank | NJAC | T | NJAC-Z1-LINT. | P201 | INSV | INST | HUSSAARM | 2013-10-13 | 505 HAMILTON AVE |  | WATER | OUTDOORS | AW |  |  | NON-PRESSURIZED WPOT | N | 75.16 Feet | STEEL | ATMOSPHERIC | 0.000 Feet | Y | 750,000.00 1GL | XX
5161518 | UNKNOWN |  |  |  | SMTK Smithville Tank /Tank | NJAC | T | NJAC-Z1-SMTK. | P201 | INSV | INST | HUSSAARM | 2013-10-13 | 545 E QUAIL HILL BLVD |  | WATER | OUTDOORS | AW |  |  | NON-PRESSURIZED WPOT | N | 55.50 Feet | STEEL | ATMOSPHERIC |  | Y | 500,000.00 1GL | XX
5162900 | UNKNOWN |  |  |  | SOMR Somers Point Tank /Tank | NJAC | T | NJAC-Z1-SOMR. | P201 | INSV | INST | HUSSAARM | 2013-10-13 | 303 RHODE ISLAND AVE |  | WATER | OUTDOORS | AW |  |  | NON-PRESSURIZED WPOT | N | 80.00 Feet | STEEL | ATMOSPHERIC |  | Y | 1,000,000.00 1GL | XX
5162980 | UNKNOWN |  |  |  | ECRT-TK English Creek Tank /Tank | NJAC | T | NJAC-Z1-ECRT.-TK.. | P201 | OOS | INAC INST | HUSSAARM | 2013-10-13 | 560 SCARBOROUGH DRIVE |  | WATER | OUTDOORS | AW |  |  | NON-PRESSURIZED WPOT | N | 37.00 Feet | STEEL | ATMOSPHERIC |  | Y | 200,000.00 1GL | XX
5164807 | UNKNOWN |  |  |  | WOOD-TK Woodland Tank /Tank | NJAC | T | NJAC-Z1-WOOD.-TK.. | P201 | INSV | INST | HUSSAARM | 2013-10-13 | 749 SPRUCE AVE |  | WATER | OUTDOORS | AW |  |  | NON-PRESSURIZED WPOT | N | 50.00 Feet | STEEL | ATMOSPHERIC |  | Y | 500,000.00 1GL | XX
5165432 | UNKNOWN |  |  |  | WRAT Wrangleboro Tank /Tank | NJAC | T | NJAC-Z1-WRAT. | P201 | INSV | INST | HUSSAARM | 2013-10-13 | 120 E COLLINS ROAD |  | WATER | OUTDOORS | AW |  |  | NON-PRESSURIZED WPOT | N | 49.50 Feet | STEEL | ATMOSPHERIC |  | Y | 500,000.00 1GL | XX
5185500 | CHICAGO BRIDGE-IRON |  |  | 5 | Egg Harbor Township Tank | NJAC | T | NJAC-Z1-EHTT. | P201 | INSV | INST | HEIMER | 2014-03-24 | 601 Dogwood Ave | [6 empty] | NON-PRESSURIZED WPOT |  | 0.00 Feet |  |  | 0.000 Feet |  | 0.00 1GL
5215025 | UNKNOWN |  |  |  | UTTK UPPER TWP TANK/TANK | NJCM | T | NJCM-UT-UTTK. | P201 | INSV | INST | HEIMER | 2016-05-12 | 2087 RT US 9 SO |  | WATER | OUTDOORS | AW |  |  | NON-PRESSURIZED WPOT |  |  |  | ATMOSPHERIC |  |  | 750,000.00 1GL | XX

## Power Transfer Switch
Equipment |  | Function class | Inventory no. | Position | Description | AuthorizGroup | EquipCategory | Functional Loc. | Planning plant | User status | System status | Created by | Created on | Street | Size/dimens. | Amp Rating | Owned By | Programmable | Special Mtn Note | Special Mtn Note Det | Transfer Switch Type | Volt Rating
5098542 | SQUARE D |  |  |  | NORT Manual /TRAN-SW | NJCM | E | NJCM-OC-NORT. | P201 | INSV | INST | HUSSAARM | 2013-10-13 | 734 BATTERSEA RD |  | 0.00 A | AW |  |  |  | MANUAL TRANSFER | 480
5098544 | UNKNOWN |  |  |  | ST20 Manual /TRAN-SW | NJCM | E | NJCM-OC-ST20. | P201 | INSV | INST | HUSSAARM | 2013-10-13 | 2027 HAVEN AVE |  | 0.00 A | AW |  |  |  | MANUAL TRANSFER | 480
5098545 | UNKNOWN |  |  |  | ST35 Automatic /TRAN-SW | NJCM | E | NJCM-OC-ST35. | P201 | INSV | INST | HUSSAARM | 2013-10-13 | 3501 ASBURY AVE |  | 0.00 A | AW |  |  |  | AUTOMATIC TRANSFER | 480
5098546 | UNKNOWN |  |  |  | ST52 Manual /TRAN-SW | NJCM | E | NJCM-OC-ST52. | P201 | INSV | INST | HUSSAARM | 2013-10-13 | 5161 ASBURY AVE |  | 0.00 A | AW |  |  |  | MANUAL TRANSFER | 240
5098547 | UNKNOWN |  |  |  | STGE Automatic /TRAN-SW | NJCM | E | NJCM-UT-STGE. | P201 | INSV | INST | HUSSAARM | 2013-10-13 | 110 OLD STAGECOACH RD |  | 0.00 A | AW |  |  |  | AUTOMATIC TRANSFER | 480
5098548 | UNKNOWN |  |  |  | STRM Automatic /TRAN-SW | NJCM | E | NJCM-SM-STRM. | P201 | INSV | INST | HUSSAARM | 2013-10-13 | 6 W VINCENT AVE |  | 0.00 A | AW |  |  |  | AUTOMATIC TRANSFER | 240
5098549 | CUMMINS |  |  |  | MAIN Automatic /TRAN-SW | NJCM | E | NJCM-MT-MAIN. | P201 | INSV | INST | HUSSAARM | 2013-10-13 | 412 N ROUTE 9 |  | 400.00 A | AW |  |  |  | AUTOMATIC TRANSFER | 480
5098551 | ASCO |  |  |  | LAKE Automatic /TRAN-SW | NJCM | E | NJCM-MT-LAKE. | P201 | INSV | INST | HUSSAARM | 2013-10-13 | 1390 ROUTE 9 SOUTH |  | 200.00 A | AW |  |  |  | AUTOMATIC TRANSFER | 480
5098552 | CUTLER HAMMER |  |  |  | HAND Manual /TRAN-SW | NJCM | E | NJCM-MT-HAND. | P201 | INSV | INST | HUSSAARM | 2013-10-13 | 205 MECHANIC ST |  | 200.00 A | AW |  |  |  | MANUAL TRANSFER | 480
5100869 | UNKNOWN |  |  |  | ST41 41st Street Lift /TRAN-SW | NJOS | E | NJOSW-WW-ST41. | P201 | INSV | INST | HUSSAARM | 2013-10-13 | 41 STREET & WEST AVE |  | 0.00 A | AW |  |  |  | MANUAL TRANSFER | 240
5100870 | UNKNOWN |  |  |  | ST53 53rd Street Lift /TRAN-SW | NJOS | E | NJOSW-WW-ST53. | P201 | INSV | INST | HUSSAARM | 2013-10-13 | 53 STREET & WEST AVE |  | 0.00 A | AW |  |  |  | MANUAL TRANSFER | 240
5100871 | UNKNOWN |  |  |  | BAYP Bayone Place Lift /TRAN-SW | NJOS | E | NJOSW-WW-BAYP. | P201 | INSV | INST | HUSSAARM | 2013-10-13 | 61 BAYONNE PLACE |  | 0.00 A | AW |  |  |  | MANUAL TRANSFER | 240
5100872 | UNKNOWN |  |  |  | BLUW Blue Water Lift /TRAN-SW | NJOS | E | NJOSW-WW-BLUW. | P201 | INSV | INST | HUSSAARM | 2013-10-13 | NAUTILUS DRIVE |  | 0.00 A | AW |  |  |  | MANUAL TRANSFER | 240
5100873 | SIEMENS |  |  |  | GARD Gardens Lift /TRAN-SW | NJOS | E | NJOSW-WW-GARD. | P201 | INSV | INST | HUSSAARM | 2013-10-13 | ATLANTIC BOULEVARD |  | 0.00 A | AW |  |  |  | MANUAL TRANSFER | 240
5100874 | UNKNOWN |  |  |  | MPRK Merion Park Lift /TRAN-SW | NJOS | E | NJOSW-WW-MPRK. | P201 | INSV | INST | HUSSAARM | 2013-10-13 | OXFORD LANE |  | 0.00 A | AW |  |  |  | MANUAL TRANSFER | 240
5100877 | UNKNOWN |  |  |  | OCRF Ocean Reef Lift /TRAN-SW | NJOS | E | NJOSW-WW-OCRF. | P201 | INSV | INST | HUSSAARM | 2013-10-13 | OCEAN REEF DRIVE |  | 0.00 A | AW |  |  |  | MANUAL TRANSFER | 240
5100878 | UNKNOWN |  |  |  | ST17 17th Street Lift /TRAN-SW | NJOS | E | NJOSW-WW-ST17. | P201 | INSV | INST | HUSSAARM | 2013-10-13 | 39 W 17TH ST |  | 0.00 A | AW |  |  |  | MANUAL TRANSFER | 240
5132436 | UNKNOWN |  |  |  | ST27 /TRAN-SW | NJCM | E | NJCM-OC-ST27. | P201 | INSV | INST | HUSSAARM | 2013-10-13 | 2661 WEST AVE |  | 0.00 A | AW |  |  |  | AUTOMATIC TRANSFER
5132438 | UNKNOWN |  |  |  | STR3 /TRAN-SW | NJCM | E | NJCM-OC-STR3. | P201 | INSV | INST | HUSSAARM | 2013-10-13 | 248 WEST AVE |  | 0.00 A | AW |  |  |  | AUTOMATIC TRANSFER

## Clarifier
Equipment |  | Function class | Inventory no. | Position | Description | AuthorizGroup | EquipCategory | Functional Loc. | Planning plant | User status | System status | Created by | Created on | Street | Size/dimens. | Clarifier Type | Owned By | Application | Surface Area | Flow Normal Range | Contact Time | Indoor/Outdoor | Material of Construction | Auto Sludge Removal | Special Mtn Note | Special Mnt Note Details
5128776 | UNKNOWN |  |  |  | SMFP /Rake | NJAC | 3 | NJAC-Z1-SMFP. | P201 | INSV | INST |  |  |  |  | RAKE | AW | WATER

## Filter
Equipment |  | Function class | Inventory no. | Position | Description | AuthorizGroup | EquipCategory | Functional Loc. | Planning plant | User status | System status | Created by | Created on | Street | Size/dimens. | Application | Backwash Rate (gpm/s | Filter Type | Flow Normal Range | Indoor/Outdoor | Material of Construc | Media 1 Depth | Media 1 Type | Media 2 Depth | Media 2 Type | Media 3 Depth | Media 3 Type | Media 4 Depth | Media 4 Type | Media 5 Depth | Media 5 Type | Media Regeneration R | Owned By | Special Mtn Note | Special Mtn Note Det
5095050 | UNKNOWN |  |  |  | NLIN Carbon Contactor /TRT-FILT 1 | NJAC | 3 | NJAC-Z1-NLIN. | P201 | INSV | INST | HUSSAARM | 2013-10-13 | 605 NEW ROAD |  | WATER |  | PRESSURE |  |  |  |  | OTHER | [9 empty] | AW
5095051 | UNKNOWN |  |  |  | NLIN Carbon Contactor /TRT-FILT 2 | NJAC | 3 | NJAC-Z1-NLIN. | P201 | INSV | INST | HUSSAARM | 2013-10-13 | 605 NEW ROAD |  | WATER |  | PRESSURE |  |  |  |  | OTHER | [9 empty] | AW
5133832 | UNKNOWN |  | NJFR-41-FTFL-1 |  | MART Filter # 1 /TRT-FILT | NJAC | 3 | NJAC-Z1-MART. | P201 | INSV | INST | HUSSAARM | 2013-10-13 | 107 MARTIN AVE |  | WATER |  | PRESSURE |  |  |  |  | RAPID SAND | [9 empty] | AW
5134653 | UNKNOWN |  | NJFR-41-FTFL-2 |  | MART Filter # 2 /TRT-FILT | NJAC | 3 | NJAC-Z1-MART. | P201 | INSV | INST | HUSSAARM | 2013-10-13 | 107 MARTIN AVE |  | WATER | 0.000 GF2 | PRESSURE |  |  |  | 0.00 Feet | RAPID SAND | 0.00 Feet |  | 0.00 Feet |  | 0.00 Feet |  | 0.00 Feet |  |  | AW
5135577 | UNKNOWN |  | NJFR-41-FTFL-3 |  | MART Filter # 3 /TRT-FILT | NJAC | 3 | NJAC-Z1-MART. | P201 | INSV | INST | HUSSAARM | 2013-10-13 | 107 MARTIN AVE |  | WATER |  | PRESSURE |  |  |  |  | RAPID SAND | [9 empty] | AW
5137511 | UNKNOWN |  | NJFR-30-FTFL-4 |  | SMFP Filter # 4 /TRT-FILT | NJAC | 3 | NJAC-Z1-SMFP. | P201 | INSV | INST | HUSSAARM | 2013-10-13 | 525 E MOSS MILL ROAD |  | WATER | 0.000 GF2 | PRESSURE |  |  |  | 0.00 Feet | ANTHRACITE | 0.00 Feet | SILICA | 0.00 Feet |  | 0.00 Feet |  | 0.00 Feet |  |  | AW
5138730 | UNKNOWN |  | NJFR-30-FTFL-3 |  | SMFP Filter # 3 /TRT-FILT | NJAC | 3 | NJAC-Z1-SMFP. | P201 | INSV | INST | HUSSAARM | 2013-10-13 | 525 E MOSS MILL ROAD |  | WATER | 0.000 GF2 | PRESSURE |  |  |  | 0.00 Feet | ANTHRACITE | 0.00 Feet | SILICA | 0.00 Feet |  | 0.00 Feet |  | 0.00 Feet |  |  | AW
5139949 | UNKNOWN |  | NJFR-30-FTFL-2 |  | SMFP Filter # 2 /TRT-FILT | NJAC | 3 | NJAC-Z1-SMFP. | P201 | INSV | INST | HUSSAARM | 2013-10-13 | 525 E MOSS MILL ROAD |  | WATER | 0.000 GF2 | PRESSURE |  |  |  | 0.00 Feet | ANTHRACITE | 0.00 Feet | SILICA | 0.00 Feet |  | 0.00 Feet |  | 0.00 Feet |  |  | AW
5141548 | UNKNOWN |  | NJFR-30-FTFL-1 |  | SMFP Filter # 1 /TRT-FILT | NJAC | 3 | NJAC-Z1-SMFP. | P201 | INSV | INST | HUSSAARM | 2013-10-13 | 525 E MOSS MILL ROAD |  | WATER | 0.000 GF2 | PRESSURE |  |  |  | 0.00 Feet | ANTHRACITE | 0.00 Feet | SILICA | 0.00 Feet |  | 0.00 Feet |  | 0.00 Feet |  |  | AW
5141573 | UNKNOWN |  |  |  | TILT Filter # 1 /TRT-FILT | NJAC | 3 | NJAC-Z1-TILT. | P201 | INSV | INST | HUSSAARM | 2013-10-13 | 2580 TILTON RD |  | WATER | 0.000 GF2 | PRESSURE |  |  |  | 0.00 Feet | ANTHRACITE | 0.00 Feet | SILICA | 0.00 Feet |  | 0.00 Feet |  | 0.00 Feet |  |  | AW
5144186 | UNKNOWN |  |  |  | TILT Filter # 2 /TRT-FILT | NJAC | 3 | NJAC-Z1-TILT. | P201 | INSV | INST | HUSSAARM | 2013-10-13 | 2580 TILTON RD |  | WATER | 0.000 GF2 | PRESSURE |  |  |  | 0.00 Feet | ANTHRACITE | 0.00 Feet | SILICA | 0.00 Feet |  | 0.00 Feet |  | 0.00 Feet |  |  | AW
5145496 | UNKNOWN |  |  |  | TILT Filter # 3 /TRT-FILT | NJAC | 3 | NJAC-Z1-TILT. | P201 | INSV | INST | HUSSAARM | 2013-10-13 | 2580 TILTON RD |  | WATER |  | PRESSURE |  |  |  |  | ANTHRACITE |  | SILICA | [7 empty] | AW
5147910 | UNKNOWN |  |  |  | TILT Filter # 4 /TRT-FILT | NJAC | 3 | NJAC-Z1-TILT. | P201 | INSV | INST | HUSSAARM | 2013-10-13 | 2580 TILTON RD |  | WATER | 0.000 GF2 | PRESSURE |  |  |  | 0.00 Feet | ANTHRACITE | 0.00 Feet | SILICA | 0.00 Feet |  | 0.00 Feet |  | 0.00 Feet |  |  | AW
5190718 | UNKNOWN |  |  |  | ABSC-FILTER #1 | NJAC | T | NJAC-Z1-ABSC. | P201 | OOS | INAC INST | HEIMER | 2014-09-15 | 534 New Jersey Ave |  |  |  | PRESSURE |  | INDOORS | [12 empty] | AW
5190719 | UNKNOWN |  |  |  | ABSC-FILTER #2 | NJAC | T | NJAC-Z1-ABSC. | P201 | OOS | INAC INST | HEIMER | 2014-09-15 | 534 New Jersey Ave |  |  |  | PRESSURE |  | INDOORS | [12 empty] | AW
5190720 | UNKNOWN |  |  |  | ABSC-FILTER #3 | NJAC | T | NJAC-Z1-ABSC. | P201 | OOS | INAC INST | HEIMER | 2014-09-15 | 534 New Jersey Ave |  |  |  | PRESSURE |  | INDOORS | [12 empty] | AW
5190721 | UNKNOWN |  |  |  | ABSC-FILTER #4 | NJAC | T | NJAC-Z1-ABSC. | P201 | OOS | INAC INST | HEIMER | 2014-09-15 | 534 New Jersey Ave |  |  | 0.000 GF2 | PRESSURE |  | INDOORS |  | 0.00 Feet |  | 0.00 Feet |  | 0.00 Feet |  | 0.00 Feet |  | 0.00 Feet |  |  | AW
5205514 | UNKNOWN |  |  |  | ABSC-FILTER #1 | NJAC | 3 | NJAC-Z1-ABSC. | P201 | INSV | INST | FREEMAJ1 | 2015-08-17 | 534 New Jersey Ave |  |  |  | PRESSURE |  | INDOORS | [12 empty] | AW
5205515 | UNKNOWN |  |  |  | ABSC-FILTER #2 | NJAC | 3 | NJAC-Z1-ABSC. | P201 | INSV | INST | FREEMAJ1 | 2015-08-17 | 534 New Jersey Ave |  |  |  | PRESSURE |  | INDOORS | [12 empty] | AW
5205516 | UNKNOWN |  |  |  | ABSC-FILTER #3 | NJAC | 3 | NJAC-Z1-ABSC. | P201 | INSV | INST | FREEMAJ1 | 2015-08-17 | 534 New Jersey Ave |  |  |  | PRESSURE |  | INDOORS | [12 empty] | AW
5205517 | UNKNOWN |  |  |  | ABSC-FILTER #4 | NJAC | 3 | NJAC-Z1-ABSC. | P201 | INSV | INST | FREEMAJ1 | 2015-08-17 | 534 New Jersey Ave |  |  | 0.000 GF2 | PRESSURE |  | INDOORS |  | 0.00 Feet |  | 0.00 Feet |  | 0.00 Feet |  | 0.00 Feet |  | 0.00 Feet |  |  | AW
5210912 | UNKNOWN |  |  |  | DOBB Carbon Contactor /TRT-FILT | NJAC | 3 | NJAC-Z1-DOBB. | P201 | INSV | INST | HEIMER | 2016-02-01 | 1003 DOBBS AVE |  | WATER |  | PRESSURE |  |  |  |  | OTHER | [9 empty] | AW

## VOC Stripper
Equipment |  | Function class | Inventory no. | Position | Description | AuthorizGroup | EquipCategory | Functional Loc. | Planning plant | User status | System status | Created by | Created on | Street | Size/dimens. | Application | Backwash Rate (gpm/s | Flow Normal Range | Indoor/Outdoor | Material of Construc | Media 1 Depth | Media 1 Type | Media 2 Depth | Media 2 Type | Media Regeneration R | Owned By | Special Mtn Note | Special Mtn Note Det | Stripper Type | Surface Area (sq/ft) | Wash Type
5149220 | LAYNE CHRISTENSEN |  |  |  | DOBB Dobbs /STRIPPER 1 | NJAC | 3 | NJAC-Z1-DOBB. | P201 | INSV | INST | HUSSAARM | 2013-10-13 | 1002 DOBBS AVE |  | WATER |  |  | INDOORS | [6 empty] | AW |  |  | PACKED AIR TOWER
5150628 | UNKNOWN |  |  |  | MILL Mill /STRIPPER | NJAC | 3 | NJAC-Z1-MILL. | P201 | INSV | INST | HUSSAARM | 2013-10-13 | 100 MILL ROAD |  | WATER | [9 empty] | AW |  |  | PACKED AIR TOWER
5152050 | UNKNOWN |  |  |  | WOOD Woodland /STRIPPER | NJAC | 3 | NJAC-Z1-WOOD. | P201 | INSV | INST | HUSSAARM | 2013-10-13 | 746 BLOCK OF WOODLAND AVE. |  | WATER | [9 empty] | AW |  |  | PACKED AIR TOWER
5172238 | LAYNE CHRISTENSEN |  |  |  | DOBB Dobbs /STRIPPER 2 | NJAC | 3 | NJAC-Z1-DOBB. | P201 | INSV | INST | HUSSAARM | 2013-10-13 | 1002 DOBBS AVE |  | WATER | 0.000 GF2 |  |  |  | 0.00 Feet |  | 0.00 Feet |  |  | AW |  |  | PACKED AIR TOWER | 0.00 ft2

## Well
Equipment |  | Function class | Inventory no. | Position | Description | AuthorizGroup | EquipCategory | Functional Loc. | Planning plant | User status | System status | Created by | Created on | Street | Size/dimens. | Capacity (GPM) | Depth in (FT) | Diameter Bottom (in) | Diameter Top (in) | Owned By | Permit Duration (Yrs | Permit Last Renewal | Permit# | Special Mtn Note | Special Mtn Note Det | Static Water Level ( | Well Type
5085513 | UNKNOWN |  |  |  | SMFP ASR 25 /Well | NJAC | 2 | NJAC-Z1-SMFP. | P201 | INSV | INST | HUSSAARM | 2013-10-12 | 525 E MOSS MILL ROAD | [5 empty] | AW |  | 01/01/1800 |  |  |  |  | VERTICAL BORE
5115516 | UNKNOWN |  |  |  | STRM-W2 /Well | NJCM | 2 | NJCM-SM-STRM.-W2.. | P201 | INSV | INST | HUSSAARM | 2013-10-13 | 6 W VINCENT AVE | [5 empty] | AW |  | 01/01/1800 |  |  |  |  | VERTICAL BORE
5115514 | UNKNOWN |  |  |  | STRM-W1 /Well | NJCM | 2 | NJCM-SM-STRM.-W1.. | P201 | INSV | INST | HUSSAARM | 2013-10-13 | 6 W VINCENT AVE | [5 empty] | AW |  | 01/01/1800 |  |  |  |  | VERTICAL BORE
5115512 | UNKNOWN |  |  |  | ST11-W8 /Well | NJCM | 2 | NJCM-OC-ST11.-W8.. | P201 | INSV | INST | HUSSAARM | 2013-10-13 | 1108 WEST AVE | [5 empty] | AW |  | 01/01/1800 |  |  |  |  | VERTICAL BORE
5115510 | UNKNOWN |  |  |  | HAND-W8 /Well | NJCM | 2 | NJCM-MT-HAND.-W8.. | P201 | INSV | INST | HUSSAARM | 2013-10-13 | 205 MECHANIC ST |  | 0 GPM | 0.00 Feet | 0.000 " | 0.000 " | AW | 0.00 yr | 01/01/1800 |  |  |  | 0.00 Feet | VERTICAL BORE
5114999 | UNKNOWN |  |  |  | WRAS-W4 /Well | NJAC | 2 | NJAC-Z1-WRAS.-W4.. | P201 | INSV | INST | HUSSAARM | 2013-10-13 | 183 S THOREAU TER | [5 empty] | AW |  | 01/01/1800 |  |  |  |  | VERTICAL BORE
5114997 | UNKNOWN |  |  |  | WRAS-W3 /Well | NJAC | 2 | NJAC-Z1-WRAS.-W3.. | P201 | INSV | INST | HUSSAARM | 2013-10-13 | 185 S THOREAU TER | [5 empty] | AW |  | 01/01/1800 |  |  |  |  | VERTICAL BORE
5114995 | UNKNOWN |  |  |  | WOOD-3A /Well | NJAC | 2 | NJAC-Z1-WOOD.-3A.. | P201 | INSV | INST | HUSSAARM | 2013-10-13 | 746 WOODLAND AVE | [5 empty] | AW |  | 01/01/1800 |  |  |  |  | VERTICAL BORE
5114993 | UNKNOWN |  |  |  | TILT-21 /Well | NJAC | 2 | NJAC-Z1-TILT.-21.. | P201 | INSV | INST | HUSSAARM | 2013-10-13 | 2572 TILTON RD | [5 empty] | AW |  | 01/01/1800 |  |  |  |  | VERTICAL BORE
5114991 | UNKNOWN |  |  |  | TILT-19 /Well | NJAC | 2 | NJAC-Z1-TILT.-19.. | P201 | INSV | INST | HUSSAARM | 2013-10-13 | 2578 TILTON RD | [5 empty] | AW |  | 01/01/1800 |  |  |  |  | VERTICAL BORE
5114989 | UNKNOWN |  |  |  | SWFT-23 /Well | NJAC | 2 | NJAC-Z1-SWFT.-23.. | P201 | INSV | INST | HUSSAARM | 2013-10-13 | 11 SWIFT AVE | [5 empty] | AW |  | 01/01/1800 |  |  |  |  | VERTICAL BORE
5114986 | UNKNOWN |  |  |  | SWFT-22 /Well | NJAC | 2 | NJAC-Z1-SWFT.-22.. | P201 | INSV | INST | HUSSAARM | 2013-10-13 | 11 SWIFT AVE |  | 0 GPM | 0.00 Feet | 0.000 " | 0.000 " | AW | 0.00 yr | 01/01/1800 |  |  |  | 0.00 Feet | VERTICAL BORE
5114984 | UNKNOWN |  |  |  | SPRC-18 /Well | NJAC | 2 | NJAC-Z1-SPRC.-18.. | P201 | INSV | INST | HUSSAARM | 2013-10-13 | 5055 SPRUCE AVE | [5 empty] | AW |  | 01/01/1800 |  |  |  |  | VERTICAL BORE
5114982 | UNKNOWN |  |  |  | SPRC-14 /Well | NJAC | 2 | NJAC-Z1-SPRC.-14.. | P201 | INSV | INST | HUSSAARM | 2013-10-13 | 5055 SPRUCE AVE | [5 empty] | AW |  | 01/01/1800 |  |  |  |  | VERTICAL BORE
5114979 | UNKNOWN |  |  |  | SMFP-2 /Well | NJAC | 2 | NJAC-Z1-SMFP.-2... | P201 | INSV | INST | HUSSAARM | 2013-10-13 | 569 E MOSS MILL ROAD | [5 empty] | AW |  | 01/01/1800 |  |  |  |  | VERTICAL BORE
5114977 | UNKNOWN |  |  |  | SMFP-17 /Well | NJAC | 2 | NJAC-Z1-SMFP.-17.. | P201 | INSV | INST | HUSSAARM | 2013-10-13 | 525 E MOSS MILL ROAD | [5 empty] | AW |  | 01/01/1800 |  |  |  |  | VERTICAL BORE
5114975 | UNKNOWN |  |  |  | SMFP-1 /Well | NJAC | 2 | NJAC-Z1-SMFP.-1... | P201 | INSV | INST | HUSSAARM | 2013-10-13 | 501 E MOSS MILL ROAD | [5 empty] | AW |  | 01/01/1800 |  |  |  |  | VERTICAL BORE
5114973 | UNKNOWN |  |  |  | ECRT-15 /Well | NJAC | 2 | NJAC-Z1-ECRT.-15.. | P201 | OOS | INAC INST | HUSSAARM | 2013-10-13 | 554 SCARBOROUGH DRIVE | [5 empty] | AW |  | 01/01/1800 |  |  |  |  | VERTICAL BORE
5192200 | UNKNOWN |  | NJFR-30-PWLL-1 |  | SMFP-1/WELL | NJAC | 2 | NJAC-Z1-SMFP.-1... | P201 | OOS | INAC INST | SIEBELJ2 | 2014-10-23 | 801 E Moss Mill Rd | [5 empty] | AW |  | 01/01/1800 |  |  |  |  | VERTICAL BORE
5207401 | UNKNOWN |  |  |  | GROV /WELL | NJAC | 2 | NJAC-Z1-GROV. | P201 | INSV | INST | HEIMER | 2015-10-08 | W GROVELAND AVE | [5 empty] | AW |  | 01/01/1800 |  |  |  |  | XX
5207402 | UNKNOWN |  |  |  | SLIN /WELL | NJAC | 2 | NJAC-Z1-SLIN. | P201 | INSV | INST | HEIMER | 2015-10-08 | 312 Kirklin Ave | [5 empty] | AW |  | 01/01/1800 |  |  |  |  | XX
5207403 | UNKNOWN |  |  |  | NLIN /WELL | NJAC | 2 | NJAC-Z1-NLIN. | P201 | INSV | INST | HEIMER | 2015-10-08 | 700 New Rd | [5 empty] | AW |  | 01/01/1800 |  |  |  |  | XX
5207404 | UNKNOWN |  |  |  | MILL /WELL | NJAC | 2 | NJAC-Z1-MILL. | P201 | INSV | INST | HEIMER | 2015-10-08 | 47 W Mill Rd |  | 0 GPM | 0.00 Feet | 0.000 " | 0.000 " | AW | 0.00 yr | 01/01/1800 |  |  |  | 0.00 Feet | XX
5207405 | UNKNOWN |  |  |  | FIRE /WELL | NJAC | 2 | NJAC-Z1-FIRE. | P201 | INSV | INST | HEIMER | 2015-10-08 | 3215 Fire Rd | [5 empty] | AW |  | 01/01/1800 |  |  |  |  | XX
5207406 | UNKNOWN |  |  |  | BARG /WELL | NJAC | 2 | NJAC-Z1-BARG. | P201 | INSV | INST | HEIMER | 2015-10-08 | 6707 Mill Rd | [5 empty] | AW |  | 01/01/1800 |  |  |  |  | XX
5207407 | UNKNOWN |  |  |  | ABSC /WELL | NJAC | 2 | NJAC-Z1-ABSC. | P201 | INSV | INST | HEIMER | 2015-10-08 | 534 New Jersey Ave |  | 0 GPM | 0.00 Feet | 0.000 " | 0.000 " | AW | 0.00 yr | 01/01/1800 |  |  |  | 0.00 Feet | XX
5207408 | UNKNOWN |  |  |  | MART /WELL | NJAC | 2 | NJAC-Z1-MART. | P201 | INSV | INST | HEIMER | 2015-10-08 | 109 Martin Ave | [5 empty] | AW |  | 01/01/1800 |  |  |  |  | XX
5207409 | UNKNOWN |  |  |  | OAKS /WELL | NJAC | 2 | NJAC-Z1-OAKS. | P201 | INSV | INST | HEIMER | 2015-10-08 | 267 W Jimmie Leeds Rd |  | 0 GPM | 0.00 Feet | 0.000 " | 0.000 " | AW | 0.00 yr | 01/01/1800 |  |  |  | 0.00 Feet | XX

## Water Quality analyzer
Equipment |  | Function class | Inventory no. | Position | Description | AuthorizGroup | EquipCategory | Functional Loc. | Planning plant | User status | System status | Created by | Created on | Street | Size/dimens. | Analyzer Type | Comm Protocol | High Alarm SetPoint | Loop Power | Low Alarm SetPoint | Max Pressure | NEMA Enclosure | On SCADA? | Output Type | Owned By | Special Mtn Note | Special Mtn Note Det | Standby Power Type | Transmitter? | Volt Rating | WQ-Temperature
5085439 | SIEMENS |  |  |  | CRIS CL2/WQA | NJAC | 6 | NJAC-Z1-CRIS. | P201 | INSV | INST | HUSSAARM | 2013-10-12 | 452 CHRIS GAUPP DR |  | CL2 AMPEROMETRIC ANLYZR(C) |  | 0.75 |  | 0 | 0.0 PSI | 1,2 INDOOR | Y | 4-20MA | AW |  |  | NONE | Y | 120
5116775 | HACH |  |  |  | SMFP TURB/WQA | NJAC | 6 | NJAC-Z1-SMFP. | P201 | INSV | INST | HUSSAARM | 2013-10-13 | 525 E MOSS MILL ROAD |  | TURBIDITY ANLYZR (LO)(C) |  |  |  | 0.00 | 0.0 PSI | 4 SPLASHPROOF | Y | 4-20MA | AW |  |  | GENERATOR | Y | 120
5116779 | SIEMENS |  |  |  | FIRE pH & CL2/WQA | NJAC | 6 | NJAC-Z1-FIRE. | P201 | INSV | INST | HUSSAARM | 2013-10-13 | 3226 FIRE RD |  | CL2 AMPEROMETRIC/PH ANLYZR(C) |  | 2.00 |  | 0.00 | 0.0 PSI | 4 SPLASHPROOF | Y | 4-20MA | AW |  |  |  | Y | 120 | Y
5121949 | SEVERN TRENT |  | NJFR-11-IPHA-1 |  | GROV PH/WQA | NJAC | 6 | NJAC-Z1-GROV. | P201 | INSV | INST | HUSSAARM | 2013-10-13 | 680 W MARYLAND AVE |  | PH ANLYZR(C) | [5 empty] | 1,2 INDOOR | Y | 4-20MA | AW |  |  |  | Y
5123631 | SEVERN TRENT |  | NJFR-11-ICLA-1 |  | GROV CL2/WQA | NJAC | 6 | NJAC-Z1-GROV. | P201 | INSV | INST | HUSSAARM | 2013-10-13 | 680 W MARYLAND AVE |  | CL2 AMPEROMETRIC ANLYZR(C) | [5 empty] | 1,2 INDOOR | Y | 4-20MA | AW |  |  |  | Y
5126989 | SIEMENS |  |  |  | BARG pH & CL2/WQA | NJAC | 6 | NJAC-Z1-BARG. | P201 | INSV | INST | HUSSAARM | 2013-10-13 | 6707 MILL ROAD |  | CL2 AMPEROMETRIC/PH ANLYZR(C) |  | 2.00 |  | 0.00 | 0.0 PSI | 4 SPLASHPROOF | Y | 4-20MA | AW |  |  | GENERATOR | Y | 120 | Y
5129084 | SIEMENS |  |  |  | ECRT pH & CL2/WQA | NJAC | 6 | NJAC-Z1-ECRT. | P201 | OOS | INAC INST | HUSSAARM | 2013-10-13 | 554 SCARBOROUGH DRIVE |  | CL2 AMPEROMETRIC/PH ANLYZR(C) |  | 2.00 |  | 0.00 | 0.0 PSI | 4 SPLASHPROOF | Y | 4-20MA | AW |  |  | GENERATOR | Y | 120 | Y
5129086 | SIEMENS |  |  |  | MART pH & CL2/WQA | NJAC | 6 | NJAC-Z1-MART. | P201 | INSV | INST | HUSSAARM | 2013-10-13 | 107 MARTIN AVE |  | CL2 AMPEROMETRIC/PH ANLYZR(C) |  | 2.00 |  | 0.00 | 0.0 PSI | 4 SPLASHPROOF | Y | 4-20MA | AW |  |  |  | Y | 120 | Y
5129088 | SIEMENS |  |  |  | MILL pH & CL2/WQA | NJAC | 6 | NJAC-Z1-MILL. | P201 | INSV | INST | HUSSAARM | 2013-10-13 | 100 MILL ROAD |  | CL2 AMPEROMETRIC/PH ANLYZR(C) |  | 2.00 |  | 0.00 | 0.0 PSI | 4 SPLASHPROOF | Y | 4-20MA | AW |  |  |  | Y | 120 | Y
5129090 | SIEMENS |  |  |  | NLIN pH & CL2/WQA | NJAC | 6 | NJAC-Z1-NLIN. | P201 | INSV | INST | HUSSAARM | 2013-10-13 | 605 NEW ROAD |  | CL2 AMPEROMETRIC/PH ANLYZR(C) |  | 2.00 |  | 0.00 | 0.0 PSI | 4 SPLASHPROOF | Y | 4-20MA | AW |  |  |  | Y | 120 | Y
5129092 | SIEMENS |  |  |  | OAKS pH & CL2/WQA | NJAC | 6 | NJAC-Z1-OAKS. | P201 | INSV | INST | HUSSAARM | 2013-10-13 | 267 W. JIMMIE LEEDS ROAD |  | CL2 AMPEROMETRIC/PH ANLYZR(C) |  | 2.00 |  | 0.00 | 0.0 PSI | 4 SPLASHPROOF | Y | 4-20MA | AW |  |  |  | Y | 120 | Y
5129094 | SIEMENS |  |  |  | SPRC pH & CL2/WQA | NJAC | 6 | NJAC-Z1-SPRC. | P201 | INSV | INST | HUSSAARM | 2013-10-13 | 5055 SPRUCE AVE |  | CL2 AMPEROMETRIC/PH ANLYZR(C) |  | 2.00 |  | 0.00 | 0.0 PSI | 4 SPLASHPROOF | Y | 4-20MA | AW |  |  |  | Y | 120 | Y
5129096 | SIEMENS |  |  |  | TILT pH & CL2/WQA | NJAC | 6 | NJAC-Z1-TILT. | P201 | INSV | INST | HUSSAARM | 2013-10-13 | 2580 TILTON RD |  | CL2 AMPEROMETRIC/PH ANLYZR(C) |  | 2.00 |  | 0.00 | 0.0 PSI | 4 SPLASHPROOF | Y | 4-20MA | AW |  |  |  | Y | 120 | Y
5129098 | SIEMENS |  |  |  | WOOD pH & CL2/WQA | NJAC | 6 | NJAC-Z1-WOOD. | P201 | INSV | INST | HUSSAARM | 2013-10-13 | 746 BLOCK OF WOODLAND AVE. |  | CL2 AMPEROMETRIC/PH ANLYZR(C) |  | 2.00 |  | 0.00 | 0.0 PSI | 4 SPLASHPROOF | Y | 4-20MA | AW |  |  |  | Y | 120 | Y
5129301 | SIEMENS |  |  |  | WRAS pH & CL2/WQA | NJAC | 6 | NJAC-Z1-WRAS. | P201 | INSV | INST | HUSSAARM | 2013-10-13 | 187 S THOREAU TER |  | CL2 AMPEROMETRIC/PH ANLYZR(C) |  | 2.00 |  | 0.00 | 0.0 PSI | 4 SPLASHPROOF | Y | 4-20MA | AW |  |  |  | Y | 120 | Y
5129303 | SIEMENS |  |  |  | SWFT pH & CL2/WQA | NJAC | 6 | NJAC-Z1-SWFT. | P201 | INSV | INST | HUSSAARM | 2013-10-13 | 11 SWIFT AVE |  | CL2 AMPEROMETRIC/PH ANLYZR(C) |  | 2.00 |  | 0.00 | 0.0 PSI | 4 SPLASHPROOF | Y | 4-20MA | AW |  |  |  | Y | 120 | Y
5131851 | WALLACE-TIERNAN |  |  |  | ST27 CL2/WQA | NJCM | 6 | NJCM-OC-ST27. | P201 | INSV | INST | HUSSAARM | 2013-10-13 | 2661 WEST AVE |  | CL2 AMPEROMETRIC ANLYZR(C) |  | 2 |  | 0 | 0.0 PSI |  | Y | 4-20MA | AW |  |  | GENERATOR | Y | 120 | Y
5131853 | WALLACE-TIERNAN |  |  |  | STR3 CL2/WQA | NJCM | 6 | NJCM-OC-STR3. | P201 | INSV | INST | HUSSAARM | 2013-10-13 | 248 WEST AVE |  | CL2 AMPEROMETRIC ANLYZR(C) |  | 2 |  | 0 | 0.0 PSI |  | Y | 4-20MA | AW |  |  | GENERATOR | Y | 120 | Y
5136939 | SIGMA |  | NJFR-14-ICLA-1 |  | SLIN CL2/WQA | NJAC | 6 | NJAC-Z1-SLIN. | P201 | OOS | INAC INST | HUSSAARM | 2013-10-13 | 313 KIRKLIN AVE |  | CL2 AMPEROMETRIC ANLYZR(C) |  | 5PPV | Y | 0PPV | 0.0 PSI | 1,2 INDOOR | Y | 4-20MA | AW |  |  | NONE | Y | 120
5138437 | SIGMA |  | NJFR-14-IPHA-1 |  | SLIN PH/WQA | NJAC | 6 | NJAC-Z1-SLIN. | P201 | OOS | INAC INST | HUSSAARM | 2013-10-13 | 313 KIRKLIN AVE |  | PH ANLYZR(C) |  |  |  |  | 0.0 PSI | 1,2 INDOOR | Y | 4-20MA | AW |  |  |  | Y
5153569 | PROMINENT |  |  |  | WRAT Distribution WQ/WQA | NJAC | 6 | NJAC-Z1-WRAT. | P201 | OOS | INAC INST | HUSSAARM | 2013-10-13 | 120 E COLLINS ROAD |  | CL2 AMPEROMETRIC ANLYZR(C) |  |  |  |  | 0.0 PSI |  | Y |  | AW |  |  |  | Y |  | Y
5154099 | PROMINENT |  |  |  | TILT-CD Distribution WQ WQA/WQA | NJAC | 6 | NJAC-Z1-TILT.-CD.. | P201 | OOS | INAC INST | HUSSAARM | 2013-10-13 | 6581 DELILAH RD |  | CL2 AMPEROMETRIC ANLYZR(C) |  |  |  |  | 0.0 PSI |  | Y |  | AW |  |  |  | Y |  | Y
5155220 | PROMINENT |  |  |  | SOMR Distribution WQ WQA/WQA | NJAC | 6 | NJAC-Z1-SOMR. | P201 | OOS | INAC INST | HUSSAARM | 2013-10-13 | 303 RHODE ISLAND AVE |  | CL2 AMPEROMETRIC ANLYZR(C) |  |  |  |  | 0.0 PSI |  | Y |  | AW |  |  |  | Y |  | Y
5173057 | HACH |  |  |  | SMFP EFF TURB/WQA | NJAC | 6 | NJAC-Z1-SMFP. | P201 | INSV | INST | HUSSAARM | 2013-10-13 | 525 E MOSS MILL ROAD |  | TURBIDITY ANLYZR (LO)(C) |  |  |  | 0.00 | 0.0 PSI | 4 SPLASHPROOF | Y | 4-20MA | AW |  |  | GENERATOR | Y | 120
5114544 | SIEMENS |  | NJFR-17-IPHA-1 |  | DOBB PH & CL2/WQA | NJAC | 6 | NJAC-Z1-DOBB. | P201 | INSV | INST | HUSSAARM | 2013-10-13 | 1002 DOBBS AVE |  | CL2 AMPEROMETRIC/PH ANLYZR(C) |  |  | Y |  | 0.0 PSI | 1,2 INDOOR | Y | 4-20MA | AW |  |  | NONE | Y
5091825 | SIEMENS |  |  |  | SMFP pH & CL2/WQA | NJAC | 6 | NJAC-Z1-SMFP. | P201 | INSV | INST | HUSSAARM | 2013-10-13 | 525 E MOSS MILL ROAD |  | CL2 AMPEROMETRIC/PH ANLYZR(C) |  | 2.00 |  | 0.00 | 0.0 PSI | 4 SPLASHPROOF | Y | 4-20MA | AW |  |  | GENERATOR | Y | 120 | Y
5097184 | SIGMA |  | NJFR-6-ICLA-1 |  | ST11 CL2 WQA/WQA | NJCM | 6 | NJCM-OC-ST11. | P201 | INSV | INST | HUSSAARM | 2013-10-13 | 1108 WEST AVE |  | CL2 AMPEROMETRIC ANLYZR(C) |  | 5 |  | -1 | 0.0 PSI | 4X STAINLESS SPLASHPROOF | Y | 4-20MA | AW |  |  | NONE | Y | 120 | Y
5097186 | SEVERN TRENT |  | NJFR-32-ICLA-1 |  | ST20 CL2 WQA/WQA | NJCM | 6 | NJCM-OC-ST20. | P201 | INSV | INST | HUSSAARM | 2013-10-13 | 2027 HAVEN AVE |  | CL2 AMPEROMETRIC ANLYZR(C) |  | 1 |  | 0 | 0.0 PSI | 4 SPLASHPROOF | Y | 4-20MA | AW |  |  | NONE | Y | 120
5097187 | SEVERN TRENT |  | NJFR-40-ICLA-1 |  | ST35 CL2 WQA/WQA | NJCM | 6 | NJCM-OC-ST35. | P201 | INSV | INST | HUSSAARM | 2013-10-13 | 3501 ASBURY AVE |  | CL2 AMPEROMETRIC ANLYZR(C) |  | 1 |  | 0 | 0.0 PSI | 4 SPLASHPROOF | Y | 4-20MA | AW |  |  | GENERATOR | Y | 120
5097188 | SEVERN TRENT |  | NJFR-43-ICLA-1 |  | ST52 CL2 WQA/WQA | NJCM | 6 | NJCM-OC-ST52. | P201 | INSV | INST | HUSSAARM | 2013-10-13 | 5161 ASBURY AVE |  | CL2 AMPEROMETRIC ANLYZR(C) |  | 1 |  | 0 | 0.0 PSI | 1,2 INDOOR | Y | 4-20MA | AW |  |  | GENERATOR | Y | 120
5097189 | SEVERN TRENT |  | NJFR-3-ICLA-1 |  | NORT CL2 WQA/WQA | NJCM | 6 | NJCM-OC-NORT. | P201 | INSV | INST | HUSSAARM | 2013-10-13 | 734 BATTERSEA RD |  | CL2 AMPEROMETRIC ANLYZR(C) |  | 5 |  | -1 | 0.0 PSI | 4X STAINLESS SPLASHPROOF | Y | 4-20MA | AW |  |  | GENERATOR | Y | 120 | Y
5097190 | SEVERN TRENT |  | NJFR-52-ICLA-1 |  | STGE CL2 WQA/WQA | NJCM | 6 | NJCM-UT-STGE. | P201 | INSV | INST | HUSSAARM | 2013-10-13 | 110 OLD STAGECOACH RD |  | CL2 AMPEROMETRIC ANLYZR(C) |  | 1 | Y | 0 | 0.0 PSI | 1,2 INDOOR | Y | 4-20MA | AW |  |  | GENERATOR | Y | 120
5097192 | SEVERN TRENT |  | NJFR-2-ICLA-1 |  | WSTA CL2 WQA/WQA | NJCM | 6 | NJCM-OC-WSTA. | P201 | INSV | INST | HUSSAARM | 2013-10-13 | 66 W STATION RD |  | CL2 AMPEROMETRIC ANLYZR(C) |  | 5 |  | -1 | 0.0 PSI | 4 SPLASHPROOF | Y | 4-20MA | AW |  |  | NONE | Y | 120 | Y
5097193 | SEVERN TRENT |  | NJFR-8-ICLA-1 |  | STRM CL2 WQA/WQA | NJCM | 6 | NJCM-SM-STRM. | P201 | INSV | INST | HUSSAARM | 2013-10-13 | 6 W VINCENT AVE |  | CL2 AMPEROMETRIC ANLYZR(C) |  | 1 |  | 0 | 0.0 PSI | 4 SPLASHPROOF | Y | 4-20MA | AW |  |  | GENERATOR | Y | 120
5097194 | SEVERN TRENT |  | NJFR-37-ICLA-1 |  | LAKE CL2 WQA/WQA | NJCM | 6 | NJCM-MT-LAKE. | P201 | INSV | INST | HUSSAARM | 2013-10-13 | 1390 ROUTE 9 SOUTH |  | CL2 AMPEROMETRIC ANLYZR(C) |  | 1 |  | 0 | 0.0 PSI | 4 SPLASHPROOF | Y | 4-20MA | AW |  |  | GENERATOR | Y | 120
5097195 | SEVERN TRENT |  | NJFR-1-ICLA-1 |  | HAND CL2 WQA/WQA | NJCM | 6 | NJCM-MT-HAND. | P201 | INSV | INST | HUSSAARM | 2013-10-13 | 205 MECHANIC ST |  | CL2 AMPEROMETRIC ANLYZR(C) |  | 1 |  | 0 | 0.0 PSI | 4 SPLASHPROOF | Y | 4-20MA | AW |  |  | NONE | Y | 120
5097196 | SEVERN TRENT |  | NJFR-54-ICLA-1 |  | MAIN CL2 WQA/WQA | NJCM | 6 | NJCM-MT-MAIN. | P201 | INSV | INST | HUSSAARM | 2013-10-13 | 412 N ROUTE 9 |  | CL2 AMPEROMETRIC ANLYZR(C) |  | 1 |  | 0 | 0.0 PSI | 4 SPLASHPROOF | Y | 4-20MA | AW |  |  | GENERATOR | Y | 120
5097197 | PROMINENT |  |  |  | CMAY Distribution WQ/WQA | NJCM | 6 | NJCM-MT-CMAY. | P201 | OOS | INAC INST | HUSSAARM | 2013-10-13 | 300 E LENA AVE |  | CL2 AMPEROMETRIC ANLYZR(C) |  |  | Y |  |  | 4 SPLASHPROOF | Y | 4-20MA | AW |  |  | NONE | Y | 120 | Y
5100466 | SIEMENS |  |  |  | SMFP PH ASR/WQA | NJAC | 6 | NJAC-Z1-SMFP. | P201 | INSV | INST | HUSSAARM | 2013-10-13 | 525 E MOSS MILL ROAD |  | PH ANLYZR(C) |  | 14.0 |  | 0.00 | 0.0 PSI | 4 SPLASHPROOF | Y | 4-20MA | AW |  |  | GENERATOR | Y | 120 | Y
5103984 | SEVERN TRENT |  | NJFR-20-ICLA-1 |  | ABSC CL2/WQA | NJAC | 6 | NJAC-Z1-ABSC. | P201 | OOS | INAC INST | HUSSAARM | 2013-10-13 | 534 NEW JERSEY AVE. |  | CL2 AMPEROMETRIC ANLYZR(C) |  | 2.00 |  | 0 |  | 1,2 INDOOR | Y | 4-20MA | AW |  |  |  | Y | 120
5105417 | HONEYWELL |  | NJFR-20-IPHA-1 |  | ABSC PH/WQA | NJAC | 6 | NJAC-Z1-ABSC. | P201 | OOS | INAC INST | HUSSAARM | 2013-10-13 | 534 NEW JERSEY AVE. |  | PH ANLYZR(C) |  |  | Y |  |  | 1,2 INDOOR | Y | 4-20MA | AW |  |  |  | Y
5106578 | SIEMENS |  | NJFR-18-ICLA-1 |  | ACUA CL2 & Ph/WQA | NJAC | 6 | NJAC-Z1-ACUA. | P201 | OOS | INAC INST | HUSSAARM | 2013-10-13 | 1151 N MAIN STREET |  | CL2 AMPEROMETRIC/PH ANLYZR(C) |  | 2.0/14.0 |  | 0/0 | 0.0 PSI | 4 SPLASHPROOF | Y | 4-20MA | AW |  |  | NONE | Y | 120 | Y
5107794 | ZELLWEGER ANALYTICS |  | NJFR-18-IPHA-1 |  | ACUA MONEL D 9100/WQA | NJAC | 6 | NJAC-Z1-ACUA. | P201 | OOS | INAC INST | HUSSAARM | 2013-10-13 | 1151 N MAIN STREET |  | CONDUCT ANLYZR(C) |  |  |  |  | 0.0 PSI | 4 SPLASHPROOF |  | 4-20MA | AW |  |  | NONE | Y | 120
5112795 | SEVERN TRENT |  | NJFR-17-ICLA-1 |  | DOBB CL2/WQA | NJAC | 6 | NJAC-Z1-DOBB. | P201 | INSV | INST | HUSSAARM | 2013-10-13 | 1002 DOBBS AVE |  | CL2 AMPEROMETRIC ANLYZR(C) |  | 0.75 |  | 0 | 0.0 PSI | 1,2 INDOOR | Y | 4-20MA | AW |  |  | NONE | Y | 120
5113629 | SEVERN TRENT |  |  |  | ST11-RES CL2 WQA/WQA | NJCM | 6 | NJCM-OC-ST11.-RES. | P201 | INSV | INST | HUSSAARM | 2013-10-13 | 1108 WEST AVE |  | CL2 AMPEROMETRIC ANLYZR(C) |  |  |  |  | 0.0 PSI |  | Y | 4-20MA | AW |  |  |  | Y
5113631 | PROMINENT |  |  |  | ST46 Distribution WQ/WQA | NJCM | 6 | NJCM-OC-ST46. | P201 | INSV | INST | HUSSAARM | 2013-10-13 | 46TH ST |  | CL2 AMPEROMETRIC ANLYZR(C) |  |  |  |  | 0.0 PSI |  | Y |  | AW |  |  |  | Y |  | Y
5113633 | PROMINENT |  |  |  | STR8 Distribution WQ/WQA | NJCM | 6 | NJCM-OC-STR8. | P201 | OOS | INAC INST | HUSSAARM | 2013-10-13 | 730 HAVEN AVE |  | CL2 AMPEROMETRIC ANLYZR(C) |  |  |  |  | 0.0 PSI |  | Y |  | AW |  |  |  | Y |  | Y
5113635 | SEVERN TRENT |  |  |  | ST11 CL2 WQ/WQA | NJCM | 6 | NJCM-OC-ST11. | P201 | INSV | INST | HUSSAARM | 2013-10-13 | 1108 WEST AVE |  | CL2 AMPEROMETRIC ANLYZR(C) |  | 2.00 |  | 0.00 | 0.0 PSI |  | Y | 4-20MA | AW |  |  |  | Y | 120
5190402 | HACH |  | NJFR-20-INTU-1 |  | ABSC EFF TURB/WQA | NJAC | 6 | NJAC-Z1-ABSC. | P201 | INSV | INST | THORNDE | 2014-08-25 | 534 New Jersey Ave |  | TURBIDITY ANLYZR (LO)(C) |  |  | Y |  | 0.0 PSI | 4 SPLASHPROOF | Y | 4-20MA | AW |  |  | GENERATOR | Y | 120 | N
5190028 | SIEMENS |  |  |  | ABSC-Ph & Cl2 /WQA | NJAC | 6 | NJAC-Z1-ABSC. | P201 | INSV | INST | HEIMER | 2014-09-19 | 534 New Jersey Ave |  | XX | HART |  | Y |  | 0.0 PSI | 4 SPLASHPROOF | Y |  | AW |  |  | GENERATOR | Y
5237107 | SEVERN TRENT |  |  |  | UTTK CL2 WQA/WQA | NJCM | 6 | NJCM-UT-UTTK. | P201 | INSV | INST | HEIMER | 2017-03-16 | 2087 ROUTE 9 SOUTH |  | CL2 AMPEROMETRIC ANLYZR(C) |  | 1 | Y | 0 | 0.0 PSI | 1,2 INDOOR | Y | 4-20MA | AW |  |  | GENERATOR | Y | 120

## Transformer
Equipment |  | Function class | Inventory no. | Position | Description | AuthorizGroup | EquipCategory | Functional Loc. | Planning plant | User status | System status | Created by | Created on | Street | Size/dimens. | Amp Rating | Amps (Secondary) | Application | BIL Rating | Contains PCB's? | Impedance% | Insulation Class | KVA Rated | Mounting | NEMA Enclosure | Oil Capacity (gal) | Oil Type | Owned By | Phase(s) | Special Mtn Note | Special Mtn Note Det | Tap Range and Tap | Temperature Rise | Transformer Type | Volt Rating
5088248 | UNKNOWN |  | NJFR-53-ETRN-1 |  | CRIS /XFMR | NJAC | E | NJAC-Z1-CRIS. | P201 | INSV | INST | HUSSAARM | 2013-10-12 | 452 CHRIS GAUPP DR |  | 0.00 A |  | SUBFEED |  |  |  |  | 0.000 kVA |  |  | 0.000 1GL |  | AW | 3 |  |  |  | 0 °C | PASSIVE AIR COOLED(DRY)
5088246 | SQUARE D |  |  |  | SWFT /XFMR | NJAC | E | NJAC-Z1-SWFT. | P201 | INSV | INST | HUSSAARM | 2013-10-12 | 11 SWIFT AVE |  | 54.00 A |  | SUBFEED |  |  |  |  | 0.000 kVA |  |  | 0.000 1GL |  | AW |  |  |  |  | 0 °C | PASSIVE AIR COOLED(DRY) | 480
5088219 | SQUARE D |  |  |  | TILT-21 Well #21 /XFMR | NJAC | E | NJAC-Z1-TILT.-21.. | P201 | INSV | INST | HUSSAARM | 2013-10-12 | 2572 TILTON RD |  | 54.10 A | 124.9 | SUBFEED |  |  |  | OTHER | 45.000 kVA | MCC | 1,2 INDOOR | 0.000 1GL |  | AW | 3 |  |  |  | 150 °C | PASSIVE AIR COOLED(DRY) | 277/480
5087631 | UNKNOWN |  |  |  | TILT-19 Well #19 /XFMR | NJAC | E | NJAC-Z1-TILT.-19.. | P201 | INSV | INST | HUSSAARM | 2013-10-12 | 2578 TILTON RD |  | 0.00 A |  | SUBFEED |  |  |  |  | 0.000 kVA |  |  | 0.000 1GL |  | AW | 3 |  |  |  | 0 °C | PASSIVE AIR COOLED(DRY)
5087227 | UNKNOWN |  |  |  | SLIN /XFMR | NJAC | E | NJAC-Z1-SLIN. | P201 | OOS | INAC INST | HUSSAARM | 2013-10-12 | 313 KIRKLIN AVE |  |  |  | SUBFEED | [9 empty] | AW | 3 |  |  |  |  | PASSIVE AIR COOLED(DRY)
5086919 | WESTINGHOUSE |  |  |  | OAKS /XFMR | NJAC | E | NJAC-Z1-OAKS. | P201 | INSV | INST | HUSSAARM | 2013-10-12 | 267 W. JIMMIE LEEDS ROAD |  | 0.00 A |  | SUBFEED |  | N | 2.8 | H | 15.000 kVA | WALL | 1,2 INDOOR | 0.000 1GL |  | AW | 3 |  |  |  | 115 °C | PASSIVE AIR COOLED(DRY) | 480
5086227 | UNKNOWN |  |  |  | NLIN /XFMR | NJAC | E | NJAC-Z1-NLIN. | P201 | INSV | INST | HUSSAARM | 2013-10-12 | 605 NEW ROAD |  | 0.00 A |  | SUBFEED |  |  |  |  | 0.000 kVA |  |  | 0.000 1GL |  | AW | 3 |  |  |  | 0 °C | PASSIVE AIR COOLED(DRY)
5085911 | UNKNOWN |  |  |  | MART /XFMR | NJAC | E | NJAC-Z1-MART. | P201 | INSV | INST | HUSSAARM | 2013-10-12 | 107 MARTIN AVE |  | 0.00 A |  | SUBFEED |  |  |  |  | 0.000 kVA |  |  | 0.000 1GL |  | AW | 3 |  |  |  | 0 °C | PASSIVE AIR COOLED(DRY)
5085376 | CUTLER HAMMER |  |  |  | FIRE /XFMR | NJAC | E | NJAC-Z1-FIRE. | P201 | INSV | INST | HUSSAARM | 2013-10-12 | 3226 FIRE RD |  | 0.00 A |  | SUBFEED |  |  |  |  | 0.000 kVA | MCC |  | 0.000 1GL |  | AW | 3 |  |  |  | 115 °C | PASSIVE AIR COOLED(DRY) | 480
5084996 | UNKNOWN |  |  |  | FRBA /XFMR | NJAC | E | NJAC-Z1-FRBA. | P201 | INSV | INST | HUSSAARM | 2013-10-12 | 3215 FIRE ROAD |  |  |  | SUBFEED | [9 empty] | AW | 3 |  |  |  |  | PASSIVE AIR COOLED(DRY)
5084682 | UNKNOWN |  |  |  | FRBB /XFMR | NJAC | E | NJAC-Z1-FRBB. | P201 | INSV | INST | HUSSAARM | 2013-10-12 | 3215 FIRE ROAD |  |  |  | SUBFEED | [9 empty] | AW | 3 |  |  |  |  | PASSIVE AIR COOLED(DRY)
5084270 | UNKNOWN |  |  |  | TILT-CD /XFMR | NJAC | E | NJAC-Z1-TILT.-CD.. | P201 | INSV | INST | HUSSAARM | 2013-10-12 | 6581 DELILAH RD |  | 0.00 A |  | SUBFEED |  |  |  |  | 0.000 kVA |  |  | 0.000 1GL |  | AW | 3 |  |  |  | 0 °C | PASSIVE AIR COOLED(DRY)
5083956 | HAMMOND |  |  |  | BARG /XFMR | NJAC | E | NJAC-Z1-BARG. | P201 | INSV | INST | HUSSAARM | 2013-10-12 | 6707 MILL ROAD |  | 0.00 A |  | SUBFEED |  |  |  |  | 0.000 kVA |  |  | 0.000 1GL |  | AW | 3 |  |  |  | 0 °C | PASSIVE AIR COOLED(DRY) | 480
5083641 | SQUARE D |  |  |  | ACUA /XFMR | NJAC | E | NJAC-Z1-ACUA. | P201 | OOS | INAC INST | HUSSAARM | 2013-10-12 | 1151 N MAIN STREET |  | 0.00 A |  | SUBFEED |  |  |  |  | 7.500 kVA | WALL | 1,2 INDOOR | 0.000 1GL |  | AW | 1 |  |  |  | 180 °C | PASSIVE AIR COOLED(DRY) | 277/480
5083421 | UNKNOWN |  |  |  | ABSC /XFMR | NJAC | E | NJAC-Z1-ABSC. | P201 | OOS | INAC INST | HUSSAARM | 2013-10-12 | 534 NEW JERSEY AVE. |  |  |  | SUBFEED | [9 empty] | AW | 3 |  |  |  |  | PASSIVE AIR COOLED(DRY)
5082710 | SQUARE D |  |  |  | SMFP /XFMR | NJAC | E | NJAC-Z1-SMFP. | P201 | INSV | INST | HUSSAARM | 2013-10-12 | 525 E MOSS MILL ROAD |  | 272.00 A |  | SUBFEED |  |  |  |  | 0.000 kVA |  |  | 0.000 1GL |  | AW | 3 |  |  |  | 0 °C | PASSIVE AIR COOLED(DRY) | 480
5082199 | UNKNOWN |  | NJFR-55-ETRN-1 |  | WRAS-W4 Well #4 /XFMR | NJAC | E | NJAC-Z1-WRAS.-W4.. | P201 | INSV | INST | HUSSAARM | 2013-10-12 | 183 S THOREAU TER |  | 0.00 A |  | SUBFEED |  |  |  |  | 0.000 kVA |  |  | 0.000 1GL |  | AW | 3 |  |  |  | 0 °C | PASSIVE AIR COOLED(DRY)
5082114 | UNKNOWN |  |  |  | WRAS-W3 Well #3 /XFMR | NJAC | E | NJAC-Z1-WRAS.-W3.. | P201 | INSV | INST | HUSSAARM | 2013-10-12 | 185 S THOREAU TER |  | 0.00 A |  | SUBFEED |  |  |  |  | 0.000 kVA |  |  | 0.000 1GL |  | AW | 3 |  |  |  | 0 °C | PASSIVE AIR COOLED(DRY)
5081778 | UNKNOWN |  | NJFR-19-ETRN-1 |  | WOOD /XFMR | NJAC | E | NJAC-Z1-WOOD. | P201 | INSV | INST | HUSSAARM | 2013-10-12 | 746 BLOCK OF WOODLAND AVE. |  | 0.00 A |  | SUBFEED |  |  |  |  | 0.000 kVA |  |  | 0.000 1GL |  | AW | 3 |  |  |  | 0 °C | PASSIVE AIR COOLED(DRY)
5081569 | UNKNOWN |  | NJFR-25-ETRN-1 |  | SPRC /XFMR | NJAC | E | NJAC-Z1-SPRC. | P201 | INSV | INST | HUSSAARM | 2013-10-12 | 5055 SPRUCE AVE |  | 0.00 A |  | SUBFEED |  |  |  |  | 0.000 kVA |  |  | 0.000 1GL |  | AW | 3 |  |  |  | 0 °C | PASSIVE AIR COOLED(DRY)
5167785 | WESTINGHOUSE |  | NJFR-30-ETRN-3 |  | SMFP-17 Well #17 /XFMR | NJAC | E | NJAC-Z1-SMFP.-17.. | P201 | INSV | INST | HUSSAARM | 2013-10-13 | 525 E MOSS MILL ROAD |  | 0.00 A |  | SUBFEED |  |  |  |  | 10.000 kVA | WALL | 1,2 INDOOR | 0.000 1GL |  | AW | 1 |  |  |  | 0 °C | PASSIVE AIR COOLED(DRY) | 480
5167383 | JEFFERSON ELECTRIC |  | NJFR-30-ETRN-1 |  | SMFP-2 Well #2 /XFMR | NJAC | E | NJAC-Z1-SMFP.-2... | P201 | INSV | INST | HUSSAARM | 2013-10-13 | 569 E MOSS MILL ROAD |  | 0.00 A |  | SUBFEED |  |  |  |  | 15.000 kVA | WALL |  | 0.000 1GL |  | AW | 3 |  |  |  | 0 °C | PASSIVE AIR COOLED(DRY) | 480
5165480 | UNKNOWN |  | NJFR-30-ETRN-2 |  | SMFP-1 Well #1 /XFMR | NJAC | E | NJAC-Z1-SMFP.-1... | P201 | INSV | INST | HUSSAARM | 2013-10-13 | 501 E MOSS MILL ROAD |  | 0.00 A |  | SUBFEED |  |  |  |  | 10.000 kVA |  |  | 0.000 1GL |  | AW | 3 |  |  |  | 0 °C | PASSIVE AIR COOLED(DRY) | 480
5165442 | SQUARE D |  | NJFR-13-ETRN-1 |  | MILL /XFMR | NJAC | E | NJAC-Z1-MILL. | P201 | INSV | INST | HUSSAARM | 2013-10-13 | 100 MILL ROAD |  | 42.00 A | 84/42 | SUBFEED |  |  |  |  | 10.000 kVA | WALL | 1,2 INDOOR | 0.000 1GL |  | AW | 1 |  |  |  | 115 °C | PASSIVE AIR COOLED(DRY) | 240
5165439 | WESTINGHOUSE |  | NJFR-11-ETRN-1 |  | GROV /XFMR | NJAC | E | NJAC-Z1-GROV. | P201 | INSV | INST | HUSSAARM | 2013-10-13 | 680 W MARYLAND AVE |  |  |  | SUBFEED |  | N | 2.15 |  | 5.000 kVA | WALL | 1,2 INDOOR |  |  | AW | 3 |  |  |  | 80 °C | PASSIVE AIR COOLED(DRY) | 480
5165437 | SQUARE D |  | NJFR-26-ETRN-1 |  | ECRT /XFMR | NJAC | E | NJAC-Z1-ECRT. | P201 | OOS | INAC INST | HUSSAARM | 2013-10-13 | 554 SCARBOROUGH DRIVE |  | 0.00 A |  | SUBFEED |  |  |  |  | 0.000 kVA | WALL | 1,2 INDOOR | 0.000 1GL |  | AW | 3 |  |  |  | 115 °C | PASSIVE AIR COOLED(DRY) | 480
5165435 | SQUARE D |  | NJFR-17-ETRN-1 |  | DOBB /XFMR | NJAC | E | NJAC-Z1-DOBB. | P201 | INSV | INST | HUSSAARM | 2013-10-13 | 1002 DOBBS AVE |  | 42.00 A | 84/42 | SUBFEED |  | N |  |  | 10.000 kVA | WALL | 3 RAINTIGHT | 0.000 1GL |  | AW | 1 |  |  |  | 115 °C | PASSIVE AIR COOLED(DRY) | OTHER
5132419 | CUTLER HAMMER |  |  |  | STR3 /XFMR | NJCM | E | NJCM-OC-STR3. | P201 | INSV | INST | HUSSAARM | 2013-10-13 | 248 WEST AVE |  | 0.00 A |  | SUBFEED |  | N | 4.57 | OTHER | 30.000 kVA | PAD/FLOOR | 3 RAINTIGHT | 0.000 1GL | NONE | AW | 3 |  |  |  | 150 °C | PASSIVE AIR COOLED(DRY) | 277/480
5132418 | CUTLER HAMMER |  |  |  | ST27 /XFMR | NJCM | E | NJCM-OC-ST27. | P201 | INSV | INST | HUSSAARM | 2013-10-13 | 2661 WEST AVE |  | 0.00 A |  | SUBFEED |  | N | 4.57 | OTHER | 30.000 kVA | PAD/FLOOR | 3 RAINTIGHT | 0.000 1GL | NONE | AW | 3 |  |  |  | 150 °C | PASSIVE AIR COOLED(DRY) | 277/480
5098511 | GE |  |  |  | WWIC 10 kva /XFMR | NJCM | E | NJCM-MT-WWIC. | P201 | INSV | INST | HUSSAARM | 2013-10-13 | 3169 ROUTE 9 S |  | 0.00 A |  | SUBFEED |  |  |  |  | 10.000 kVA | OTHER | 1,2 INDOOR | 0.000 1GL |  | AW | 1 |  |  |  | 115 °C | FORCED AIR COOLED(DRY) | 480
5098509 | GE |  |  |  | ST11 15 kva /XFMR | NJCM | E | NJCM-OC-ST11. | P201 | INSV | INST | HUSSAARM | 2013-10-13 | 1108 WEST AVE |  | 0.00 A |  | SUBFEED |  | N |  |  | 15.000 kVA | MCC | 1,2 INDOOR | 0.000 1GL |  | AW |  |  |  |  | 115 °C | PASSIVE AIR COOLED(DRY) | 480
5098508 | ALLEN BRADLEY |  |  |  | ST20 10 kva /XFMR | NJCM | E | NJCM-OC-ST20. | P201 | INSV | INST | HUSSAARM | 2013-10-13 | 2027 HAVEN AVE |  | 0.00 A |  | SUBFEED |  | N | 3.6 | OTHER | 10.000 kVA | MCC | 1,2 INDOOR | 0.000 1GL |  | AW | 1 |  |  |  | 80 °C | PASSIVE AIR COOLED(DRY) | 480
5098507 | ALLEN BRADLEY |  |  |  | ST35 10 kva /XFMR | NJCM | E | NJCM-OC-ST35. | P201 | INSV | INST | HUSSAARM | 2013-10-13 | 3501 ASBURY AVE |  | 0.00 A |  | SUBFEED |  | N | 3.6 |  | 10.000 kVA | MCC | 1,2 INDOOR | 0.000 1GL |  | AW | 1 |  |  |  | 80 °C | PASSIVE AIR COOLED(DRY) | 480
5098506 | SQUARE D |  | NJFR-1-ETRN-1 |  | HAND 30 kva /XFMR | NJCM | E | NJCM-MT-HAND. | P201 | OOS | INAC INST | HUSSAARM | 2013-10-13 | 205 MECHANIC ST |  | 36.00 A | 83 | SUBFEED |  | N |  |  | 30.000 kVA | PAD/FLOOR | 1,2 INDOOR | 0.000 1GL |  | AW | 3 |  |  |  | 150 °C | PASSIVE AIR COOLED(DRY) | 277/480
5098505 | HAMMOND |  | NJFR-2-ETRN-1 |  | WSTA 10 kva /XFMR | NJCM | E | NJCM-OC-WSTA. | P201 | INSV | INST | HUSSAARM | 2013-10-13 | 66 W STATION RD |  | 0.00 A |  | SUBFEED |  |  | 4.0 @ 170C |  | 10.000 kVA | MCC | 1,2 INDOOR | 0.000 1GL |  | AW | 1 |  |  |  | 115 °C | PASSIVE AIR COOLED(DRY) | 480
5098504 | CUTLER HAMMER |  | NJFR-52-ETRN-1 |  | STGE 30 kva /XFMR | NJCM | E | NJCM-UT-STGE. | P201 | INSV | INST | HUSSAARM | 2013-10-13 | 110 OLD STAGECOACH RD |  | 400.00 A | 400A | SUBFEED |  |  |  |  | 30.000 kVA | MCC | 1,2 INDOOR | 0.000 1GL |  | AW | 3 |  |  |  | 0 °C | PASSIVE AIR COOLED(DRY) | 480
5098503 | ALLEN BRADLEY |  | NJFR-3-ETRN-1 |  | NORT 10 kva /XFMR | NJCM | E | NJCM-OC-NORT. | P201 | INSV | INST | HUSSAARM | 2013-10-13 | 734 BATTERSEA RD |  | 0.00 A |  | SUBFEED |  |  |  |  | 10.000 kVA |  |  | 0.000 1GL |  | AW |  |  |  |  | 0 °C | PASSIVE AIR COOLED(DRY) | 480
5190030 | EATON/CUTLER HAMMER |  | NEAR BLOWER ROOM |  | ABSC-/XFMR | NJAC | 6 | NJAC-Z1-ABSC. | P201 | INSV | INST | HEIMER | 2014-09-19 | 534 New Jersey Ave | [13 empty] | AW | [5 empty] | XX
5190031 | EATON/CUTLER HAMMER |  | NEAR WELL |  | ABSC-/XFMR | NJAC | 6 | NJAC-Z1-ABSC. | P201 | INSV | INST | HEIMER | 2014-09-19 | 534 New Jersey Ave | [13 empty] | AW | [5 empty] | XX
5190032 | EATON/CUTLER HAMMER |  | SMALL XFMR WELL |  | ABSC-/XFMR | NJAC | 6 | NJAC-Z1-ABSC. | P201 | INSV | INST | HEIMER | 2014-09-19 | 534 New Jersey Ave | [13 empty] | AW | [5 empty] | XX
5195627 | SQUARE D |  | NJFR-1-ETRM-1 |  | HAND 30 KVA /TRANSFORMER | NJCM | E | NJCM-MT-HAND. | P201 | INSV | INST | FREEMAJ1 | 2015-02-23 | 205 MECHANIC ST |  | 36.00 A |  | SUBFEED |  |  |  | OTHER | 0.000 kVA | PAD/FLOOR | 1,2 INDOOR | 0.000 1GL |  | AW |  |  |  |  | 0 °C | PASSIVE AIR COOLED(DRY) | 480
5194853 | SQUARE D |  | NJFR-54-ETRM-1 |  | MAIN KVA45 /TRANSFORMER | NJCM | E | NJCM-MT-MAIN. | P201 | INSV | INST | FREEMAJ1 | 2015-02-24 | 412 N ROUTE 9 |  | 54.10 A |  | SUBFEED |  |  |  |  | 0.000 kVA | PAD/FLOOR | 1,2 INDOOR | 0.000 1GL |  | AW | 3 |  |  |  | 0 °C | PASSIVE AIR COOLED(DRY) | 480
5194854 | SQUARE D |  | NJFR-54-ETRM-2 |  | MAIN KVA15 /TRANSFORMER | NJCM | E | NJCM-MT-MAIN. | P201 | INSV | INST | FREEMAJ1 | 2015-02-24 | 412 N ROUTE 9 |  | 18.00 A |  | SUBFEED |  |  |  | OTHER | 0.000 kVA | PAD/FLOOR | 1,2 INDOOR | 0.000 1GL |  | AW | 3 |  |  |  | 0 °C | PASSIVE AIR COOLED(DRY) | 480
5212100 | EATON/CUTLER HAMMER |  |  |  | STGE CHEMICAL ROOM ABSC-/XFMR | NJCM | 6 | NJCM-UT-STGE. | P201 | INSV | INST | HEIMER | 2016-03-01 | 112 Stagecoach Rd |  | 0.00 A |  | SUBFEED |  |  |  | OTHER | 0.000 kVA | PAD/FLOOR | 1,2 INDOOR | 0.000 1GL |  | AW | 3 |  |  |  | 0 °C | PASSIVE AIR COOLED(DRY) | 480

## Power Surge Protection
Equipment |  | Function class | Inventory no. | Position | Description | AuthorizGroup | EquipCategory | Functional Loc. | Planning plant | User status | System status | Created by | Created on | Street | Size/dimens. | Amp Rating | Owned By | Power Surge Type | Special Mtn Note | Special Mtn Note Det | System Protected | Volt Rating
5132430 | UNKNOWN |  |  |  | STR3 /SURG | NJCM | E | NJCM-OC-STR3. | P201 | INSV | INST | HUSSAARM | 2013-10-13 | 248 WEST AVE |  | 0.00 A | AW | SURGE SUPPRESSOR
5132434 | UNKNOWN |  |  |  | ST27 /SURG | NJCM | E | NJCM-OC-ST27. | P201 | INSV | INST | HUSSAARM | 2013-10-13 | 2661 WEST AVE |  | 0.00 A | AW | SURGE SUPPRESSOR

## Positive Displacement
Equipment |  | Function class | Inventory no. | Position | Description | AuthorizGroup | EquipCategory | Functional Loc. | Planning plant | User status | System status | Created by | Created on | Street | Size/dimens. | Application | BHP Rating | Flow Maximum | Flow Rating | Flow UOM | Lube Type 1 | Lube Type 2 | Orientation | Owned By | Pmp-Bearing#(lower/o | Pmp-Bearing#(upper/i | Pmp-BearingTP-lower/ | Pmp-BearingTP-upper/ | Pmp-Discharge Size | Pmp-Efficiency (fact | Pmp-Impeller Mat'l | Pmp-Impeller Size | Pmp-Inlet Size | Pmp-Material | Pmp-NPSH Rating
5082101 | LMI |  | NJFR-11-CFLQ-5 |  | DOBB-CAUS Sodium Hydroxide /PUMP | NJAC | M | NJAC-Z1-DOBB.-CAUS | P201 | OOS | INAC INST | HUSSAARM | 2013-10-12 | 1002 DOBBS AVE |  | CHEMICAL | 0.00 HP AW | 0.000 GPM | 14.40 UN | GPD |  |  | XX | AW |  |  |  |  | XX | 0.00 % |  | 0.0000 "
5083394 | MILTON ROY |  | NJFR-20-CFLQ-4 |  | ABSC-CAUS Sodium Hydroxide #2 /PUMP | NJAC | M | NJAC-Z1-ABSC.-CAUS | P201 | OOS | INST | HUSSAARM | 2013-10-12 | 534 NEW JERSEY AVE |  | PROCESS EQUIPMENT | 0.00 HP AW | 0.000 GPM | 0.00 UN | GPH |  |  | XX | AW |  |  |  |  | LESS THAN 1 | 0.00 % |  | 0.0000 " | LESS THAN 1
5088004 | MILTON ROY |  | NJFR-20-CFLQ-3 |  | ABSC-CAUS Sodium Hydroxide #1 /PUMP | NJAC | M | NJAC-Z1-ABSC.-CAUS | P201 | OOS | INAC INST | HUSSAARM | 2013-10-12 | 534 NEW JERSEY AVE |  | PROCESS EQUIPMENT |  |  |  | GPH |  |  | XX | AW |  |  |  |  | LESS THAN 1 |  |  |  | LESS THAN 1
5136045 | UNKNOWN |  | NJFR-25-CFLQ-2 |  | SPRC-CAUS Sodium Hydroxide #2 /PUMP | NJAC | M | NJAC-Z1-SPRC.-CAUS | P201 | INSV | INAC INST | HUSSAARM | 2013-10-13 | 5055 SPRUCE AVE |  |  | 0.00 HP AW | 0.000 GPM | 0.00 UN |  |  |  | XX | AW |  |  |  |  | XX | 0.00 % |  | 0.0000 "
5135028 | UNKNOWN |  | NJFR-25-CFLQ-1 |  | SPRC-CAUS Sodium Hydroxide #1 /PUMP | NJAC | M | NJAC-Z1-SPRC.-CAUS | P201 | INSV | INAC INST | HUSSAARM | 2013-10-13 | 5055 SPRUCE AVE |  |  | 0.00 HP AW | 0.000 GPM | 0.00 UN |  |  |  | XX | AW |  |  |  |  | XX | 0.00 % |  | 0.0000 "
5134074 | PULSATRON |  | NJFR-57-CFLQ-4 |  | OAKS-PHOS Phosphate #2 /PUMP | NJAC | M | NJAC-Z1-OAKS.-PHOS | P201 | INSV | INAC INST | HUSSAARM | 2013-10-13 | 267 W. JIMMIE LEEDS ROAD |  | CHEMICAL | 0.00 HP AW | 0.000 GPM | 0.00 UN | GPD |  |  | VERTICAL | AW |  |  |  |  | XX | 0.00 % |  | 0.0000 "
5134025 | UNKNOWN |  | NJFR-25-CFLQ-6 |  | SPRC-HYPO Sodium Hypochlorite #1 /PUMP | NJAC | M | NJAC-Z1-SPRC.-HYPO | P201 | INSV | INAC INST | HUSSAARM | 2013-10-13 | 5055 SPRUCE AVE |  |  | 0.00 HP AW | 0.000 GPM | 0.00 UN |  |  |  | XX | AW |  |  |  |  | XX | 0.00 % |  | 0.0000 "
5132740 | UNKNOWN |  | NJFR-25-CFLQ-7 |  | SPRC-HYPO Sodium Hypochlorite #2 /PUMP | NJAC | M | NJAC-Z1-SPRC.-HYPO | P201 | INSV | INAC INST | HUSSAARM | 2013-10-13 | 5055 SPRUCE AVE |  |  | 0.00 HP AW | 0.000 GPM | 0.00 UN |  |  |  | XX | AW |  |  |  |  | XX | 0.00 % |  | 0.0000 "
5132001 | UNKNOWN |  | NJFR-14-CFLQ-4 |  | SLIN-PHOS Phosphate /PUMP | NJAC | M | NJAC-Z1-SLIN.-PHOS | P201 | OOS | INAC INST | HUSSAARM | 2013-10-13 | 313 KIRKLIN AVE | [8 empty] | XX | AW |  |  |  |  | XX
5131840 | PULSAFEEDER |  |  |  | STR3-PHOS 2 /PUMP | NJCM | M | NJCM-OC-STR3.-PHOS | P201 | INSV | INAC INST | HUSSAARM | 2013-10-13 | 248 WEST AVE |  | CHEMICAL | 0.00 HP AW | 0.000 GPM | 0.00 UN |  |  |  | XX | AW |  |  |  |  | XX | 0.00 % |  | 0.0000 "
5131838 | PULSAFEEDER |  |  |  | STR3-PHOS 1 /PUMP | NJCM | M | NJCM-OC-STR3.-PHOS | P201 | INSV | INAC INST | HUSSAARM | 2013-10-13 | 248 WEST AVE |  | CHEMICAL | 0.00 HP AW | 0.000 GPM | 0.00 UN |  |  |  | XX | AW |  |  |  |  | XX | 0.00 % |  | 0.0000 "
5131836 | MILROY |  |  |  | STR3-HYPO Sodium Hypochlorite #2 /PUMP | NJCM | M | NJCM-OC-STR3.-HYPO | P201 | INSV | INAC INST | HUSSAARM | 2013-10-13 | 248 WEST AVE |  | CHEMICAL | 0.00 HP AW | 0.000 GPM | 56.00 UN | GPH |  |  | XX | AW |  |  |  |  | LESS THAN 1 | 0.00 % |  | 0.0000 " | LESS THAN 1
5131834 | PULSAFEEDER |  |  |  | ST27-PHOS 2 /PUMP | NJCM | M | NJCM-OC-ST27.-PHOS | P201 | INSV | INAC INST | HUSSAARM | 2013-10-13 | 2661 WEST AVE |  | CHEMICAL | 0.00 HP AW | 0.000 GPM | 0.00 UN |  |  |  | XX | AW |  |  |  |  | XX | 0.00 % |  | 0.0000 "
5131832 | MILROY |  |  |  | STR3-HYPO Sodium Hypochlorite #1 /PUMP | NJCM | M | NJCM-OC-STR3.-HYPO | P201 | INSV | INAC INST | HUSSAARM | 2013-10-13 | 248 WEST AVE |  | CHEMICAL | 0.00 HP AW | 0.000 GPM | 56.00 UN | GPH | OIL |  | XX | AW |  |  |  |  | LESS THAN 1 | 0.00 % |  | 0.0000 " | LESS THAN 1
5131829 | MILROY |  | 63002401-3 |  | ST27-HYPO Sodium Hypochlorite #2 /PUMP | NJCM | M | NJCM-OC-ST27.-HYPO | P201 | INSV | INAC INST | HUSSAARM | 2013-10-13 | 2661 WEST AVE |  | CHEMICAL | 0.00 HP AW | 0.000 GPM | 56.00 UN | GPH |  |  | XX | AW |  |  |  |  | XX | 0.00 % |  | 0.0000 "
5131827 | MILROY |  | O3002401-4 |  | ST27-HYPO Sodium Hypochlorite #1 /PUMP | NJCM | M | NJCM-OC-ST27.-HYPO | P201 | INSV | INAC INST | HUSSAARM | 2013-10-13 | 2661 WEST AVE |  | CHEMICAL | 0.00 HP AW | 0.000 GPM | 56.00 UN | GPH |  |  | XX | AW |  |  |  |  | XX | 0.00 % |  | 0.0000 "
5131825 | PULSAFEEDER |  |  |  | ST27-PHOS 1 /PUMP | NJCM | M | NJCM-OC-ST27.-PHOS | P201 | INSV | INAC INST | HUSSAARM | 2013-10-13 | 2661 WEST AVE |  | CHEMICAL | 0.00 HP AW | 0.000 GPM | 0.00 UN |  |  |  | XX | AW |  |  |  |  | XX | 0.00 % |  | 0.0000 "
5130360 | UNKNOWN |  | NJFR-14-CFLQ5 |  | SLIN-CAUS Sodium Hydroxide /PUMP | NJAC | M | NJAC-Z1-SLIN.-CAUS | P201 | OOS | INAC INST | HUSSAARM | 2013-10-13 | 313 KIRKLIN AVE | [8 empty] | XX | AW |  |  |  |  | XX
5129524 | UNKNOWN |  | NJFR-14-CFLQ-6 |  | SLIN-HYPO Sodium Hypochlorite /PUMP | NJAC | M | NJAC-Z1-SLIN.-HYPO | P201 | OOS | INAC INST | HUSSAARM | 2013-10-13 | 313 KIRKLIN AVE | [8 empty] | XX | AW |  |  |  |  | XX
5128345 | UNKNOWN |  | NJFR-30-CFLQ-3 |  | SMFP-CAUS Sodium Hydroxide #2 /PUMP | NJAC | M | NJAC-Z1-SMFP.-CAUS | P201 | INSV | INAC INST | HUSSAARM | 2013-10-13 | 525 E MOSS MILL ROAD |  | CHEMICAL | 0.00 HP AW | 0.000 GPM | 8.00 UN | GPH | OIL |  | XX | AW |  |  |  |  | XX | 0.00 % |  | 0.0000 "
5126856 | UNKNOWN |  | NJFR-30-CFLQ-1 |  | SMFP-CAUS Sodium Hydroxide #1 /PUMP | NJAC | M | NJAC-Z1-SMFP.-CAUS | P201 | INSV | INAC INST | HUSSAARM | 2013-10-13 | 525 E MOSS MILL ROAD |  | CHEMICAL | 0.00 HP AW | 0.000 GPM | 8.00 UN | GPH | OIL |  | XX | AW |  |  |  |  | XX | 0.00 % |  | 0.0000 "
5125828 | UNKNOWN |  | NJFR-30-CFLQ-2 |  | SMFP-HYPO Sodium Hypochlorite #2 /PUMP | NJAC | M | NJAC-Z1-SMFP.-HYPO | P201 | INSV | INAC INST | HUSSAARM | 2013-10-13 | 525 E MOSS MILL ROAD |  |  | 0.00 HP AW | 0.000 GPM | 0.00 UN |  |  |  | XX | AW |  |  |  |  | XX | 0.00 % |  | 0.0000 "
5124809 | UNKNOWN |  | NJFR-30-CFLQ-4 |  | SMFP-HYPO Sodium Hypochlorite #1 /PUMP | NJAC | M | NJAC-Z1-SMFP.-HYPO | P201 | INSV | INAC INST | HUSSAARM | 2013-10-13 | 525 E MOSS MILL ROAD |  |  | 0.00 HP AW | 0.000 GPM | 0.00 UN |  |  |  | XX | AW |  |  |  |  | XX | 0.00 % |  | 0.0000 "
5123279 | UNKNOWN |  | NJFR-30-CFLQ-9 |  | SMFP-PHOS Phosphate #1 /PUMP | NJAC | M | NJAC-Z1-SMFP.-PHOS | P201 | INSV | INAC INST | HUSSAARM | 2013-10-13 | 525 E MOSS MILL ROAD |  |  | 0.00 HP AW | 0.000 GPM | 0.00 UN |  |  |  | XX | AW |  |  |  |  | XX | 0.00 % |  | 0.0000 "
5121922 | UNKNOWN |  | NJFR-30-CFLQ-10 |  | SMFP-PHOS Phosphate #2 /PUMP | NJAC | M | NJAC-Z1-SMFP.-PHOS | P201 | INSV | INAC INST | HUSSAARM | 2013-10-13 | 525 E MOSS MILL ROAD |  |  | 0.00 HP AW | 0.000 GPM | 0.00 UN |  |  |  | XX | AW |  |  |  |  | XX | 0.00 % |  | 0.0000 "
5119791 | MILROY |  | NJFR-30-CFLQ-11 |  | SMFP-HYPO SODHYP PST/PUMP | NJAC | M | NJAC-Z1-SMFP.-HYPO | P201 | INSV | INAC INST | HUSSAARM | 2013-10-13 | 525 E MOSS MILL ROAD |  | CHEMICAL | 0.00 HP AW | 0.000 GPM | 0.00 UN | GPH | OIL | OIL | XX | AW |  |  |  |  | XX | 0.00 % |  | 0.0000 "
5118746 | UNKNOWN |  | NJFR-57-CFLQ-5 |  | OAKS-CAUS Sodium Hydroxide /PUMP | NJAC | M | NJAC-Z1-OAKS.-CAUS | P201 | INSV | INAC INST | HUSSAARM | 2013-10-13 | 267 W. JIMMIE LEEDS ROAD |  |  | 0.00 HP AW | 0.000 GPM | 0.00 UN |  |  |  | XX | AW |  |  |  |  | XX | 0.00 % |  | 0.0000 "
5117503 | UNKNOWN |  | NJFR-57-CFLQ-6 |  | OAKS-HYPO Sodium Hypochlorite /PUMP | NJAC | M | NJAC-Z1-OAKS.-HYPO | P201 | INSV | INAC INST | HUSSAARM | 2013-10-13 | 267 W. JIMMIE LEEDS ROAD |  |  | 0.00 HP AW | 0.000 GPM | 0.00 UN |  |  |  | XX | AW |  |  |  |  | XX | 0.00 % |  | 0.0000 "
5115823 | PULSATRON |  | NJFR-57-CFLQ-4 |  | OAKS-PHOS Phosphate #1 /PUMP | NJAC | M | NJAC-Z1-OAKS.-PHOS | P201 | INSV | INAC INST | HUSSAARM | 2013-10-13 | 267 W. JIMMIE LEEDS ROAD |  | CHEMICAL | 0.00 HP AW | 0.000 GPM | 0.00 UN | GPD |  |  | VERTICAL | AW |  |  |  |  | XX | 0.00 % |  | 0.0000 "
5136938 | UNKNOWN |  | NJFR-25-CFLQ-9 |  | SPRC-PHOS Phosphate #2 /PUMP | NJAC | M | NJAC-Z1-SPRC.-PHOS | P201 | INSV | INAC INST | HUSSAARM | 2013-10-13 | 5055 SPRUCE AVE |  |  | 0.00 HP AW | 0.000 GPM | 0.00 UN |  |  |  | XX | AW |  |  |  |  | XX | 0.00 % |  | 0.0000 "
5172240 | PULSATRON |  | NJFR-17-CFLQ-6 |  | DOBB-HYPO Sodium Hypo STANDBY/PUMP | NJAC | M | NJAC-Z1-DOBB.-HYPO | P201 | OOS | INAC INST | HUSSAARM | 2013-10-13 | 1002 DOBBS AVE |  | CHEMICAL | 0.00 HP AW | 0.000 GPM | 12.00 UN | GPD |  |  | XX | AW |  |  |  |  | XX | 0.00 % |  | 0.0000 "
5172239 | PULSATRON |  | NJFR-17-CFLQ-6 |  | DOBB-HYPO Sodium Hypochlorite POST /PUMP | NJAC | M | NJAC-Z1-DOBB.-HYPO | P201 | OOS | INAC INST | HUSSAARM | 2013-10-13 | 1002 DOBBS AVE |  | CHEMICAL | 0.00 HP AW | 0.000 GPM | 6.00 UN | GPD |  |  | XX | AW |  |  |  |  | XX | 0.00 % |  | 0.0000 "
5161023 | UNKNOWN |  |  |  | SWFT-Caus - Sodium Hydroxide #1 /PUMP | NJAC | M | NJAC-Z1-SWFT.-CAUS | P201 | INSV | INAC INST | HUSSAARM | 2013-10-13 | 11 SWIFT AVE |  |  | 0.00 HP AW | 0.000 GPM | 0.00 UN |  |  |  | XX | AW |  |  |  |  | XX | 0.00 % |  | 0.0000 "
5161009 | UNKNOWN |  |  |  | SWFT-CAUS Sodium Hydroxide #2 /PUMP | NJAC | M | NJAC-Z1-SWFT.-CAUS | P201 | INSV | INAC INST | HUSSAARM | 2013-10-13 | 11 SWIFT AVE |  |  | 0.00 HP AW | 0.000 GPM | 0.00 UN |  |  |  | XX | AW |  |  |  |  | XX | 0.00 % |  | 0.0000 "
5158798 | MILTON ROY |  | NJFR-14-CFLQ5 |  | SMFP-CAUS SODA STNDBY /PUMP | NJAC | M | NJAC-Z1-SMFP.-CAUS | P201 | INSV | INAC INST | HUSSAARM | 2013-10-13 | 525 E MOSS MILL ROAD |  | CHEMICAL | 0.00 HP AW | 0.000 GPM | 1.60 UN | GPH |  |  | VERTICAL | AW |  |  |  |  | LESS THAN 1 | 0.00 % |  | 0.0000 " | LESS THAN 1 | TEFLON
5158795 | MILTON ROY |  | NJFR-14-CFLQ5 |  | SMFP-CAUS Sodium Hydroxide Post /PUMP | NJAC | M | NJAC-Z1-SMFP.-CAUS | P201 | INSV | INAC INST | HUSSAARM | 2013-10-13 | 525 E MOSS MILL ROAD |  | CHEMICAL | 0.00 HP AW | 0.000 GPM | 1.60 UN | GPH |  |  | VERTICAL | AW |  |  |  |  | LESS THAN 1 | 0.00 % |  | 0.0000 " | LESS THAN 1 | TEFLON
5158794 | MILTON ROY |  | NJFR-14-CFLQ5 |  | SMFP-CAUS SODA ASR INJ /PUMP | NJAC | M | NJAC-Z1-SMFP.-CAUS | P201 | INSV | INAC INST | HUSSAARM | 2013-10-13 | 525 E MOSS MILL ROAD |  | CHEMICAL | 0.00 HP AW | 0.000 GPM | 1.60 UN | GPH |  |  | VERTICAL | AW |  |  |  |  | LESS THAN 1 | 0.00 % |  | 0.0000 " | LESS THAN 1 | TEFLON
5155895 | LMI |  |  |  | SWFT-PHOS #1 /PUMP | NJAC | M | NJAC-Z1-SWFT.-PHOS | P201 | INSV | INAC INST | HUSSAARM | 2013-10-13 | 11 SWIFT AVE |  |  | 0.00 HP AW | 0.000 GPM | 0.00 UN |  |  |  | XX | AW |  |  |  |  | XX | 0.00 % |  | 0.0000 "
5155882 | LMI |  |  |  | SWFT-PHOS #2 /PUMP | NJAC | M | NJAC-Z1-SWFT.-PHOS | P201 | INSV | INAC INST | HUSSAARM | 2013-10-13 | 11 SWIFT AVE |  |  | 0.00 HP AW | 0.000 GPM | 0.00 UN |  |  |  | XX | AW |  |  |  |  | XX | 0.00 % |  | 0.0000 "
5155867 | UNKNOWN |  |  |  | SWFT-HYPO Sodium Hypochlorite #1 /PUMP | NJAC | M | NJAC-Z1-SWFT.-HYPO | P201 | INSV | INAC INST | HUSSAARM | 2013-10-13 | 11 SWIFT AVE |  |  | 0.00 HP AW | 0.000 GPM | 0.00 UN |  |  |  | XX | AW |  |  |  |  | XX | 0.00 % |  | 0.0000 "
5155853 | UNKNOWN |  |  |  | SWFT-HYPO Sodium Hypochlorite #2 /PUMP | NJAC | M | NJAC-Z1-SWFT.-HYPO | P201 | INSV | INAC INST | HUSSAARM | 2013-10-13 | 11 SWIFT AVE |  |  | 0.00 HP AW | 0.000 GPM | 0.00 UN |  |  |  | XX | AW |  |  |  |  | XX | 0.00 % |  | 0.0000 "
5155811 | UNKNOWN |  | NJFR-55-CFLQ-4 |  | WRAS-PHOS Phosphate /PUMP | NJAC | M | NJAC-Z1-WRAS.-PHOS | P201 | INSV | INAC INST | HUSSAARM | 2013-10-13 | 218 E. WALDEN WAY |  |  | 0.00 HP AW | 0.000 GPM | 0.00 UN |  |  |  | XX | AW |  |  |  |  | XX | 0.00 % |  | 0.0000 "
5152795 | UNKNOWN |  | NJFR-55-CFLQ-5 |  | WRAS-HYPO Sodium Hypochlorite /PUMP | NJAC | M | NJAC-Z1-WRAS.-HYPO | P201 | INSV | INAC INST | HUSSAARM | 2013-10-13 | 218 E. WALDEN WAY |  |  | 0.00 HP AW | 0.000 GPM | 0.00 UN |  |  |  | XX | AW |  |  |  |  | XX | 0.00 % |  | 0.0000 "
5152781 | UNKNOWN |  | NJFR-55-CFLQ-6 |  | WRAS-LIME Lime /PUMP | NJAC | M | NJAC-Z1-WRAS.-LIME | P201 | INSV | INAC INST | HUSSAARM | 2013-10-13 | 218 E. WALDEN WAY |  |  | 0.00 HP AW | 0.000 GPM | 0.00 UN |  |  |  | XX | AW |  |  |  |  | XX | 0.00 % |  | 0.0000 "
5152769 | UNKNOWN |  | NJFR-19-CFLQ-5 |  | WOOD-CAUS Sodium Hydroxide /PUMP | NJAC | M | NJAC-Z1-WOOD.-CAUS | P201 | INSV | INAC INST | HUSSAARM | 2013-10-13 | 746 BLOCK OF WOODLAND AVE. |  |  | 0.00 HP AW | 0.000 GPM | 0.00 UN |  |  |  | XX | AW |  |  |  |  | XX | 0.00 % |  | 0.0000 "
5152729 | UNKNOWN |  | NJFR-19-CFLQ-4 |  | WOOD-PHOS Phosphate /PUMP | NJAC | M | NJAC-Z1-WOOD.-PHOS | P201 | INSV | INAC INST | HUSSAARM | 2013-10-13 | 746 BLOCK OF WOODLAND AVE. |  |  | 0.00 HP AW | 0.000 GPM | 0.00 UN |  |  |  | XX | AW |  |  |  |  | XX | 0.00 % |  | 0.0000 "
5150781 | UNKNOWN |  | NJFR-19-CFLQ-6 |  | WOOD-HYPO Sodium Hypochlorite /PUMP | NJAC | M | NJAC-Z1-WOOD.-HYPO | P201 | INSV | INAC INST | HUSSAARM | 2013-10-13 | 746 BLOCK OF WOODLAND AVE. |  |  | 0.00 HP AW | 0.000 GPM | 0.00 UN |  |  |  | XX | AW |  |  |  |  | XX | 0.00 % |  | 0.0000 "
5149354 | UNKNOWN |  | NJFR-31-CFLQ-7 |  | TILT-CAUS SODA STNDBY /PUMP | NJAC | M | NJAC-Z1-TILT.-CAUS | P201 | INSV | INAC INST | HUSSAARM | 2013-10-13 | 2580 TILTON RD |  |  | 0.00 HP AW | 0.000 GPM | 0.00 UN |  |  |  | XX | AW |  |  |  |  | XX | 0.00 % |  | 0.0000 "
5146997 | UNKNOWN |  | NJFR-31-CFLQ-6 |  | TILT-CAUS Sodium Hydroxide Pre /PUMP | NJAC | M | NJAC-Z1-TILT.-CAUS | P201 | INSV | INAC INST | HUSSAARM | 2013-10-13 | 2580 TILTON RD |  |  | 0.00 HP AW | 0.000 GPM | 0.00 UN |  |  |  | XX | AW |  |  |  |  | XX | 0.00 % |  | 0.0000 "
5142879 | UNKNOWN |  |  |  | TILT-CAUS Sodium Hydroxide Post /PUMP | NJAC | M | NJAC-Z1-TILT.-CAUS | P201 | INSV | INAC INST | HUSSAARM | 2013-10-13 | 2580 TILTON RD |  |  | 0.00 HP AW | 0.000 GPM | 0.00 UN |  |  |  | XX | AW |  |  |  |  | XX | 0.00 % |  | 0.0000 "
5142811 | MILROY |  | NJFR-31-CFLQ-8 |  | TILT-HYPO SODHYP STNDBY /PUMP | NJAC | M | NJAC-Z1-TILT.-HYPO | P201 | INSV | INAC INST | HUSSAARM | 2013-10-13 | 2580 TILTON RD |  | CHEMICAL | 0.00 HP AW | 0.000 GPM | 56.00 UN | GPH | OIL | OIL | XX | AW |  |  |  |  | XX | 0.00 % |  | 0.0000 "
5142801 | MILROY |  | NJFR-31-CFLQ-5 |  | TILT-HYPO Sodium Hypochlorite Pre /PUMP | NJAC | M | NJAC-Z1-TILT.-HYPO | P201 | INSV | INAC INST | HUSSAARM | 2013-10-13 | 2580 TILTON RD |  | CHEMICAL | 0.00 HP AW | 0.000 GPM | 56.00 UN | GPH | OIL | OIL | XX | AW |  |  |  |  | XX | 0.00 % |  | 0.0000 "
5140794 | MILROY |  | NJFR-31-CFLQ-7 |  | TILT-HYPO Sodium Hypochlorite Post /PUMP | NJAC | M | NJAC-Z1-TILT.-HYPO | P201 | INSV | INAC INST | HUSSAARM | 2013-10-13 | 2580 TILTON RD |  | CHEMICAL | 0.00 HP AW | 0.000 GPM | 56.00 UN | GPH | OIL | OIL | XX | AW |  |  |  |  | XX | 0.00 % |  | 0.0000 "
5140741 | UNKNOWN |  | NJFR-31-CFLQ-4 |  | TILT-PHOS Phosphate #2 /PUMP | NJAC | M | NJAC-Z1-TILT.-PHOS | P201 | INSV | INAC INST | HUSSAARM | 2013-10-13 | 2580 TILTON RD |  |  | 0.00 HP AW | 0.000 GPM | 0.00 UN |  |  |  | XX | AW |  |  |  |  | XX | 0.00 % |  | 0.0000 "
5138439 | UNKNOWN |  | NJFR-31CFLQ-3 |  | TILT-PHOS Phosphate #1 /PUMP | NJAC | M | NJAC-Z1-TILT.-PHOS | P201 | INSV | INAC INST | HUSSAARM | 2013-10-13 | 2580 TILTON RD |  |  | 0.00 HP AW | 0.000 GPM | 0.00 UN |  |  |  | XX | AW |  |  |  |  | XX | 0.00 % |  | 0.0000 "
5138431 | UNKNOWN |  | NJFR-25-CFLQ-8 |  | SPRC-PHOS Phosphate #1 /PUMP | NJAC | M | NJAC-Z1-SPRC.-PHOS | P201 | INSV | INAC INST | HUSSAARM | 2013-10-13 | 5055 SPRUCE AVE |  |  | 0.00 HP AW | 0.000 GPM | 0.00 UN |  |  |  | XX | AW |  |  |  |  | XX | 0.00 % |  | 0.0000 "
5114515 | UNKNOWN |  | NJFR-15-CFLQ-4 |  | NLIN-PHOS Phosphate /PUMP | NJAC | M | NJAC-Z1-NLIN.-PHOS | P201 | INSV | INAC INST | HUSSAARM | 2013-10-13 | 605 NEW ROAD |  |  | 0.00 HP AW | 0.000 GPM | 0.00 UN |  |  |  | XX | AW |  |  |  |  | XX | 0.00 % |  | 0.0000 "
5097119 | PULSAFEEDER |  | NJFR-54-PWLL-1 |  | STGE-HYPO Sodium Hypochlorite /PUMP | NJCM | M | NJCM-UT-STGE.-HYPO | P201 | INSV | INAC INST | HUSSAARM | 2013-10-13 | 110 OLD STAGECOACH RD |  | CHEMICAL | 0.00 HP AW | 44.000 GPM | 44.00 UN | GPD |  |  | HORIZONTAL | AW |  |  |  |  | XX | 0.00 % |  | 0.0000 "
5097118 | PULSAFEEDER |  | NJFR-1-PWLL-1 |  | STGE-PHOS Phosphate /PUMP | NJCM | M | NJCM-UT-STGE.-PHOS | P201 | INSV | INAC INST | HUSSAARM | 2013-10-13 | 110 OLD STAGECOACH RD |  | CHEMICAL | 0.00 HP AW | 3.000 GPM | 6.00 UN | GPD |  |  | HORIZONTAL | AW |  |  |  |  | XX | 0.00 % |  | 0.0000 "
5097116 | PULSAFEEDER |  | NJFR-37-PWLL-1 |  | NORT-PHOS Phosphate /PUMP | NJCM | M | NJCM-OC-NORT.-PHOS | P201 | INSV | INAC INST | HUSSAARM | 2013-10-13 | 734 BATTERSEA RD |  | CHEMICAL | 0.00 HP AW | 3.000 GPM | 3.00 UN | GPD |  |  | HORIZONTAL | AW |  |  |  |  | XX | 0.00 % |  | 0.0000 "
5097115 | PULSAFEEDER |  | NJFR-8-IAWP-2 |  | NORT-HYPO Sodium Hypochlorite /PUMP | NJCM | M | NJCM-OC-NORT.-HYPO | P201 | INSV | INAC INST | HUSSAARM | 2013-10-13 | 734 BATTERSEA RD |  | CHEMICAL | 0.00 HP AW | 1.830 GPM | 1.83 UN | GPH |  |  | HORIZONTAL | AW |  |  |  |  | XX | 0.00 % |  | 0.0000 "
5097114 | PULSAFEEDER |  | NJFR-8-IAWP-1 |  | ST52-HYPO Sodium Hypochlorite /PUMP | NJCM | M | NJCM-OC-ST52.-HYPO | P201 | INSV | INAC INST | HUSSAARM | 2013-10-13 | 5161 ASBURY AVE |  | CHEMICAL | 0.00 HP AW | 44.000 GPM | 44.00 UN | GPD |  |  | HORIZONTAL | AW |  |  |  |  | XX | 0.00 % |  | 0.0000 "
5097113 | PULSAFEEDER |  | NJFR-8-PWLL-2 |  | ST52-PHOS Phosphate /PUMP | NJCM | M | NJCM-OC-ST52.-PHOS | P201 | INSV | INAC INST | HUSSAARM | 2013-10-13 | 5161 ASBURY AVE |  | CHEMICAL | 0.00 HP AW | 3.000 GPM | 3.00 UN | GPD |  |  | HORIZONTAL | AW |  |  |  |  | XX | 0.00 % |  | 0.0000 "
5097112 | PULSAFEEDER |  | NJFR-2-CFLQ-3 |  | ST35-PHOS Phosphate /PUMP | NJCM | M | NJCM-OC-ST35.-PHOS | P201 | INSV | INAC INST | HUSSAARM | 2013-10-13 | 3501 ASBURY AVE |  | CHEMICAL | 0.00 HP AW | 3.000 GPM | 3.00 UN | GPD |  |  | HORIZONTAL | AW |  |  |  |  | XX | 0.00 % |  | 0.0000 "
5097111 | PULSAFEEDER |  | NJFR-52-CFLQ-4 |  | ST35-HYPO Sodium Hypochlorite /PUMP | NJCM | M | NJCM-OC-ST35.-HYPO | P201 | INSV | INAC INST | HUSSAARM | 2013-10-13 | 3501 ASBURY AVE |  | CHEMICAL | 0.00 HP AW | 44.000 GPM | 44.00 UN | GPD |  |  | HORIZONTAL | AW |  |  |  |  | XX | 0.00 % |  | 0.0000 "
5097110 | PULSAFEEDER |  | NJFR-3-CFLQ-4 |  | ST20-HYPO Sodium Hypochlorite /PUMP | NJCM | M | NJCM-OC-ST20.-HYPO | P201 | INSV | INAC INST | HUSSAARM | 2013-10-13 | 2027 HAVEN AVE |  | CHEMICAL | 0.00 HP AW | 44.000 GPM | 44.00 UN | GPD |  |  | HORIZONTAL | AW |  |  |  |  | XX | 0.00 % |  | 0.0000 "
5097108 | PULSAFEEDER |  | NJFR-43-CFLQ-4 |  | ST20-PHOS Phosphate /PUMP | NJCM | M | NJCM-OC-ST20.-PHOS | P201 | INSV | INAC INST | HUSSAARM | 2013-10-13 | 2027 HAVEN AVE |  | CHEMICAL | 0.00 HP AW | 3.000 GPM | 3.00 UN | GPD |  |  | HORIZONTAL | AW |  |  |  |  | XX | 0.00 % |  | 0.0000 "
5097107 | PULSAFEEDER |  | NJFR-9-CFLQ-3 |  | ST11-PHOS Well #8 Phosphate /PUMP | NJCM | M | NJCM-OC-ST11.-PHOS | P201 | INSV | INAC INST | HUSSAARM | 2013-10-13 | 1108 WEST AVE |  | CHEMICAL | 0.00 HP AW | 3.000 GPM | 3.00 UN | GPD |  |  | HORIZONTAL | AW |  |  |  |  | XX | 0.00 % |  | 0.0000 "
5097106 | PULSAFEEDER |  | NJFR-44-CFLQ-4 |  | ST11-HYPO SODHYP WL8 /PUMP | NJCM | M | NJCM-OC-ST11.-HYPO | P201 | INSV | INAC INST | HUSSAARM | 2013-10-13 | 1108 WEST AVE |  | CHEMICAL | 0.00 HP AW | 44.000 GPM | 44.00 UN | GPD |  |  | HORIZONTAL | AW |  |  |  |  | XX | 0.00 % |  | 0.0000 "
5096781 | MILTON ROY |  | NJFR-22-CFLQ-5 |  | FIRE-CAUS Sodium Hydroxide /PUMP | NJAC | M | NJAC-Z1-FIRE.-CAUS | P201 | OOS | INAC INST | HUSSAARM | 2013-10-13 | 3226 FIRE RD |  | CHEMICAL | 0.00 HP AW | 5.500 GPM | 5.50 UN | GPH | OIL |  | VERTICAL | AW |  |  |  |  | LESS THAN 1 | 0.00 % |  | 0.0000 " | LESS THAN 1 | CAST IRON
5096704 | UNKNOWN |  | NJFR-22-CFLQ-4 |  | FIRE-PHOS Phosphate /PUMP | NJAC | M | NJAC-Z1-FIRE.-PHOS | P201 | OOS | INAC INST | HUSSAARM | 2013-10-13 | 3226 FIRE RD |  |  | 0.00 HP AW | 0.000 GPM | 0.00 UN |  |  |  | XX | AW |  |  |  |  | XX | 0.00 % |  | 0.0000 "
5094388 | UNKNOWN |  | NJFR-26-CFLQ-6 |  | ECRT-HYPO Sodium Hypochlorite /PUMP | NJAC | M | NJAC-Z1-ECRT.-HYPO | P201 | OOS | INAC INST | HUSSAARM | 2013-10-13 | 554 SCARBOROUGH DRIVE |  |  | 0.00 HP AW | 0.000 GPM | 0.00 UN |  |  |  | XX | AW |  |  |  |  | XX | 0.00 % |  | 0.0000 "
5094373 | UNKNOWN |  | NJFR-26-CFLQ-5 |  | ECRT-CAUS Sodium Hydroxide /PUMP | NJAC | M | NJAC-Z1-ECRT.-CAUS | P201 | OOS | INAC INST | HUSSAARM | 2013-10-13 | 554 SCARBOROUGH DRIVE |  |  | 0.00 HP AW | 0.000 GPM | 0.00 UN |  |  |  | XX | AW |  |  |  |  | XX | 0.00 % |  | 0.0000 "
5094348 | UNKNOWN |  | NJFR-26-CFLQ-4 |  | ECRT-PHOS Phosphate /PUMP | NJAC | M | NJAC-Z1-ECRT.-PHOS | P201 | OOS | INAC INST | HUSSAARM | 2013-10-13 | 554 SCARBOROUGH DRIVE |  |  | 0.00 HP AW | 0.000 GPM | 0.00 UN |  |  |  | XX | AW |  |  |  |  | XX | 0.00 % |  | 0.0000 "
5092468 | PULSATRON |  | NJFR-17-CFLQ-6 |  | DOBB-HYPO Sodium Hypochlorite PRE /PUMP | NJAC | M | NJAC-Z1-DOBB.-HYPO | P201 | OOS | INAC INST | HUSSAARM | 2013-10-13 | 1002 DOBBS AVE |  |  | 0.00 HP AW | 0.000 GPM | 0.00 UN |  |  |  | XX | AW |  |  |  |  | XX | 0.00 % |  | 0.0000 "
5091730 | UNKNOWN |  | NJFR-17-CFLQ-4 |  | DOBB-PHOS Phosphate /PUMP | NJAC | M | NJAC-Z1-DOBB.-PHOS | P201 | OOS | INAC INST | HUSSAARM | 2013-10-13 | 1002 DOBBS AVE |  |  | 0.00 HP AW | 0.000 GPM | 0.00 UN |  |  |  | XX | AW |  |  |  |  | XX | 0.00 % |  | 0.0000 "
5091207 | LMI |  | NJFR-53-CFLQ3 |  | CRIS-PHOS Phosphate /PUMP | NJAC | M | NJAC-Z1-CRIS.-PHOS | P201 | OOS | INAC INST | HUSSAARM | 2013-10-13 | 452 CHRIS GAUPP DR |  | CHEMICAL | 0.00 HP AW | 0.000 GPM | 0.00 UN |  |  |  | VERTICAL | AW |  |  |  |  | XX | 0.00 % |  | 0.0000 "
5090369 | PULSATRON |  | NJFR-53-CFLQ-4 |  | CRIS-HYPO Sodium Hypochlorite /PUMP | NJAC | M | NJAC-Z1-CRIS.-HYPO | P201 | OOS | INAC INST | HUSSAARM | 2013-10-13 | 452 CHRIS GAUPP DR |  | CHEMICAL | 0.00 HP AW | 0.000 GPM | 44.00 UN | GPD |  |  | VERTICAL | AW |  |  |  |  | LESS THAN 1 | 0.00 % | OTHER | 0.0000 " | LESS THAN 1
5088066 | PULSATRON |  | NJFR-23-CFLQ-4 |  | BARG-PHOS Phosphate /PUMP | NJAC | M | NJAC-Z1-BARG.-PHOS | P201 | OOS | INAC INST | HUSSAARM | 2013-10-13 | 6707 MILL ROAD |  | CHEMICAL | 0.00 HP AW | 3.000 GPM | 3.00 UN | GPD |  |  | VERTICAL | AW |  |  |  |  | LESS THAN 1 | 0.00 % |  | 0.0000 " | LESS THAN 1
5088053 | PULSATRON |  | NJFR-23-CFLQ-6 |  | BARG-HYPO Sodium Hypochlorite /PUMP | NJAC | M | NJAC-Z1-BARG.-HYPO | P201 | OOS | INAC INST | HUSSAARM | 2013-10-13 | 6707 MILL ROAD |  | CHEMICAL | 0.00 HP AW | 0.000 GPM | 0.00 UN | GPD |  |  | VERTICAL | AW |  |  |  |  | LESS THAN 1 | 0.00 % |  | 0.0000 " | LESS THAN 1
5088041 | MILROY |  | NJFR-23-CFLQ-5 |  | BARG-CAUS Sodium Hydroxide /PUMP | NJAC | M | NJAC-Z1-BARG.-CAUS | P201 | OOS | INAC INST | HUSSAARM | 2013-10-13 | 6707 MILL ROAD |  | CHEMICAL | 0.00 HP AW | 0.000 GPM | 5.50 UN | GPH |  |  | VERTICAL | AW |  |  |  |  | LESS THAN 1 | 0.00 % |  | 0.0000 " | LESS THAN 1
5088029 | PULSATRON |  | NJFR-20-CFLQ-9 |  | ABSC-PHOS Phosphate /PUMP | NJAC | M | NJAC-Z1-ABSC.-PHOS | P201 | OOS | INST | HUSSAARM | 2013-10-13 | 534 NEW JERSEY AVE |  | CHEMICAL |  |  |  | GPD |  |  | XX | AW |  |  |  |  | LESS THAN 1 |  |  |  | LESS THAN 1
5088016 | PULSATRON |  | NJFR-20-CFLQ7 |  | ABSC-HYPO Sodium Hypochlorite /PUMP | NJAC | M | NJAC-Z1-ABSC.-HYPO | P201 | OOS | INST | HUSSAARM | 2013-10-13 | 534 NEW JERSEY AVE |  | CHEMICAL |  |  |  | GPD |  |  | VERTICAL | AW |  |  |  |  | LESS THAN 1 |  |  |  | LESS THAN 1
5097120 | PULSAFEEDER |  |  |  | WSTA-PHOS Phosphate /PUMP | NJCM | M | NJCM-OC-WSTA.-PHOS | P201 | INSV | INAC INST | HUSSAARM | 2013-10-13 | 66 W STATION RD |  | CHEMICAL | 0.00 HP AW | 3.000 GPM | 6.00 UN | GPD |  |  | HORIZONTAL | AW |  |  |  |  | XX | 0.00 % |  | 0.0000 "
5112762 | UNKNOWN |  | NJFR-15-CFLQ-5 |  | NLIN-CAUS Sodium Hydroxide /PUMP | NJAC | M | NJAC-Z1-NLIN.-CAUS | P201 | INSV | INAC INST | HUSSAARM | 2013-10-13 | 605 NEW ROAD |  |  | 0.00 HP AW | 0.000 GPM | 0.00 UN |  |  |  | XX | AW |  |  |  |  | XX | 0.00 % |  | 0.0000 "
5111438 | UNKNOWN |  | NJFR-15-CFLQ-6 |  | NLIN-HYPO Sodium Hypochlorite /PUMP | NJAC | M | NJAC-Z1-NLIN.-HYPO | P201 | INSV | INAC INST | HUSSAARM | 2013-10-13 | 605 NEW ROAD |  |  | 0.00 HP AW | 0.000 GPM | 0.00 UN |  |  |  | XX | AW |  |  |  |  | XX | 0.00 % |  | 0.0000 "
5110206 | UNKNOWN |  | NJFR-13-CFLQ-4 |  | MILL-PHOS Phosphate /PUMP | NJAC | M | NJAC-Z1-MILL.-PHOS | P201 | INSV | INAC INST | HUSSAARM | 2013-10-13 | 100 MILL ROAD |  |  | 0.00 HP AW | 0.000 GPM | 0.00 UN |  |  |  | XX | AW |  |  |  |  | XX | 0.00 % |  | 0.0000 "
5109075 | PULSATRON |  | NJFR-13-CFLQ-6 |  | MILL-HYPO SODHYP PST/PUMP | NJAC | M | NJAC-Z1-MILL.-HYPO | P201 | INSV | INAC INST | HUSSAARM | 2013-10-13 | 100 MILL ROAD |  | CHEMICAL | 0.00 HP AW | 0.000 GPM | 0.00 UN | GPD |  |  | XX | AW |  |  |  |  | XX | 0.00 % |  | 0.0000 "
5107760 | UNKNOWN |  | NJFR-13-CFLQ-5 |  | MILL-CAUS Sodium Hydroxide /PUMP | NJAC | M | NJAC-Z1-MILL.-CAUS | P201 | INSV | INAC INST | HUSSAARM | 2013-10-13 | 100 MILL ROAD |  |  | 0.00 HP AW | 0.000 GPM | 0.00 UN |  |  |  | XX | AW |  |  |  |  | XX | 0.00 % |  | 0.0000 "
5107754 | PULSATRON |  | NJFR-13-CFLQ-6 |  | MILL-HYPO SODHYP PRE/PUMP | NJAC | M | NJAC-Z1-MILL.-HYPO | P201 | INSV | INAC INST | HUSSAARM | 2013-10-13 | 100 MILL ROAD |  | CHEMICAL | 0.00 HP AW | 0.000 GPM | 0.00 UN | GPD |  |  | XX | AW |  |  |  |  | XX | 0.00 % |  | 0.0000 " |  | ALUMINUM
5106534 | UNKNOWN |  | NJFR-41-CFLQ-6 |  | MART-HYPO SODHYP PRE/PUMP | NJAC | M | NJAC-Z1-MART.-HYPO | P201 | INSV | INAC INST | HUSSAARM | 2013-10-13 | 107 MARTIN AVE |  |  | 0.00 HP AW | 0.000 GPM | 0.00 UN |  |  |  | XX | AW |  |  |  |  | XX | 0.00 % |  | 0.0000 "
5104873 | UNKNOWN |  | NJFR-41-CFLQ-5 |  | MART-CAUS Sodium Hydroxide /PUMP | NJAC | M | NJAC-Z1-MART.-CAUS | P201 | INSV | INAC INST | HUSSAARM | 2013-10-13 | 107 MARTIN AVE |  |  | 0.00 HP AW | 0.000 GPM | 0.00 UN |  |  |  | XX | AW |  |  |  |  | XX | 0.00 % |  | 0.0000 "
5103930 | UNKNOWN |  | NJFR-41-CFLQ-4 |  | MART-PHOS Phosphate /PUMP | NJAC | M | NJAC-Z1-MART.-PHOS | P201 | INSV | INAC INST | HUSSAARM | 2013-10-13 | 107 MARTIN AVE |  |  | 0.00 HP AW | 0.000 GPM | 0.00 UN |  |  |  | XX | AW |  |  |  |  | XX | 0.00 % |  | 0.0000 "
5102714 | UNKNOWN |  | NJFR-41-CFLQ-7 |  | MART-HYPO SODHYP PST/PUMP | NJAC | M | NJAC-Z1-MART.-HYPO | P201 | INSV | INAC INST | HUSSAARM | 2013-10-13 | 107 MARTIN AVE |  |  | 0.00 HP AW | 0.000 GPM | 0.00 UN |  |  |  | XX | AW |  |  |  |  | XX | 0.00 % |  | 0.0000 "
5100093 | UNKNOWN |  | NJFR-11-CFLQ-6 |  | GROV-HYPO Sodium Hypochlorite /PUMP | NJAC | M | NJAC-Z1-GROV.-HYPO | P201 | OOS | INAC INST | HUSSAARM | 2013-10-13 | 680 W MARYLAND AVE | [8 empty] | XX | AW |  |  |  |  | XX
5100016 | UNKNOWN |  | NJFR-11-CFLQ-5 |  | GROV-CAUS Sodium Hydroxide /PUMP | NJAC | M | NJAC-Z1-GROV.-CAUS | P201 | OOS | INAC INST | HUSSAARM | 2013-10-13 | 680 W MARYLAND AVE | [8 empty] | XX | AW |  |  |  |  | XX
5098689 | UNKNOWN |  | NJFR-11-CFLQ-4 |  | GROV-PHOS Phosphate /PUMP | NJAC | M | NJAC-Z1-GROV.-PHOS | P201 | OOS | INAC INST | HUSSAARM | 2013-10-13 | 680 W MARYLAND AVE | [8 empty] | XX | AW |  |  |  |  | XX
5097121 | PULSAFEEDER |  |  |  | WSTA-HYPO Sodium Hypochlorite /PUMP | NJCM | M | NJCM-OC-WSTA.-HYPO | P201 | INSV | INAC INST | HUSSAARM | 2013-10-13 | 66 W STATION RD |  | CHEMICAL | 0.00 HP AW | 44.000 GPM | 44.00 UN | GPD |  |  | HORIZONTAL | AW |  |  |  |  | XX | 0.00 % |  | 0.0000 "
5097122 | PULSAFEEDER |  |  |  | STRM-HYPO SODHYP WL1 /PUMP | NJCM | M | NJCM-SM-STRM.-HYPO | P201 | INSV | INAC INST | HUSSAARM | 2013-10-13 | 6 W VINCENT AVE |  | CHEMICAL | 0.00 HP AW | 12.000 GPM | 12.00 UN | GPD |  |  | HORIZONTAL | AW |  |  |  |  | XX | 0.00 % |  | 0.0000 "
5097123 | PULSAFEEDER |  |  |  | STRM-HYPO SODHYP WL2 /PUMP | NJCM | M | NJCM-SM-STRM.-HYPO | P201 | INSV | INAC INST | HUSSAARM | 2013-10-13 | 6 W VINCENT AVE |  | CHEMICAL | 0.00 HP AW | 12.000 GPM | 12.00 UN | GPD |  |  | HORIZONTAL | AW |  |  |  |  | XX | 0.00 % |  | 0.0000 "
5097124 | LMI |  |  |  | STRM-PHOS Well #1 Phosphate /PUMP | NJCM | M | NJCM-SM-STRM.-PHOS | P201 | INSV | INAC INST | HUSSAARM | 2013-10-13 | 6 W VINCENT AVE |  | CHEMICAL | 0.00 HP AW | 14.400 GPM | 14.40 UN | GPD |  |  | HORIZONTAL | AW |  |  |  |  | XX | 0.00 % |  | 0.0000 "
5097126 | LMI |  |  |  | STRM-PHOS Well #2 Phosphate /PUMP | NJCM | M | NJCM-SM-STRM.-PHOS | P201 | INSV | INAC INST | HUSSAARM | 2013-10-13 | 6 W VINCENT AVE |  | CHEMICAL | 0.00 HP AW | 14.400 GPM | 14.40 UN | GPD |  |  | HORIZONTAL | AW |  |  |  |  | XX | 0.00 % |  | 0.0000 "
5097127 | MILTON ROY |  |  |  | MAIN-HYPO Sodium Hypochlorite #1 /PUMP | NJCM | M | NJCM-MT-MAIN.-HYPO | P201 | INSV | INAC INST | HUSSAARM | 2013-10-13 | 412 N ROUTE 9 |  | CHEMICAL | 0.00 HP AW | 35.700 GPM | 35.70 UN | GPH |  |  | HORIZONTAL | AW |  |  |  |  | XX | 0.00 % |  | 0.0000 "
5097128 | PULSAFEEDER |  |  |  | MAIN-PHOS Phosphate /PUMP | NJCM | M | NJCM-MT-MAIN.-PHOS | P201 | OOS | INAC INST | HUSSAARM | 2013-10-13 | 412 N ROUTE 9 |  | CHEMICAL | 0.00 HP AW | 3.000 GPM | 3.00 UN | GPD |  |  | HORIZONTAL | AW |  |  |  |  | XX | 0.00 % |  | 0.0000 "
5097129 | PULSAR |  |  |  | MAIN-HYPO Sodium Hypochlorite #2 /PUMP | NJCM | M | NJCM-MT-MAIN.-HYPO | P201 | INSV | INAC INST | HUSSAARM | 2013-10-13 | 412 N ROUTE 9 |  | CHEMICAL | 0.00 HP AW | 35.700 GPM | 35.70 UN | GPH |  |  | HORIZONTAL | AW |  |  |  |  | XX | 0.00 % |  | 0.0000 "
5097130 | LMI |  |  |  | HAND-PHOS Phosphate /PUMP | NJCM | M | NJCM-MT-HAND.-PHOS | P201 | OOS | INAC INST | HUSSAARM | 2013-10-13 | 205 MECHANIC ST |  | CHEMICAL | 0.00 HP AW | 14.400 GPM | 14.40 UN | GPD |  |  | HORIZONTAL | AW |  |  |  |  | XX | 0.00 % |  | 0.0000 "
5097131 | PULSAFEEDER |  |  |  | HAND-HYPO Sodium Hypochlorite /PUMP | NJCM | M | NJCM-MT-HAND.-HYPO | P201 | OOS | INAC INST | HUSSAARM | 2013-10-13 | 205 MECHANIC ST |  | CHEMICAL | 0.00 HP AW | 44.000 GPM | 44.00 UN | GPD |  |  | HORIZONTAL | AW |  |  |  |  | XX | 0.00 % |  | 0.0000 "
5097133 | LMI |  |  |  | LAKE-PHOS Phosphate /PUMP | NJCM | M | NJCM-MT-LAKE.-PHOS | P201 | OOS | INAC INST | HUSSAARM | 2013-10-13 | 1390 ROUTE 9 SOUTH |  | CHEMICAL | 0.00 HP AW | 14.400 GPM | 14.40 UN | GPD |  |  | HORIZONTAL | AW |  |  |  |  | XX | 0.00 % |  | 0.0000 "
5097134 | PULSAFEEDER |  |  |  | LAKE-HYPO Sodium Hypochlorite /PUMP | NJCM | M | NJCM-MT-LAKE.-HYPO | P201 | OOS | INAC INST | HUSSAARM | 2013-10-13 | 1390 ROUTE 9 SOUTH |  | CHEMICAL | 0.00 HP AW | 44.000 GPM | 44.00 UN | GPD |  |  | HORIZONTAL | AW |  |  |  |  | XX | 0.00 % |  | 0.0000 "
5097984 | UNKNOWN |  | NJFR-22-CFLQ-6 |  | FIRE-HYPO Sodium Hypochlorite /PUMP | NJAC | M | NJAC-Z1-FIRE.-HYPO | P201 | OOS | INAC INST | HUSSAARM | 2013-10-13 | 3226 FIRE RD |  |  | 0.00 HP AW | 0.000 GPM | 0.00 UN |  |  |  | XX | AW |  |  |  |  | XX | 0.00 % |  | 0.0000 "
5190511 | MILROY |  | NJFR-20-CFLQ-3 |  | ABSC-HYPO SODIUM HYPOCHLORITE POST/PUMP | NJAC | M | NJAC-Z1-ABSC.-HYPO | P201 | INSV | INAC INST | DENIGRCM | 2014-08-25 | 534 New Jersey Ave |  | CHEMICAL | 0.00 HP AW | 0.000 GPM | 11.00 UN | GPH |  |  | VERTICAL | AW |  |  |  |  | XX | 0.00 % |  | 0.0000 "
5190512 | MILROY |  | NJFR-20-CFLQ-6 |  | ABSC-HYPO SODIUM HYPOCHLORITE STAND/PUMP | NJAC | M | NJAC-Z1-ABSC.-HYPO | P201 | INSV | INAC INST | DENIGRCM | 2014-08-25 | 534 New Jersey Ave |  | CHEMICAL | 0.00 HP AW | 0.000 GPM | 18.00 UN | GPH |  |  | VERTICAL | AW |  |  |  |  | XX | 0.00 % |  | 0.0000 "
5190700 | PULSATRON |  | NJFR-20-CFLQ-1 |  | ABSC PHOSPHATE #1 /PUMP | NJAC | M | NJAC-Z1-ABSC.-PHOS | P201 | OOS | INAC INST | DENIGRCM | 2014-08-25 | 534 New Jersey Ave |  | CHEMICAL | 0.00 HP AW | 0.000 GPM | 6.00 UN | GPD |  |  | VERTICAL | AW |  |  |  |  | XX | 0.00 % |  | 0.0000 "
5190701 | MILROY |  | NJFR-20-CFLQ-3 |  | ABSC-HYPO SODIUM HYPOCHLORITE PRE#1/PUMP | NJAC | M | NJAC-Z1-ABSC.-HYPO | P201 | INSV | INAC INST | DENIGRCM | 2014-08-25 | 534 New Jersey Ave |  | CHEMICAL | 0.00 HP AW | 0.000 GPM | 18.00 UN | GPH |  |  | VERTICAL | AW |  |  |  |  | XX | 0.00 % |  | 0.0000 "
5190703 | MILROY |  | NJFR-20-CFLQ-4 |  | ABSC-HYPO SODIUM HYPOCHLORITE PRE#2/PUMP | NJAC | M | NJAC-Z1-ABSC.-HYPO | P201 | INSV | INAC INST | DENIGRCM | 2014-08-25 | 534 New Jersey Ave |  | CHEMICAL | 0.00 HP AW | 0.000 GPM | 18.00 UN | GPH |  |  | VERTICAL | AW |  |  |  |  | XX | 0.00 % |  | 0.0000 "
5190912 | UNKNOWN |  | NJFR-20-PCTP-2 |  | ABSC-CAUS Transfer - Caustic #1 /PUMP | NJAC | 3 | NJAC-Z1-ABSC.-CAUS | P201 | INSV | INAC INST | DENIGRCM | 2014-08-28 | 534 Jersey Avenue |  | CHEMICAL | 0.00 HP AW | 0.000 GPM | 0.00 UN |  |  |  | HORIZONTAL | AW |  |  |  | ANTI FRICTION | 1.5 | 0.00 % | OTHER | 0.0000 " | 1.5 | OTHER
5190540 | UNKNOWN |  |  |  | ABSC-CAUS Sodium Hydroxide #2 /Pump | NJAC | 6 | NJAC-Z1-ABSC.-CAUS | P201 | INSV | INAC INST | HEIMER | 2014-09-17 | 534 New Jersey Ave |  |  | 0.00 HP AW | 0.000 GPM | 0.00 UN | GPH |  |  | VERTICAL | AW |  |  |  |  | LESS THAN 1 | 0.00 % |  | 0.0000 " | LESS THAN 1
5190541 | UNKNOWN |  |  |  | ABSC-CAUS Sodium Hydroxide #1 /Pump | NJAC | 6 | NJAC-Z1-ABSC.-CAUS | P201 | INSV | INAC INST | HEIMER | 2014-09-17 | 534 New Jersey Ave |  |  | 0.00 HP AW | 0.000 GPM | 0.00 UN | GPH |  |  | VERTICAL | AW |  |  |  |  | LESS THAN 1 | 0.00 % |  | 0.0000 "
5212102 | MILTON ROY |  |  |  | STGE-HYPO Sodium Hypochlorite /PUMP 2 | NJCM | M | NJCM-UT-STGE.-HYPO | P201 | INSV | INST | HEIMER | 2016-03-01 | 110 OLD STAGECOACH RD |  | CHEMICAL | 0.00 HP AW | 0.000 GPM | 0.00 UN | GPD |  |  | HORIZONTAL | AW |  |  |  |  | XX | 0.00 % |  | 0.0000 "
5211915 | MILTON ROY |  |  |  | STGE-HYPO RECHLOR #1 /PUMP | NJCM | M | NJCM-UT-STGE.-HYPO | P201 | INSV | INST | HEIMER | 2016-03-02 | 110 OLD STAGECOACH RD |  | CHEMICAL | 0.00 HP AW | 0.000 GPM | 0.00 UN | GPD |  |  | XX | AW |  |  |  |  | XX | 0.00 % |  | 0.0000 "
5211916 | MILTON ROY |  |  |  | STGE-HYPO RECHLOR #2 /PUMP | NJCM | M | NJCM-UT-STGE.-HYPO | P201 | INSV | INST | HEIMER | 2016-03-02 | 110 OLD STAGECOACH RD |  | CHEMICAL | 0.00 HP AW | 0.000 GPM | 0.00 UN | GPD |  |  | XX | AW |  |  |  |  | XX | 0.00 % |  | 0.0000 "
5211917 | MILTON ROY |  |  |  | STGE-HYPO Sodium Hypochlorite #1/PUMP | NJCM | M | NJCM-UT-STGE.-HYPO | P201 | INSV | INST | HEIMER | 2016-03-02 | 110 OLD STAGECOACH RD |  | CHEMICAL | 0.00 HP AW | 0.000 GPM | 0.00 UN | GPD |  |  | XX | AW |  |  |  |  | XX | 0.00 % |  | 0.0000 "

## Plant Valve
Equipment |  | Function class | Inventory no. | Position | Description | AuthorizGroup | EquipCategory | Functional Loc. | Planning plant | User status | System status | Created by | Created on | Street | Size/dimens. | Actuator Manufacture | Actuator Type | Application | Automated/Actuated | Bypass Valve? | Fail Position | Gear Type | Joint Type | Material of Construc | Normal Position | Normal Sys Pressure | Number of Turns | Open Direction | Open/Close Switches? | Owned By | Plant Valve Type | Pressure Class | Special Mtn Note | Special Mtn Note Det | Vlv-Valve Size
10408240 | UNKNOWN |  |  |  | ACUA Pump #3 Check /Valve | NJAC | V | NJAC-Z1-MUA1. | P201 | OOS | INAC INST | HUSSAARM | 2013-10-12 | 1151 N MAIN STREET |  |  |  | PUMP DISCHARGE | Y | XX |  |  | XX |  | XX |  | 999.00 TN | XX |  | AW | HYDRAULIC ONLY PVLV | XX |  |  | XX
10408248 | UNKNOWN |  |  |  | TILT-21 Well Check /Valve | NJAC | V | NJAC-Z1-TILT.-21.. | P201 | INSV | INST | HUSSAARM | 2013-10-12 | 2572 TILTON RD |  |  |  |  | Y | XX |  |  | XX |  | XX |  | 999.00 TN | XX |  | AW | HYDRAULIC ONLY PVLV | XX |  |  | XX
10564534 | UNKNOWN |  | NJFR-30-VSLG-1 |  | SMFP Backwash Tank Waste /Valve | NJAC | V | NJAC-Z1-SMFP. | P201 | INSV | INST | HUSSAARM | 2013-10-13 | 525 E MOSS MILL ROAD |  |  |  | IN PLANT | Y | XX |  |  | XX |  | XX |  | 999.00 TN | XX |  | AW | ELECTRIC MOTOR PVLV | XX |  |  | XX
10568781 | UNKNOWN |  | NJFR-30-VCHK-1 |  | SMFP-1 Well #1 Check /Valve | NJAC | V | NJAC-Z1-SMFP.-1... | P201 | INSV | INST | HUSSAARM | 2013-10-13 | 501 E MOSS MILL ROAD |  |  |  | PUMP DISCHARGE | Y | XX |  |  | XX |  | XX | 0 PSI | 999.00 TN | XX |  | AW | HYDRAULIC ONLY PVLV | XX |  |  | XX
10573558 | UNKNOWN |  | NJFR-30-VCHK-4 |  | SMFP EFF 2 DISTRIB CHK /VALVE | NJAC | V | NJAC-Z1-SMFP. | P201 | INSV | INST | HUSSAARM | 2013-10-13 | 525 E MOSS MILL ROAD |  |  |  | IN PLANT | Y | XX |  |  | XX |  | XX |  | 999.00 TN | XX |  | AW | HYDRAULIC ONLY PVLV | XX |  |  | XX
10574962 | UNKNOWN |  |  |  | ST27 LUBE LINE /Valve | NJCM | V | NJCM-OC-ST27. | P201 | INSV | INST | HUSSAARM | 2013-10-13 | 2661 WEST AVE |  |  |  |  | Y | XX |  |  | XX |  | XX | 0 PSI | 999.00 TN | XX |  | AW | ELECTRIC SOLENOID ONLY PVLV | XX |  |  | XX
10574963 | KENNEDY |  |  |  | ST27 BLOWOFF /Valve | NJCM | V | NJCM-OC-ST27. | P201 | INSV | INST | HUSSAARM | 2013-10-13 | 2661 WEST AVE |  |  | MANUAL | BYPASS | N | XX |  |  | FLANGED | CAST IRON | CLOSED | 250 PSI | 999.00 TN | XX |  | AW | MANUAL PVLV | 250 |  |  | 6
10574965 | MUELLER |  |  |  | ST27 10" CHECK /Valve | NJCM | V | NJCM-OC-ST27. | P201 | INSV | INST | HUSSAARM | 2013-10-13 | 2661 WEST AVE |  |  |  | IN PLANT | Y | XX |  | WORM | FLANGED | DUCTILE IRON | OPEN | 0 PSI | 999.00 TN | XX | N | AW | HYDRAULIC ONLY PVLV | XX |  |  | 10
10574966 | CRISPIN |  |  |  | ST27 WELL AIR RELEASE /Valve | NJCM | V | NJCM-OC-ST27. | P201 | INSV | INST | HUSSAARM | 2013-10-13 | 2661 WEST AVE |  |  | PNEUMATIC | AIR RELEASE | Y | XX | CLOSED |  | THREADED | CAST IRON | CLOSED | 150 PSI | 999.00 TN | XX |  | AW | HYDRAULIC ONLY PVLV | 150 |  |  | 2
10574968 | UNKNOWN |  |  |  | STR3 LUBE LINE /Valve | NJCM | V | NJCM-OC-STR3. | P201 | INSV | INST | HUSSAARM | 2013-10-13 | 248 WEST AVE |  |  |  |  | Y | XX |  |  | XX |  | XX |  | 999.00 TN | XX |  | AW | ELECTRIC SOLENOID ONLY PVLV | XX |  |  | XX
10574970 | CRISPIN |  |  |  | STR3 WELL AIR RELEASE /Valve | NJCM | V | NJCM-OC-STR3. | P201 | INSV | INST | HUSSAARM | 2013-10-13 | 248 WEST AVE |  |  | PNEUMATIC | AIR RELEASE | Y | XX | CLOSED |  | THREADED | CAST IRON | CLOSED | 150 PSI | 999.00 TN | XX |  | AW | HYDRAULIC ONLY PVLV | 150 |  |  | 2
10574972 | MUELLER |  |  |  | STR3 10" CHECK /Valve | NJCM | V | NJCM-OC-STR3. | P201 | INSV | INST | HUSSAARM | 2013-10-13 | 248 WEST AVE |  |  |  | IN PLANT | Y | XX |  | WORM | FLANGED | DUCTILE IRON | OPEN |  | 999.00 TN | XX | N | AW | HYDRAULIC ONLY PVLV | XX |  |  | 10
10574974 | UNKNOWN |  |  |  | STR3 DIST SYSTEM GATE /Valve | NJCM | V | NJCM-OC-STR3. | P201 | INSV | INST | HUSSAARM | 2013-10-13 | 248 WEST AVE |  |  | MANUAL |  | N | XX |  |  | XX |  | XX |  | 999.00 TN | XX |  | AW | MANUAL PVLV | XX |  |  | 10
10574976 | UNKNOWN |  |  |  | STR3 BLOWOFF /Valve | NJCM | V | NJCM-OC-STR3. | P201 | INSV | INST | HUSSAARM | 2013-10-13 | 248 WEST AVE |  |  | MANUAL |  | N | XX |  |  | XX |  | XX |  | 999.00 TN | XX |  | AW | MANUAL PVLV | XX |  |  | 6
10574978 | UNKNOWN |  |  |  | ST27 DIST SYSTEM GATE /Valve | NJCM | V | NJCM-OC-ST27. | P201 | INSV | INST | HUSSAARM | 2013-10-13 | 2661 WEST AVE |  |  | MANUAL |  | N | XX |  |  | XX |  | XX |  | 999.00 TN | XX |  | AW | MANUAL PVLV | XX |  |  | XX
10574979 | UNKNOWN |  |  |  | ST27-PHOS VACUUM BREAKER 1 /Valve | NJCM | V | NJCM-OC-ST27.-PHOS | P201 | INSV | INST | HUSSAARM | 2013-10-13 | 2661 WEST AVE |  |  |  |  | Y | XX |  |  | XX |  | XX |  | 999.00 TN | XX |  | AW | HYDRAULIC ONLY PVLV | XX |  |  | XX
10574981 | UNKNOWN |  |  |  | ST27-PHOS VACUUM BREAKER 2 /Valve | NJCM | V | NJCM-OC-ST27.-PHOS | P201 | INSV | INST | HUSSAARM | 2013-10-13 | 2661 WEST AVE |  |  |  | CHEMICAL FEED - LIQUID | Y | XX |  |  | XX |  | XX |  | 999.00 TN | XX |  | AW | HYDRAULIC ONLY PVLV | XX |  |  | XX
10574983 | UNKNOWN |  |  |  | ST27-HYPO VACUUM BREAKER 1 /Valve | NJCM | V | NJCM-OC-ST27.-HYPO | P201 | INSV | INST | HUSSAARM | 2013-10-13 | 2661 WEST AVE |  |  |  | CHEMICAL FEED - LIQUID | Y | XX |  |  | XX |  | XX |  | 999.00 TN | XX |  | AW | HYDRAULIC ONLY PVLV | XX |  |  | XX
10574985 | UNKNOWN |  |  |  | ST27-HYPO VACUUM BREAKER 2 /Valve | NJCM | V | NJCM-OC-ST27.-HYPO | P201 | INSV | INST | HUSSAARM | 2013-10-13 | 2661 WEST AVE |  |  |  | CHEMICAL FEED - LIQUID | Y | XX |  |  | XX |  | XX |  | 999.00 TN | XX |  | AW | HYDRAULIC ONLY PVLV | XX |  |  | XX
10574986 | UNKNOWN |  |  |  | STR3-HYPO VACUUM BREAKER 1 /Valve | NJCM | V | NJCM-OC-STR3.-HYPO | P201 | INSV | INST | HUSSAARM | 2013-10-13 | 248 WEST AVE |  |  |  | CHEMICAL FEED - LIQUID | Y | XX |  |  | XX |  | XX |  | 999.00 TN | XX |  | AW | HYDRAULIC ONLY PVLV | XX |  |  | XX
10574988 | UNKNOWN |  |  |  | STRM-HYPO VACUUM BREAKER /Valve | NJCM | V | NJCM-OC-STR3.-HYPO | P201 | INSV | INST | HUSSAARM | 2013-10-13 | 248 WEST AVE |  |  |  | CHEMICAL FEED - LIQUID | Y | XX |  |  | XX |  | XX |  | 999.00 TN | XX |  | AW | HYDRAULIC ONLY PVLV | XX |  |  | XX
10574990 | UNKNOWN |  |  |  | STR3-PHOS VACUUM BREAKER 1 /Valve | NJCM | V | NJCM-OC-STR3.-PHOS | P201 | INSV | INST | HUSSAARM | 2013-10-13 | 248 WEST AVE |  |  |  | CHEMICAL FEED - LIQUID | Y | XX |  |  | XX |  | XX |  | 999.00 TN | XX |  | AW | HYDRAULIC ONLY PVLV | XX |  |  | XX
10574992 | UNKNOWN |  |  |  | STR3-PHOS VACUUM BREAKER 2 /Valve | NJCM | V | NJCM-OC-STR3.-PHOS | P201 | INSV | INST | HUSSAARM | 2013-10-13 | 248 WEST AVE |  |  |  | CHEMICAL FEED - LIQUID | Y | XX |  |  | XX |  | XX |  | 999.00 TN | XX |  | AW | HYDRAULIC ONLY PVLV | XX |  |  | XX
10578530 | UNKNOWN |  | NJFR-30-VCHK-3 |  | SMFP-17 Well #17 Check /Valve | NJAC | V | NJAC-Z1-SMFP.-17.. | P201 | INSV | INST | HUSSAARM | 2013-10-13 | 525 E MOSS MILL ROAD |  |  |  | PUMP DISCHARGE | Y | XX |  |  | XX |  | XX |  | 999.00 TN | XX |  | AW | HYDRAULIC ONLY PVLV | XX |  |  | XX
10582190 | UNKNOWN |  | NJFR-30-VCHK-2 |  | SMFP-2 Well #2 Check /Valve | NJAC | V | NJAC-Z1-SMFP.-2... | P201 | INSV | INST | HUSSAARM | 2013-10-13 | 569 E MOSS MILL ROAD |  |  |  | PUMP DISCHARGE | Y | XX |  |  | XX |  | XX |  | 999.00 TN | XX |  | AW | HYDRAULIC ONLY PVLV | XX |  |  | XX
10586093 | UNKNOWN |  | NJFR-14-VVBV-2 |  | SMFP-PHOS VACBRKR-PHOSPHATE /VALVE | NJAC | V | NJAC-Z1-SMFP.-PHOS | P201 | INSV | INST | HUSSAARM | 2013-10-13 | 525 E MOSS MILL ROAD |  |  |  | VACUUM BREAKER | Y | XX |  |  | XX |  | XX |  | 999.00 TN | XX |  | AW | HYDRAULIC ONLY PVLV | XX |  |  | XX
10586896 | UNKNOWN |  | NJFR-56-VALT-1 |  | SMTK Altitude /Valve | NJAC | V | NJAC-Z1-SMTK. | P201 | INSV | INST | HUSSAARM | 2013-10-13 | 545 E QUAIL HILL BLVD |  |  |  | ALTITUDE | Y | XX |  |  | XX |  | XX | 0 PSI | 999.00 TN | XX |  | AW | HYDRAULIC W-PILOTS PVLV | XX |  |  | XX
10592099 | UNKNOWN |  | NJFR-16-VALT-1 |  | SOMR Altitude /Valve | NJAC | V | NJAC-Z1-SOMR. | P201 | INSV | INST | HUSSAARM | 2013-10-13 | 303 RHODE ISLAND AVE |  |  |  | ALTITUDE | Y | XX |  |  | XX |  | XX | 0 PSI | 999.00 TN | XX |  | AW | HYDRAULIC W-PILOTS PVLV | XX |  |  | XX
10598602 | UNKNOWN |  | NJFR-14-VVBV-3 |  | SLIN-CAUS VACBRKR-CAUST /VALVE | NJAC | V | NJAC-Z1-SLIN.-CAUS | P201 | INSV | INST | HUSSAARM | 2013-10-13 | 313 KIRKLIN AVE |  |  |  | VACUUM BREAKER | Y | XX |  |  | XX |  | XX |  | 999.00 TN | XX |  | AW | HYDRAULIC ONLY PVLV | XX |  |  | XX
10603407 | UNKNOWN |  | NJFR-14-VVBV-2 |  | SLIN-PHOS VACBRKR-PHOSPHATE /VALVE | NJAC | V | NJAC-Z1-SLIN.-PHOS | P201 | INSV | INST | HUSSAARM | 2013-10-13 | 313 KIRKLIN AVE |  |  |  | VACUUM BREAKER | Y | XX |  |  | XX |  | XX |  | 999.00 TN | XX |  | AW | HYDRAULIC ONLY PVLV | XX |  |  | XX
10608510 | PLAST-O-MATIC |  | NJFR-14-VVBV-1 |  | SLIN-HYPO Vacuum Breaker - Hypo /Valve | NJAC | V | NJAC-Z1-SLIN.-HYPO | P201 | INSV | INST | HUSSAARM | 2013-10-13 | 313 KIRKLIN AVE |  |  |  | VACUUM BREAKER | Y | XX |  |  | XX |  | XX |  | 999.00 TN | XX |  | AW | HYDRAULIC ONLY PVLV | XX |  |  | 0.5
10613516 | UNKNOWN |  | NJFR-14-VCHK-1 |  | SLIN well #7 Check /Valve | NJAC | V | NJAC-Z1-SLIN. | P201 | OOS | INAC INST | HUSSAARM | 2013-10-13 | 313 KIRKLIN AVE |  |  |  | PUMP DISCHARGE | Y | XX |  |  | XX |  | XX |  | 999.00 TN | XX |  | AW | HYDRAULIC ONLY PVLV | XX |  |  | XX
10617774 | UNKNOWN |  | NJFR-25-VVBV-3 |  | SPRC-PHOS VACBRKR-PHOSPHATE /VALVE | NJAC | V | NJAC-Z1-SPRC.-PHOS | P201 | INSV | INST | HUSSAARM | 2013-10-13 | 5055 SPRUCE AVE |  |  |  | VACUUM BREAKER | Y | XX |  |  | XX |  | XX |  | 999.00 TN | XX |  | AW | HYDRAULIC ONLY PVLV | XX |  |  | XX
10623072 | UNKNOWN |  | NJFR-25-VVBV-2 |  | SPRC-CAUS VACBRKR-CAUST SODA /VALVE | NJAC | V | NJAC-Z1-SPRC.-CAUS | P201 | INSV | INST | HUSSAARM | 2013-10-13 | 5055 SPRUCE AVE |  |  |  | VACUUM BREAKER | Y | XX |  |  | XX |  | XX |  | 999.00 TN | XX |  | AW | HYDRAULIC ONLY PVLV | XX |  |  | XX
10627675 | UNKNOWN |  | NJFR-25-VVBV-1 |  | SPRC-HYPO VACBRKR-SODHYPO /VALVE | NJAC | V | NJAC-Z1-SPRC.-HYPO | P201 | INSV | INST | HUSSAARM | 2013-10-13 | 5055 SPRUCE AVE |  |  |  | VACUUM BREAKER | Y | XX |  |  | XX |  | XX |  | 999.00 TN | XX |  | AW | HYDRAULIC ONLY PVLV | XX |  |  | XX
10559472 | UNKNOWN |  | NJFR-57-VCHK-1 |  | OAKS well #16 Check /Valve | NJAC | V | NJAC-Z1-OAKS. | P201 | INSV | INST | HUSSAARM | 2013-10-13 | 267 W. JIMMIE LEEDS ROAD |  |  |  | PUMP DISCHARGE | Y | XX |  |  | XX |  | XX |  | 999.00 TN | XX |  | AW | HYDRAULIC ONLY PVLV | XX |  |  | XX
10488789 | UNKNOWN |  |  |  | TILT Filter 3 Drain Down /Valve 308 | NJAC | V | NJAC-Z1-TILT. | P201 | INSV | INST | HUSSAARM | 2013-10-13 | 2580 TILTON RD |  |  |  | IN PLANT | Y | XX |  |  | XX |  | XX |  | 999.00 TN | XX |  | AW | ELECTRIC MOTOR PVLV | XX |  |  | XX
10488792 | UNKNOWN |  |  |  | TILT Filter 3 Backwash waste /Valve 309 | NJAC | V | NJAC-Z1-TILT. | P201 | INSV | INST | HUSSAARM | 2013-10-13 | 2580 TILTON RD |  |  |  | IN PLANT | Y | XX |  |  | XX |  | XX |  | 999.00 TN | XX |  | AW | ELECTRIC MOTOR PVLV | XX |  |  | XX
10489500 | UNKNOWN |  |  |  | TILT Filter 4 Influent /Valve 401 | NJAC | V | NJAC-Z1-TILT. | P201 | INSV | INST | HUSSAARM | 2013-10-13 | 2580 TILTON RD |  |  |  | IN PLANT | Y | XX |  |  | XX |  | XX |  | 999.00 TN | XX |  | AW | ELECTRIC MOTOR PVLV | XX |  |  | XX
10489504 | UNKNOWN |  |  |  | TILT Filter 4 Upper air inlet /Valve 403 | NJAC | V | NJAC-Z1-TILT. | P201 | INSV | INST | HUSSAARM | 2013-10-13 | 2580 TILTON RD |  |  |  | IN PLANT | Y | XX |  |  | XX |  | XX |  | 999.00 TN | XX |  | AW | ELECTRIC MOTOR PVLV | XX |  |  | XX
10489508 | UNKNOWN |  |  |  | TILT Filter 4 Lower air inlet /Valve 404 | NJAC | V | NJAC-Z1-TILT. | P201 | INSV | INST | HUSSAARM | 2013-10-13 | 2580 TILTON RD |  |  |  | IN PLANT | Y | XX |  |  | XX |  | XX |  | 999.00 TN | XX |  | AW | ELECTRIC MOTOR PVLV | XX |  |  | XX
10489512 | UNKNOWN |  |  |  | TILT Filter 4 Waste /Valve 406 | NJAC | V | NJAC-Z1-TILT. | P201 | INSV | INST | HUSSAARM | 2013-10-13 | 2580 TILTON RD |  |  |  | IN PLANT | Y | XX |  |  | XX |  | XX |  | 999.00 TN | XX |  | AW | ELECTRIC MOTOR PVLV | XX |  |  | XX
10489516 | UNKNOWN |  |  |  | TILT Filter 4 Backwash /Valve 407 | NJAC | V | NJAC-Z1-TILT. | P201 | INSV | INST | HUSSAARM | 2013-10-13 | 2580 TILTON RD |  |  |  | IN PLANT | Y | XX |  |  | XX |  | XX |  | 999.00 TN | XX |  | AW | ELECTRIC MOTOR PVLV | XX |  |  | XX
10489520 | UNKNOWN |  |  |  | TILT Filter 4 Drain down /Valve 408 | NJAC | V | NJAC-Z1-TILT. | P201 | INSV | INST | HUSSAARM | 2013-10-13 | 2580 TILTON RD |  |  |  | IN PLANT | Y | XX |  |  | XX |  | XX |  | 999.00 TN | XX |  | AW | ELECTRIC MOTOR PVLV | XX |  |  | XX
10489524 | UNKNOWN |  |  |  | TILT Filter 4 Backwash waste /Valve 409 | NJAC | V | NJAC-Z1-TILT. | P201 | INSV | INST | HUSSAARM | 2013-10-13 | 2580 TILTON RD |  |  |  | IN PLANT | Y | XX |  |  | XX |  | XX |  | 999.00 TN | XX |  | AW | ELECTRIC MOTOR PVLV | XX |  |  | XX
10491306 | UNKNOWN |  | NJFR-41-VDRN-1 |  | MART RAWH2O-FINSHED H2O DRAIN /VALVE | NJAC | V | NJAC-Z1-MART. | P201 | INSV | INST | HUSSAARM | 2013-10-13 | 107 MARTIN AVE |  |  |  | IN PLANT | Y | XX |  |  | XX |  | XX |  | 999.00 TN | XX |  | AW | ELECTRIC MOTOR PVLV | XX |  |  | XX
10494914 | UNKNOWN |  | NJFR-41-VVBV-3 |  | MART-CAUS VACBRKR-CAUST /VALVE | NJAC | V | NJAC-Z1-MART.-CAUS | P201 | INSV | INST | HUSSAARM | 2013-10-13 | 107 MARTIN AVE |  |  |  | VACUUM BREAKER | Y | XX |  |  | XX |  | XX |  | 999.00 TN | XX |  | AW | HYDRAULIC ONLY PVLV | XX |  |  | XX
10498535 | UNKNOWN |  | NJFR-41-VVBV-2 |  | MART-PHOS VACBRKR-PHOSPHATE /VALVE | NJAC | V | NJAC-Z1-MART.-PHOS | P201 | INSV | INST | HUSSAARM | 2013-10-13 | 107 MARTIN AVE |  |  |  | VACUUM BREAKER | Y | XX |  |  | XX |  | XX |  | 999.00 TN | XX |  | AW | HYDRAULIC ONLY PVLV | XX |  |  | XX
10502163 | PLAST-O-MATIC |  | NJFR-41-VVBV-1 |  | MART-HYPO VACBRKR PST-HYPO /VALVE | NJAC | V | NJAC-Z1-MART.-HYPO | P201 | INSV | INST | HUSSAARM | 2013-10-13 | 107 MARTIN AVE |  |  |  | VACUUM BREAKER | Y | XX |  |  | XX |  | XX |  | 999.00 TN | XX |  | AW | HYDRAULIC ONLY PVLV | XX |  |  | 0.5
10502172 | PLAST-O-MATIC |  | NJFR-15-VVBV-1 |  | NLIN-HYPO VACBRKR-SODHYPO /VALVE | NJAC | V | NJAC-Z1-NLIN.-HYPO | P201 | INSV | INST | HUSSAARM | 2013-10-13 | 605 NEW ROAD |  |  |  | VACUUM BREAKER | Y | XX |  |  | XX |  | XX |  | 999.00 TN | XX |  | AW | HYDRAULIC ONLY PVLV | XX |  |  | XX
10502177 | PLAST-O-MATIC |  | NJFR-14-VVBV-1 |  | SMFP-HYPO VACBRKR PRE-HYPO /VALVE | NJAC | V | NJAC-Z1-SMFP.-HYPO | P201 | INSV | INST | HUSSAARM | 2013-10-13 | 525 E MOSS MILL ROAD |  |  |  | VACUUM BREAKER | Y | XX |  |  | XX |  | XX |  | 999.00 TN | XX |  | AW | HYDRAULIC ONLY PVLV | XX |  |  | 0.5
10502182 | PLAST-O-MATIC |  | NJFR-14-VVBV-1 |  | SMFP-HYPO VACBRKR PST-HYPO /VALVE | NJAC | V | NJAC-Z1-SMFP.-HYPO | P201 | INSV | INST | HUSSAARM | 2013-10-13 | 525 E MOSS MILL ROAD |  |  |  | VACUUM BREAKER | Y | XX |  |  | XX |  | XX |  | 999.00 TN | XX |  | AW | HYDRAULIC ONLY PVLV | XX |  |  | 0.5
10502187 | PLAST-O-MATIC |  | NJFR-14-VVBV-1 |  | SOMR-HYPO Vacuum Breaker - Hypo /Valve | NJAC | V | NJAC-Z1-SOMR. | P201 | INSV | INST | HUSSAARM | 2013-10-13 | 303 RHODE ISLAND AVE |  |  |  | VACUUM BREAKER | Y | XX |  |  | XX |  | XX |  | 999.00 TN | XX |  | AW | HYDRAULIC ONLY PVLV | XX |  |  | 0.5
10502195 | PLAST-O-MATIC |  | NJFR-19-VVBV-1 |  | SWFT-HYPO VACBRKR2-SODHYPO /VALVE | NJAC | V | NJAC-Z1-SWFT.-HYPO | P201 | INSV | INST | HUSSAARM | 2013-10-13 | 11 SWIFT AVE |  |  |  | VACUUM BREAKER | Y | XX |  |  | XX |  | XX |  | 999.00 TN | XX |  | AW | HYDRAULIC ONLY PVLV | XX |  |  | 0.75
10502633 | PLAST-O-MATIC |  | NJFR-41-VVBV-1 |  | MART-HYPO VACBRKR PRE-HYPO /VALVE | NJAC | V | NJAC-Z1-MART.-HYPO | P201 | INSV | INST | HUSSAARM | 2013-10-13 | 107 MARTIN AVE |  |  |  | VACUUM BREAKER | Y | XX |  |  | XX |  | XX |  | 999.00 TN | XX |  | AW | HYDRAULIC ONLY PVLV | XX |  |  | 0.5
10502703 | PLAST-O-MATIC |  | NJFR-42-VVBV-2 |  | TILT-HYPO VAC BRKR PST-SODHYPO /VALVE | NJAC | V | NJAC-Z1-TILT.-HYPO | P201 | INSV | INST | HUSSAARM | 2013-10-13 | 2580 TILTON RD |  |  |  | VACUUM BREAKER | Y | XX |  |  | XX |  | XX |  | 999.00 TN | XX |  | AW | HYDRAULIC ONLY PVLV | XX |  |  | XX
10506173 | UNKNOWN |  | NJFR-41-VCHK-1 |  | MART Well #13 Check /Valve | NJAC | V | NJAC-Z1-MART. | P201 | INSV | INST | HUSSAARM | 2013-10-13 | 107 MARTIN AVE |  |  |  | PUMP DISCHARGE | Y | XX |  |  | XX |  | XX |  | 999.00 TN | XX |  | AW | HYDRAULIC ONLY PVLV | XX |  |  | XX
10510825 | UNKNOWN |  | NJFR-13-VVBV-3 |  | MILL-CAUS VACBRKR-CAUST /VALVE | NJAC | V | NJAC-Z1-MILL.-CAUS | P201 | INSV | INST | HUSSAARM | 2013-10-13 | 100 MILL ROAD |  |  |  | VACUUM BREAKER | Y | XX |  |  | XX |  | XX |  | 999.00 TN | XX |  | AW | HYDRAULIC ONLY PVLV | XX |  |  | XX
10514836 | UNKNOWN |  | NJFR-13-VVBV-1 |  | MILL-HYPO VACBRKR PST-SODHYPO /VALVE | NJAC | V | NJAC-Z1-MILL.-HYPO | P201 | INSV | INST | HUSSAARM | 2013-10-13 | 100 MILL ROAD |  |  |  | VACUUM BREAKER | Y | XX |  |  | XX |  | XX |  | 999.00 TN | XX |  | AW | HYDRAULIC ONLY PVLV | XX |  |  | XX
10518459 | UNKNOWN |  | NJFR-13-VVBV-2 |  | MILL-PHOS VACBRKR-PHOSPHATE /VALVE | NJAC | V | NJAC-Z1-MILL.-PHOS | P201 | INSV | INST | HUSSAARM | 2013-10-13 | 100 MILL ROAD |  |  |  | VACUUM BREAKER | Y | XX |  |  | XX |  | XX |  | 999.00 TN | XX |  | AW | HYDRAULIC ONLY PVLV | XX |  |  | XX
10522846 | UNKNOWN |  | NJFR-13-VCHK-1 |  | MILL Well #4A Check /Valve | NJAC | V | NJAC-Z1-MILL. | P201 | INSV | INST | HUSSAARM | 2013-10-13 | 100 MILL ROAD |  |  |  | PUMP DISCHARGE | Y | XX |  |  | XX |  | XX |  | 999.00 TN | XX |  | AW | HYDRAULIC ONLY PVLV | XX |  |  | XX
10527435 | UNKNOWN |  | NJFR-13-VCHK-1 |  | MILL High Service Pump Check /Valve | NJAC | V | NJAC-Z1-MILL. | P201 | INSV | INST | HUSSAARM | 2013-10-13 | 100 MILL ROAD |  |  |  | PUMP DISCHARGE | Y | XX |  |  | XX |  | XX |  | 999.00 TN | XX |  | AW | HYDRAULIC ONLY PVLV | XX |  |  | XX
10531140 | PLAST-O-MATIC |  | NJFR-15-VVBV-1 |  | MILLL-HYPO VACBRKR PRE-SODHYPO /VALVE | NJAC | V | NJAC-Z1-MILL.-HYPO | P201 | INSV | INST | HUSSAARM | 2013-10-13 | 100 MILL ROAD |  |  |  | VACUUM BREAKER | Y | XX |  |  | XX |  | XX |  | 999.00 TN | XX |  | AW | HYDRAULIC ONLY PVLV | XX |  |  | XX
10534571 | UNKNOWN |  | NJFR-15-VVBV-3 |  | NLIN-CAUS VACBRKR-CAUST /VALVE | NJAC | V | NJAC-Z1-NLIN.-CAUS | P201 | INSV | INST | HUSSAARM | 2013-10-13 | 605 NEW ROAD |  |  |  | VACUUM BREAKER | Y | XX |  |  | XX |  | XX |  | 999.00 TN | XX |  | AW | HYDRAULIC ONLY PVLV | XX |  |  | XX
10538867 | UNKNOWN |  | NJFR-15-VVBV-2 |  | NLIN-PHOS VACBRKR-PHOSPHATE /VALVE | NJAC | V | NJAC-Z1-NLIN.-PHOS | P201 | INSV | INST | HUSSAARM | 2013-10-13 | 605 NEW ROAD |  |  |  | VACUUM BREAKER | Y | XX |  |  | XX |  | XX |  | 999.00 TN | XX |  | AW | HYDRAULIC ONLY PVLV | XX |  |  | XX
10542769 | UNKNOWN |  | NJFR-15-VCHK-1 |  | NLIN well #8 Check /Valve | NJAC | V | NJAC-Z1-NLIN. | P201 | INSV | INST | HUSSAARM | 2013-10-13 | 605 NEW ROAD |  |  |  | PUMP DISCHARGE | Y | XX |  |  | XX |  | XX |  | 999.00 TN | XX |  | AW | HYDRAULIC ONLY PVLV | XX |  |  | XX
10546464 | UNKNOWN |  | NJFR-57-VVBV-1 |  | OAKS-HYPO VACBRKR-SODHYPO /VALVE | NJAC | V | NJAC-Z1-OAKS.-HYPO | P201 | INSV | INST | HUSSAARM | 2013-10-13 | 267 W. JIMMIE LEEDS ROAD |  |  |  | VACUUM BREAKER | Y | XX |  |  | XX |  | XX |  | 999.00 TN | XX |  | AW | HYDRAULIC ONLY PVLV | XX |  |  | XX
10550167 | UNKNOWN |  | NJFR-57-VVBV-2 |  | OAKS-PHOS VACBRKR-PHOSPHATE /VALVE | NJAC | V | NJAC-Z1-OAKS.-PHOS | P201 | INSV | INST | HUSSAARM | 2013-10-13 | 267 W. JIMMIE LEEDS ROAD |  |  |  | VACUUM BREAKER | Y | XX |  |  | XX |  | XX |  | 999.00 TN | XX |  | AW | HYDRAULIC ONLY PVLV | XX |  |  | XX
10555425 | UNKNOWN |  | NJFR-57-VVBV-3 |  | OAKS-CAUS VACBRKR-CAUST /VALVE | NJAC | V | NJAC-Z1-OAKS.-CAUS | P201 | INSV | INST | HUSSAARM | 2013-10-13 | 267 W. JIMMIE LEEDS ROAD |  |  |  | VACUUM BREAKER | Y | XX |  |  | XX |  | XX |  | 999.00 TN | XX |  | AW | HYDRAULIC ONLY PVLV | XX |  |  | XX
10708960 | UNKNOWN |  |  |  | SMFP Fil 2 Fil Waste Drain /Valve 206 | NJAC | V | NJAC-Z1-SMFP. | P201 | INSV | INST | HUSSAARM | 2013-10-13 | 525 E MOSS MILL ROAD |  |  |  | IN PLANT | Y | XX |  |  | XX |  | XX |  | 999.00 TN | XX |  | AW | ELECTRIC MOTOR PVLV | XX |  |  | XX
10708963 | UNKNOWN |  |  |  | SMFP Filter 2 Wash Inlet /Valve 207 | NJAC | V | NJAC-Z1-SMFP. | P201 | INSV | INST | HUSSAARM | 2013-10-13 | 525 E MOSS MILL ROAD |  |  |  | IN PLANT | Y | XX |  |  | XX |  | XX |  | 999.00 TN | XX |  | AW | ELECTRIC MOTOR PVLV | XX |  |  | XX
10708968 | UNKNOWN |  |  |  | SMFP Filter 2 Drain Down /Valve 208 | NJAC | V | NJAC-Z1-SMFP. | P201 | INSV | INST | HUSSAARM | 2013-10-13 | 525 E MOSS MILL ROAD |  |  |  | IN PLANT | Y | XX |  |  | XX |  | XX |  | 999.00 TN | XX |  | AW | ELECTRIC MOTOR PVLV | XX |  |  | XX
10708972 | UNKNOWN |  |  |  | SMFP Filter 2 Waste Valve /Valve 209 | NJAC | V | NJAC-Z1-SMFP. | P201 | INSV | INST | HUSSAARM | 2013-10-13 | 525 E MOSS MILL ROAD |  |  |  | IN PLANT | Y | XX |  |  | XX |  | XX |  | 999.00 TN | XX |  | AW | ELECTRIC MOTOR PVLV | XX |  |  | XX
10708977 | UNKNOWN |  |  |  | SMFP Filter 3 Infulent /Valve 301 | NJAC | V | NJAC-Z1-SMFP. | P201 | INSV | INST | HUSSAARM | 2013-10-13 | 525 E MOSS MILL ROAD |  |  |  | IN PLANT | Y | XX |  |  | XX |  | XX |  | 999.00 TN | XX |  | AW | ELECTRIC MOTOR PVLV | XX |  |  | XX
10708982 | UNKNOWN |  |  |  | SMFP Filter 3 Upper Air Inlet /Valve 303 | NJAC | V | NJAC-Z1-SMFP. | P201 | INSV | INST | HUSSAARM | 2013-10-13 | 525 E MOSS MILL ROAD |  |  |  | IN PLANT | Y | XX |  |  | XX |  | XX |  | 999.00 TN | XX |  | AW | ELECTRIC MOTOR PVLV | XX |  |  | XX
10708985 | UNKNOWN |  |  |  | SMFP Filter 3 Lower Air Inlet /Valve 304 | NJAC | V | NJAC-Z1-SMFP. | P201 | INSV | INST | HUSSAARM | 2013-10-13 | 525 E MOSS MILL ROAD |  |  |  | IN PLANT | Y | XX |  |  | XX |  | XX |  | 999.00 TN | XX |  | AW | ELECTRIC MOTOR PVLV | XX |  |  | XX
10708990 | UNKNOWN |  |  |  | SMFP Filter 3 Filter Wst Eff /Valve 305 | NJAC | V | NJAC-Z1-SMFP. | P201 | INSV | INST | HUSSAARM | 2013-10-13 | 525 E MOSS MILL ROAD |  |  |  | IN PLANT | Y | XX |  |  | XX |  | XX |  | 999.00 TN | XX |  | AW | ELECTRIC MOTOR PVLV | XX |  |  | XX
10708996 | UNKNOWN |  |  |  | SMFP Fil 3 Fil Waste Drain /Valve 306 | NJAC | V | NJAC-Z1-SMFP. | P201 | INSV | INST | HUSSAARM | 2013-10-13 | 525 E MOSS MILL ROAD |  |  |  | IN PLANT | Y | XX |  |  | XX |  | XX |  | 999.00 TN | XX |  | AW | ELECTRIC MOTOR PVLV | XX |  |  | XX
10709801 | UNKNOWN |  |  |  | SMFP Filter 3 Wash Inlet /Valve 307 | NJAC | V | NJAC-Z1-SMFP. | P201 | INSV | INST | HUSSAARM | 2013-10-13 | 525 E MOSS MILL ROAD |  |  |  | IN PLANT | Y | XX |  |  | XX |  | XX |  | 999.00 TN | XX |  | AW | ELECTRIC MOTOR PVLV | XX |  |  | XX
10709804 | UNKNOWN |  |  |  | SMFP Filter 3 Drain Down /Valve 308 | NJAC | V | NJAC-Z1-SMFP. | P201 | INSV | INST | HUSSAARM | 2013-10-13 | 525 E MOSS MILL ROAD |  |  |  | IN PLANT | Y | XX |  |  | XX |  | XX |  | 999.00 TN | XX |  | AW | ELECTRIC MOTOR PVLV | XX |  |  | XX
10709810 | UNKNOWN |  |  |  | SMFP Filter 3 Waste Valve /Valve 309 | NJAC | V | NJAC-Z1-SMFP. | P201 | INSV | INST | HUSSAARM | 2013-10-13 | 525 E MOSS MILL ROAD |  |  |  | IN PLANT | Y | XX |  |  | XX |  | XX |  | 999.00 TN | XX |  | AW | ELECTRIC MOTOR PVLV | XX |  |  | XX
10709815 | UNKNOWN |  |  |  | SMFP Filter 4 Infulent /Valve 401 | NJAC | V | NJAC-Z1-SMFP. | P201 | INSV | INST | HUSSAARM | 2013-10-13 | 525 E MOSS MILL ROAD |  |  |  | IN PLANT | Y | XX |  |  | XX |  | XX |  | 999.00 TN | XX |  | AW | ELECTRIC MOTOR PVLV | XX |  |  | XX
10709819 | UNKNOWN |  |  |  | SMFP Filter 4 Upper Air Inlet /Valve 403 | NJAC | V | NJAC-Z1-SMFP. | P201 | INSV | INST | HUSSAARM | 2013-10-13 | 525 E MOSS MILL ROAD |  |  |  | IN PLANT | Y | XX |  |  | XX |  | XX |  | 999.00 TN | XX |  | AW | ELECTRIC MOTOR PVLV | XX |  |  | XX
10709825 | UNKNOWN |  |  |  | SMFP Filter 4 Lower Air Inlt /Valve 404 | NJAC | V | NJAC-Z1-SMFP. | P201 | INSV | INST | HUSSAARM | 2013-10-13 | 525 E MOSS MILL ROAD |  |  |  | IN PLANT | Y | XX |  |  | XX |  | XX |  | 999.00 TN | XX |  | AW | ELECTRIC MOTOR PVLV | XX |  |  | XX
10709829 | UNKNOWN |  |  |  | SMFP Filter 4 Filter Wst Eff /Valve 405 | NJAC | V | NJAC-Z1-SMFP. | P201 | INSV | INST | HUSSAARM | 2013-10-13 | 525 E MOSS MILL ROAD |  |  |  | IN PLANT | Y | XX |  |  | XX |  | XX |  | 999.00 TN | XX |  | AW | ELECTRIC MOTOR PVLV | XX |  |  | XX
10709835 | UNKNOWN |  |  |  | SMFP Fil 4 Fil Waste Drain /Valve 406 | NJAC | V | NJAC-Z1-SMFP. | P201 | INSV | INST | HUSSAARM | 2013-10-13 | 525 E MOSS MILL ROAD |  |  |  | IN PLANT | Y | XX |  |  | XX |  | XX |  | 999.00 TN | XX |  | AW | ELECTRIC MOTOR PVLV | XX |  |  | XX
10709839 | UNKNOWN |  |  |  | SMFP Filter 4 Wash Inlet /Valve 407 | NJAC | V | NJAC-Z1-SMFP. | P201 | INSV | INST | HUSSAARM | 2013-10-13 | 525 E MOSS MILL ROAD |  |  |  | IN PLANT | Y | XX |  |  | XX |  | XX |  | 999.00 TN | XX |  | AW | ELECTRIC MOTOR PVLV | XX |  |  | XX
10709844 | UNKNOWN |  |  |  | SMFP Filter 4 Drain Down /Valve 408 | NJAC | V | NJAC-Z1-SMFP. | P201 | INSV | INST | HUSSAARM | 2013-10-13 | 525 E MOSS MILL ROAD |  |  |  | IN PLANT | Y | XX |  |  | XX |  | XX |  | 999.00 TN | XX |  | AW | ELECTRIC MOTOR PVLV | XX |  |  | XX
10709854 | UNKNOWN |  |  |  | SMFP Filter 4 Waste Valve /Valve 409 | NJAC | V | NJAC-Z1-SMFP. | P201 | INSV | INST | HUSSAARM | 2013-10-13 | 525 E MOSS MILL ROAD |  |  |  | IN PLANT | Y | XX |  |  | XX |  | XX |  | 999.00 TN | XX |  | AW | ELECTRIC MOTOR PVLV | XX |  |  | XX
10709866 | UNKNOWN |  |  |  | SMFP Master Effluent valve /Valve FCV-10 | NJAC | V | NJAC-Z1-SMFP. | P201 | INSV | INST | HUSSAARM | 2013-10-13 | 525 E MOSS MILL ROAD |  |  |  | IN PLANT | Y | XX |  |  | XX |  | XX |  | 999.00 TN | XX |  | AW | ELECTRIC MOTOR PVLV | XX |  |  | XX
10709872 | UNKNOWN |  | NJFR-41-VINF-1 |  | MART Effulent /Valve | NJAC | V | NJAC-Z1-MART. | P201 | INSV | INST | HUSSAARM | 2013-10-13 | 107 MARTIN AVE |  |  |  | IN PLANT | Y | XX |  |  | XX |  | XX |  | 999.00 TN | XX |  | AW | ELECTRIC MOTOR PVLV | XX |  |  | XX
10709876 | UNKNOWN |  |  |  | SMFP Distribution Wst vlve /Valve FCV-20 | NJAC | V | NJAC-Z1-SMFP. | P201 | INSV | INST | HUSSAARM | 2013-10-13 | 525 E MOSS MILL ROAD |  |  |  | IN PLANT | Y | XX |  |  | XX |  | XX |  | 999.00 TN | XX |  | AW | ELECTRIC MOTOR PVLV | XX |  |  | XX
10709996 | UNKNOWN |  |  |  | TILT Filter 4 Effulent /Valve 402 | NJAC | V | NJAC-Z1-TILT. | P201 | OOS | INAC INST | HUSSAARM | 2013-10-13 | 2580 TILTON RD |  |  |  | IN PLANT | Y | XX |  |  | XX |  | XX |  | 999.00 TN | XX |  | AW | ELECTRIC MOTOR PVLV | XX |  |  | XX
10715325 | UNKNOWN |  | NJFR-41-VINF-1 |  | MART Influent Filter #1 /Valve | NJAC | V | NJAC-Z1-MART. | P201 | INSV | INST | HUSSAARM | 2013-10-13 | 107 MARTIN AVE |  |  |  | PUMP DISCHARGE | Y | XX |  |  | XX |  | XX |  | 999.00 TN | XX |  | AW | ELECTRIC MOTOR PVLV | XX |  |  | XX
10720204 | UNKNOWN |  | NJFR-41-VFTW-2 |  | MART FILT2WST FRM RAWH2O /VALVE | NJAC | V | NJAC-Z1-MART. | P201 | INSV | INST | HUSSAARM | 2013-10-13 | 107 MARTIN AVE |  |  |  | IN PLANT | Y | XX |  |  | XX |  | XX |  | 999.00 TN | XX |  | AW | ELECTRIC MOTOR PVLV | XX |  |  | XX
10724223 | UNKNOWN |  | NJFR-41-VFTW-1 |  | MART Filter to Waste /Valve | NJAC | V | NJAC-Z1-MART. | P201 | INSV | INST | HUSSAARM | 2013-10-13 | 107 MARTIN AVE |  |  |  | IN PLANT | Y | XX |  |  | XX |  | XX |  | 999.00 TN | XX |  | AW | ELECTRIC MOTOR PVLV | XX |  |  | XX
10728341 | UNKNOWN |  | NJFR-55-VCHK-1 |  | SWFT-22 well #22 Check /Valve | NJAC | V | NJAC-Z1-SWFT.-22.. | P201 | INSV | INST | HUSSAARM | 2013-10-13 | 11 SWIFT AVE |  |  |  | PUMP DISCHARGE | Y | XX |  |  | XX |  | XX |  | 999.00 TN | XX |  | AW | HYDRAULIC ONLY PVLV | XX |  |  | XX
10731890 | UNKNOWN |  | NJFR-55-VCHK-2 |  | SWFT-23 well #23 Check /Valve | NJAC | V | NJAC-Z1-SWFT.-23.. | P201 | INSV | INST | HUSSAARM | 2013-10-13 | 11 SWIFT AVE |  |  |  | PUMP DISCHARGE | Y | XX |  |  | XX |  | XX |  | 999.00 TN | XX |  | AW | HYDRAULIC ONLY PVLV | XX |  |  | XX
10737311 | UNKNOWN |  | NJFR-19-VVBV-1 |  | SWFT-CAUS VACBRKR-CAUST SODA /VALVE | NJAC | V | NJAC-Z1-SWFT.-CAUS | P201 | INSV | INST | HUSSAARM | 2013-10-13 | 11 SWIFT AVE |  |  |  | VACUUM BREAKER | Y | XX |  |  | XX |  | XX |  | 999.00 TN | XX |  | AW | HYDRAULIC ONLY PVLV | XX |  |  | XX
10741149 | PLAST-O-MATIC |  | NJFR-19-VVBV-1 |  | SWFT-HYPO VACBRKR1-SODHYPO /VALVE | NJAC | V | NJAC-Z1-SWFT.-HYPO | P201 | INSV | INST | HUSSAARM | 2013-10-13 | 11 SWIFT AVE |  |  |  | VACUUM BREAKER | Y | XX |  |  | XX |  | XX |  | 999.00 TN | XX |  | AW | HYDRAULIC ONLY PVLV | XX |  |  | 0.75
10746028 | UNKNOWN |  | NJFR-19-VVBV-1 |  | SWFT-PHOS VACBRKR-PHOSPHATE /VALVE | NJAC | V | NJAC-Z1-SWFT.-PHOS | P201 | INSV | INST | HUSSAARM | 2013-10-13 | 11 SWIFT AVE |  |  |  | VACUUM BREAKER | Y | XX |  |  | XX |  | XX |  | 999.00 TN | XX |  | AW | HYDRAULIC ONLY PVLV | XX |  |  | XX
10801462 | PLAST-O-MATIC |  | NJFR-17-VVBV-2 |  | DOBB-HYPO VAC BRKR-POST SOD HYPO/VALVE | NJAC | V | NJAC-Z1-DOBB.-HYPO | P201 | INSV | INST | HUSSAARM | 2013-10-13 | 1002 DOBBS AVE |  |  |  | VACUUM BREAKER | Y | XX |  |  | XX |  | XX |  | 999.00 TN | XX |  | AW | HYDRAULIC ONLY PVLV | XX |  |  | 0.5
10708955 | UNKNOWN |  |  |  | SMFP Filter 2 Filter Wst Eff /Valve 205 | NJAC | V | NJAC-Z1-SMFP. | P201 | INSV | INST | HUSSAARM | 2013-10-13 | 525 E MOSS MILL ROAD |  |  |  | IN PLANT | Y | XX |  |  | XX |  | XX | 0 PSI | 999.00 TN | XX |  | AW | ELECTRIC MOTOR PVLV | XX |  |  | XX
10632774 | UNKNOWN |  | NJFR-25-VCHK-1 |  | SPRC-14 Well #14 Check /Valve | NJAC | V | NJAC-Z1-SPRC.-14.. | P201 | INSV | INST | HUSSAARM | 2013-10-13 | 5055 SPRUCE AVE |  |  |  | PUMP DISCHARGE | Y | XX |  |  | XX |  | XX |  | 999.00 TN | XX |  | AW | HYDRAULIC ONLY PVLV | XX |  |  | XX
10637471 | UNKNOWN |  | NJFR-25-VCHK-2 |  | SPRC-18 Well #18 Check /Valve | NJAC | V | NJAC-Z1-SPRC.-18.. | P201 | INSV | INST | HUSSAARM | 2013-10-13 | 5055 SPRUCE AVE |  |  |  | PUMP DISCHARGE | Y | XX |  |  | XX |  | XX |  | 999.00 TN | XX |  | AW | HYDRAULIC ONLY PVLV | XX |  |  | XX
10642278 | UNKNOWN |  | NJFR-31-VCHK-2 |  | TILT EFF 2 DISTRIB CHK /VALVE | NJAC | V | NJAC-Z1-TILT. | P201 | INSV | INST | HUSSAARM | 2013-10-13 | 2580 TILTON RD |  |  |  | IN PLANT | Y | XX |  |  | XX |  | XX |  | 999.00 TN | XX |  | AW | HYDRAULIC ONLY PVLV | XX |  |  | XX
10647080 | UNKNOWN |  | NJFR-31-VCHK-1 |  | TILT-19 Well #19 Check /Valve | NJAC | V | NJAC-Z1-TILT.-19.. | P201 | INSV | INST | HUSSAARM | 2013-10-13 | 2578 TILTON RD |  |  |  | PUMP DISCHARGE | Y | XX |  |  | XX |  | XX |  | 999.00 TN | XX |  | AW | HYDRAULIC ONLY PVLV | XX |  |  | XX
10651677 | UNKNOWN |  | NJFR-19-VVBV-3 |  | WOOD-CAUS VACBRKR-CAUST /VALVE | NJAC | V | NJAC-Z1-WOOD.-CAUS | P201 | INSV | INST | HUSSAARM | 2013-10-13 | 746 BLOCK OF WOODLAND AVE. |  |  |  | VACUUM BREAKER | Y | XX |  |  | XX |  | XX |  | 999.00 TN | XX |  | AW | HYDRAULIC ONLY PVLV | XX |  |  | XX
10657563 | UNKNOWN |  | NJFR-19-VVBV-1 |  | WOOD-HYPO Vacuum Breaker - Hypo /Valve | NJAC | V | NJAC-Z1-WOOD.-HYPO | P201 | INSV | INST | HUSSAARM | 2013-10-13 | 746 BLOCK OF WOODLAND AVE. |  |  |  | VACUUM BREAKER | Y | XX |  |  | XX |  | XX |  | 999.00 TN | XX |  | AW | HYDRAULIC ONLY PVLV | XX |  |  | XX
10662785 | UNKNOWN |  | NJFR-19-VVBV-2 |  | WOOD-PHOS VACBRKR-PHOSPHATE /VALVE | NJAC | V | NJAC-Z1-WOOD.-PHOS | P201 | INSV | INST | HUSSAARM | 2013-10-13 | 746 BLOCK OF WOODLAND AVE. |  |  |  | VACUUM BREAKER | Y | XX |  |  | XX |  | XX |  | 999.00 TN | XX |  | AW | HYDRAULIC ONLY PVLV | XX |  |  | XX
10668264 | UNKNOWN |  | NJFR-19-VALT-1 |  | WOOD-TK Altitude /Valve | NJAC | V | NJAC-Z1-WOOD.-TK.. | P201 | INSV | INST | HUSSAARM | 2013-10-13 | 749 SPRUCE AVE |  |  |  | ALTITUDE | Y | XX |  |  | XX |  | XX | 0 PSI | 999.00 TN | XX |  | AW | HYDRAULIC W-PILOTS PVLV | XX |  |  | XX
10674110 | UNKNOWN |  |  |  | SMFP Filter 1 Effulent /Valve 102 | NJAC | V | NJAC-Z1-SMFP. | P201 | INSV | INST | HUSSAARM | 2013-10-13 | 525 E MOSS MILL ROAD |  |  |  | IN PLANT | Y | XX |  |  | XX |  | XX |  | 999.00 TN | XX |  | AW | ELECTRIC MOTOR PVLV | XX |  |  | XX
10674613 | UNKNOWN |  | NJFR-55-VVBV-3 |  | WRAS-LIME Vacuum Breaker - Lime /Valve | NJAC | V | NJAC-Z1-WRAS.-LIME | P201 | INSV | INST | HUSSAARM | 2013-10-13 | 218 E. WALDEN WAY |  |  |  | VACUUM BREAKER | Y | XX |  |  | XX |  | XX |  | 999.00 TN | XX |  | AW | HYDRAULIC ONLY PVLV | XX |  |  | XX
10678897 | UNKNOWN |  |  |  | SMFP Filter 2 Effulent /Valve 202 | NJAC | V | NJAC-Z1-SMFP. | P201 | INSV | INST | HUSSAARM | 2013-10-13 | 525 E MOSS MILL ROAD |  |  |  | IN PLANT | Y | XX |  |  | XX |  | XX |  | 999.00 TN | XX |  | AW | ELECTRIC MOTOR PVLV | XX |  |  | XX
10680234 | UNKNOWN |  | NJFR-55-VCHK-1 |  | WRAS-W3 Well #3 Check /Valve | NJAC | V | NJAC-Z1-WRAS.-W3.. | P201 | INSV | INST | HUSSAARM | 2013-10-13 | 185 S THOREAU TER |  |  |  | PUMP DISCHARGE | Y | XX |  |  | XX |  | XX |  | 999.00 TN | XX |  | AW | HYDRAULIC ONLY PVLV | XX |  |  | XX
10684394 | UNKNOWN |  |  |  | SMFP Filter 3 Effulent /Valve 302 | NJAC | V | NJAC-Z1-SMFP. | P201 | INSV | INST | HUSSAARM | 2013-10-13 | 525 E MOSS MILL ROAD |  |  |  | IN PLANT | Y | XX |  |  | XX |  | XX |  | 999.00 TN | XX |  | AW | ELECTRIC MOTOR PVLV | XX |  |  | XX
10685922 | UNKNOWN |  | NJFR-55-VCHK-2 |  | WRAS Booster Pump Check /Valve | NJAC | V | NJAC-Z1-WRAS. | P201 | INSV | INST | HUSSAARM | 2013-10-13 | 187 S THOREAU TER |  |  |  | PUMP DISCHARGE | Y | XX |  |  | XX |  | XX |  | 999.00 TN | XX |  | AW | HYDRAULIC ONLY PVLV | XX |  |  | XX
10689986 | UNKNOWN |  |  |  | SMFP Filter 4 Effulent /Valve 402 | NJAC | V | NJAC-Z1-SMFP. | P201 | INSV | INST | HUSSAARM | 2013-10-13 | 525 E MOSS MILL ROAD |  |  |  | IN PLANT | Y | XX |  |  | XX |  | XX |  | 999.00 TN | XX |  | AW | ELECTRIC MOTOR PVLV | XX |  |  | XX
10691282 | UNKNOWN |  | NJFR-55-VVBV-1 |  | WRAS-HYPO Vacuum Breaker - Hypo /Valve | NJAC | V | NJAC-Z1-WRAS.-HYPO | P201 | INSV | INST | HUSSAARM | 2013-10-13 | 218 E. WALDEN WAY |  |  |  | VACUUM BREAKER | Y | XX |  |  | XX |  | XX |  | 999.00 TN | XX |  | AW | HYDRAULIC ONLY PVLV | XX |  |  | XX
10695499 | UNKNOWN |  |  |  | TILT Filter 1 Effulent /Valve 102 | NJAC | V | NJAC-Z1-TILT. | P201 | OOS | INAC INST | HUSSAARM | 2013-10-13 | 2580 TILTON RD |  |  |  | IN PLANT | Y | XX |  |  | XX |  | XX |  | 999.00 TN | XX |  | AW | ELECTRIC MOTOR PVLV | XX |  |  | XX
10697164 | UNKNOWN |  | NJFR-55-VVBV-2 |  | WRAS-PHOS VACBRKR-PHOSPHATE /VALVE | NJAC | V | NJAC-Z1-WRAS.-PHOS | P201 | INSV | INST | HUSSAARM | 2013-10-13 | 218 E. WALDEN WAY |  |  |  | VACUUM BREAKER | Y | XX |  |  | XX |  | XX |  | 999.00 TN | XX |  | AW | HYDRAULIC ONLY PVLV | XX |  |  | XX
10700897 | UNKNOWN |  |  |  | TILT Filter 2 Effulent /Valve 202 | NJAC | V | NJAC-Z1-TILT. | P201 | OOS | INAC INST | HUSSAARM | 2013-10-13 | 2580 TILTON RD |  |  |  | IN PLANT | Y | XX |  |  | XX |  | XX |  | 999.00 TN | XX |  | AW | ELECTRIC MOTOR PVLV | XX |  |  | XX
10701160 | UNKNOWN |  | NJFR-41-VINF-3 |  | MART Influent Filter #3 /Valve | NJAC | V | NJAC-Z1-MART. | P201 | INSV | INST | HUSSAARM | 2013-10-13 | 107 MARTIN AVE |  |  |  | PUMP DISCHARGE | Y | XX |  |  | XX |  | XX |  | 999.00 TN | XX |  | AW | ELECTRIC MOTOR PVLV | XX |  |  | XX
10705180 | UNKNOWN |  | NJFR-41-VINF-2 |  | MART Influent Filter #2 /Valve | NJAC | V | NJAC-Z1-MART. | P201 | INSV | INST | HUSSAARM | 2013-10-13 | 107 MARTIN AVE |  |  |  | PUMP DISCHARGE | Y | XX |  |  | XX |  | XX |  | 999.00 TN | XX |  | AW | ELECTRIC MOTOR PVLV | XX |  |  | XX
10705875 | UNKNOWN |  |  |  | TILT Filter 3 Effulent /Valve 302 | NJAC | V | NJAC-Z1-TILT. | P201 | OOS | INAC INST | HUSSAARM | 2013-10-13 | 2580 TILTON RD |  |  |  | IN PLANT | Y | XX |  |  | XX |  | XX |  | 999.00 TN | XX |  | AW | ELECTRIC MOTOR PVLV | XX |  |  | XX
10707688 | UNKNOWN |  |  |  | SMFP Filter 1 Infulent /Valve 101 | NJAC | V | NJAC-Z1-SMFP. | P201 | INSV | INST | HUSSAARM | 2013-10-13 | 525 E MOSS MILL ROAD |  |  |  | IN PLANT | Y | XX |  |  | XX |  | XX |  | 999.00 TN | XX |  | AW | ELECTRIC MOTOR PVLV | XX |  |  | XX
10707693 | UNKNOWN |  |  |  | SMFP Filter 1 Upper Air Inlet /Valve 103 | NJAC | V | NJAC-Z1-SMFP. | P201 | INSV | INST | HUSSAARM | 2013-10-13 | 525 E MOSS MILL ROAD |  |  |  | IN PLANT | Y | XX |  |  | XX |  | XX |  | 999.00 TN | XX |  | AW | ELECTRIC MOTOR PVLV | XX |  |  | XX
10708905 | UNKNOWN |  |  |  | SMFP Filter 1 Lower Air Inlet /Valve 104 | NJAC | V | NJAC-Z1-SMFP. | P201 | INSV | INST | HUSSAARM | 2013-10-13 | 525 E MOSS MILL ROAD |  |  |  | IN PLANT | Y | XX |  |  | XX |  | XX |  | 999.00 TN | XX |  | AW | ELECTRIC MOTOR PVLV | XX |  |  | XX
10708911 | UNKNOWN |  |  |  | SMFP Filter 1 Filter wst eff /Valve 105 | NJAC | V | NJAC-Z1-SMFP. | P201 | INSV | INST | HUSSAARM | 2013-10-13 | 525 E MOSS MILL ROAD |  |  |  | IN PLANT | Y | XX |  |  | XX |  | XX |  | 999.00 TN | XX |  | AW | ELECTRIC MOTOR PVLV | XX |  |  | XX
10708917 | UNKNOWN |  |  |  | SMFP Fil 1 Fil waste drain /Valve 106 | NJAC | V | NJAC-Z1-SMFP. | P201 | INSV | INST | HUSSAARM | 2013-10-13 | 525 E MOSS MILL ROAD |  |  |  | IN PLANT | Y | XX |  |  | XX |  | XX |  | 999.00 TN | XX |  | AW | ELECTRIC MOTOR PVLV | XX |  |  | XX
10708921 | UNKNOWN |  |  |  | SMFP Filter 1 Wash Inlet /Valve 107 | NJAC | V | NJAC-Z1-SMFP. | P201 | INSV | INST | HUSSAARM | 2013-10-13 | 525 E MOSS MILL ROAD |  |  |  | IN PLANT | Y | XX |  |  | XX |  | XX |  | 999.00 TN | XX |  | AW | ELECTRIC MOTOR PVLV | XX |  |  | XX
10708926 | UNKNOWN |  |  |  | SMFP Filter 1 Drain Down /Valve 108 | NJAC | V | NJAC-Z1-SMFP. | P201 | INSV | INST | HUSSAARM | 2013-10-13 | 525 E MOSS MILL ROAD |  |  |  | IN PLANT | Y | XX |  |  | XX |  | XX |  | 999.00 TN | XX |  | AW | ELECTRIC MOTOR PVLV | XX |  |  | XX
10708932 | UNKNOWN |  |  |  | SMFP Filter 1 Waste Valve /Valve 109 | NJAC | V | NJAC-Z1-SMFP. | P201 | INSV | INST | HUSSAARM | 2013-10-13 | 525 E MOSS MILL ROAD |  |  |  | IN PLANT | Y | XX |  |  | XX |  | XX |  | 999.00 TN | XX |  | AW | ELECTRIC MOTOR PVLV | XX |  |  | XX
10708938 | UNKNOWN |  |  |  | SMFP Filter 2 Upper Air Inlet /Valve 203 | NJAC | V | NJAC-Z1-SMFP. | P201 | INSV | INST | HUSSAARM | 2013-10-13 | 525 E MOSS MILL ROAD |  |  |  | IN PLANT | Y | XX |  |  | XX |  | XX |  | 999.00 TN | XX |  | AW | ELECTRIC MOTOR PVLV | XX |  |  | XX
10708945 | UNKNOWN |  |  |  | SMFP Filter 2 Influent /Valve 201 | NJAC | V | NJAC-Z1-SMFP. | P201 | INSV | INST | HUSSAARM | 2013-10-13 | 525 E MOSS MILL ROAD |  |  |  | IN PLANT | Y | XX |  |  | XX |  | XX |  | 999.00 TN | XX |  | AW | ELECTRIC MOTOR PVLV | XX |  |  | XX
10708950 | UNKNOWN |  |  |  | SMFP Filter 2 Lower Air Inlet /Valve 204 | NJAC | V | NJAC-Z1-SMFP. | P201 | INSV | INST | HUSSAARM | 2013-10-13 | 525 E MOSS MILL ROAD |  |  |  | IN PLANT | Y | XX |  |  | XX |  | XX |  | 999.00 TN | XX |  | AW | ELECTRIC MOTOR PVLV | XX |  |  | XX
10471953 | UNKNOWN |  | NJFR-6-VCHK-3 |  | ST11 Check valve HS pump #2 /Valve | NJCM | V | NJCM-OC-ST11. | P201 | INSV | INST | HUSSAARM | 2013-10-13 | 1108 WEST AVE |  |  |  | PUMP DISCHARGE | Y | XX |  |  | XX |  | XX |  | 999.00 TN | XX |  | AW | HYDRAULIC ONLY PVLV | XX |  |  | XX
10471956 | UNKNOWN |  | NJFR-6-VCHK-1 |  | ST11-W8 Check valve well#8 /Valve | NJCM | V | NJCM-OC-ST11.-W8.. | P201 | INSV | INST | HUSSAARM | 2013-10-13 | 1108 WEST AVE |  |  |  | PUMP DISCHARGE | Y | XX |  |  | XX |  | XX |  | 999.00 TN | XX |  | AW | HYDRAULIC ONLY PVLV | XX |  |  | XX
10471957 | UNKNOWN |  | NJFR-6-VCHK-4 |  | ST11 Check valve HS pump #3 /Valve | NJCM | V | NJCM-OC-ST11. | P201 | INSV | INST | HUSSAARM | 2013-10-13 | 1108 WEST AVE |  |  |  | PUMP DISCHARGE | Y | XX |  |  | XX |  | XX |  | 999.00 TN | XX |  | AW | HYDRAULIC ONLY PVLV | XX |  |  | XX
10471960 | UNKNOWN |  | NJFR-6-VVBV-1 |  | ST11-HYPO VACBRKR-SODHYPO /VALVE | NJCM | V | NJCM-OC-ST11.-HYPO | P201 | INSV | INST | HUSSAARM | 2013-10-13 | 1108 WEST AVE |  |  |  | VACUUM BREAKER | Y | XX |  |  | XX |  | XX |  | 999.00 TN | XX |  | AW | HYDRAULIC ONLY PVLV | XX |  |  | XX
10471963 | UNKNOWN |  | NJFR-6-VVBV-2 |  | ST11-PHOS VACBRKR-PHOSPHATE /VALVE | NJCM | V | NJCM-OC-ST11.-PHOS | P201 | INSV | INST | HUSSAARM | 2013-10-13 | 1108 WEST AVE |  |  |  | VACUUM BREAKER | Y | XX |  |  | XX |  | XX |  | 999.00 TN | XX |  | AW | HYDRAULIC ONLY PVLV | XX |  |  | XX
10471966 | ROSS |  | NJFR-6-VALT-1 |  | ST11-STP Altitude valve /Valve | NJCM | V | NJCM-OC-ST11.-STP. | P201 | INSV | INST | HUSSAARM | 2013-10-13 | 1108 WEST AVE |  |  |  | ALTITUDE | Y | XX |  |  | XX |  | XX | 0 PSI | 999.00 TN | XX |  | AW | HYDRAULIC W-PILOTS PVLV | XX |  |  | XX
10471969 | UNKNOWN |  | NJFR-6-VCHK-2 |  | ST11 Check valve HS pump #1 /Valve | NJCM | V | NJCM-OC-ST11. | P201 | INSV | INST | HUSSAARM | 2013-10-13 | 1108 WEST AVE |  |  |  | PUMP DISCHARGE | Y | XX |  |  | XX |  | XX |  | 999.00 TN | XX |  | AW | HYDRAULIC ONLY PVLV | XX |  |  | XX
10471970 | UNKNOWN |  | NJFR-32-VCHK-1 |  | ST20 Check Valve /Valve | NJCM | V | NJCM-OC-ST20. | P201 | INSV | INST | HUSSAARM | 2013-10-13 | 2027 HAVEN AVE |  |  |  | PUMP DISCHARGE | Y | XX |  |  | XX |  | XX |  | 999.00 TN | XX |  | AW | HYDRAULIC ONLY PVLV | XX |  |  | XX
10471973 | UNKNOWN |  | NJFR-32-VVBV-1 |  | ST20-PHOS VACBRKR-PHOSPHATE /VALVE | NJCM | V | NJCM-OC-ST20.-PHOS | P201 | INSV | INST | HUSSAARM | 2013-10-13 | 2027 HAVEN AVE |  |  |  | VACUUM BREAKER | Y | XX |  |  | XX |  | XX |  | 999.00 TN | XX |  | AW | HYDRAULIC ONLY PVLV | XX |  |  | XX
10471976 | UNKNOWN |  | NJFR-32-VVBV-2 |  | ST20-HYPO VACBRKR-SODHYPO /VALVE | NJCM | V | NJCM-OC-ST20.-HYPO | P201 | INSV | INST | HUSSAARM | 2013-10-13 | 2027 HAVEN AVE |  |  |  | VACUUM BREAKER | Y | XX |  |  | XX |  | XX |  | 999.00 TN | XX |  | AW | HYDRAULIC ONLY PVLV | XX |  |  | XX
10471978 | UNKNOWN |  | NJFR-40-VCHK-1 |  | ST35 Check Valve well#14 /Valve | NJCM | V | NJCM-OC-ST35. | P201 | INSV | INST | HUSSAARM | 2013-10-13 | 3501 ASBURY AVE |  |  |  | PUMP DISCHARGE | Y | XX |  |  | XX |  | XX |  | 999.00 TN | XX |  | AW | HYDRAULIC ONLY PVLV | XX |  |  | XX
10471979 | UNKNOWN |  | NJFR-40-VVBV-1 |  | ST35-PHOS VACBRKR-PHOSPHATE /VALVE | NJCM | V | NJCM-OC-ST35.-PHOS | P201 | INSV | INST | HUSSAARM | 2013-10-13 | 3501 ASBURY AVE |  |  |  | VACUUM BREAKER | Y | XX |  |  | XX |  | XX |  | 999.00 TN | XX |  | AW | HYDRAULIC ONLY PVLV | XX |  |  | XX
10471982 | UNKNOWN |  | NJFR-40-VVBV-2 |  | ST35-HYPO VACBRKR-SODHYPO /VALVE | NJCM | V | NJCM-OC-ST35.-HYPO | P201 | INSV | INST | HUSSAARM | 2013-10-13 | 3501 ASBURY AVE |  |  |  | VACUUM BREAKER | Y | XX |  |  | XX |  | XX |  | 999.00 TN | XX |  | AW | HYDRAULIC ONLY PVLV | XX |  |  | XX
10471985 | ROSS |  | NJFR-46-VALT-1 |  | ST46 Altitude valve /Valve | NJCM | V | NJCM-OC-ST46. | P201 | INSV | INST | HUSSAARM | 2013-10-13 | 46TH ST |  |  |  | ALTITUDE | Y | XX |  |  | XX |  | XX | 0 PSI | 999.00 TN | XX |  | AW | HYDRAULIC W-PILOTS PVLV | XX |  |  | XX
10471987 | UNKNOWN |  | NJFR-43-VVBV-2 |  | ST52-HYPO VACBRKR-SODHYPO /VALVE | NJCM | V | NJCM-OC-ST52.-HYPO | P201 | INSV | INST | HUSSAARM | 2013-10-13 | 5161 ASBURY AVE |  |  |  | VACUUM BREAKER | Y | XX |  |  | XX |  | XX |  | 999.00 TN | XX |  | AW | HYDRAULIC ONLY PVLV | XX |  |  | XX
10471990 | UNKNOWN |  | NJFR-43-VVBV-1 |  | ST52-PHOS VACBRKR-PHOSPHATE /VALVE | NJCM | V | NJCM-OC-ST52.-PHOS | P201 | INSV | INST | HUSSAARM | 2013-10-13 | 5161 ASBURY AVE |  |  |  | VACUUM BREAKER | Y | XX |  |  | XX |  | XX |  | 999.00 TN | XX |  | AW | HYDRAULIC ONLY PVLV | XX |  |  | XX
10471993 | UNKNOWN |  | NJFR-43-VCHK-1 |  | ST52 Check Valve well#7 /Valve | NJCM | V | NJCM-OC-ST52. | P201 | OOS | INAC INST | HUSSAARM | 2013-10-13 | 5161 ASBURY AVE |  |  |  | PUMP DISCHARGE | Y | XX |  |  | XX |  | XX |  | 999.00 TN | XX |  | AW | HYDRAULIC ONLY PVLV | XX |  |  | XX
10471995 | ROSS |  | NJFR-10-VALT-1 |  | STR8 Altitude valve /Valve | NJCM | V | NJCM-OC-STR8. | P201 | INSV | INST | HUSSAARM | 2013-10-13 | 730 HAVEN AVE |  |  |  | ALTITUDE | Y | XX |  |  | XX |  | XX | 0 PSI | 999.00 TN | XX |  | AW | HYDRAULIC W-PILOTS PVLV | XX |  |  | XX
10471997 | UNKNOWN |  | NJFR-3-VVBV-1 |  | NORT-PHOS VACBRKR-PHOSPHATE /VALVE | NJCM | V | NJCM-OC-NORT.-PHOS | P201 | INSV | INST | HUSSAARM | 2013-10-13 | 734 BATTERSEA RD |  |  |  | VACUUM BREAKER | Y | XX |  |  | XX |  | XX |  | 999.00 TN | XX |  | AW | HYDRAULIC ONLY PVLV | XX |  |  | XX
10473500 | UNKNOWN |  | NJFR-3-VVBV-2 |  | NORT-HYPO VACBRKR-SODHYPO /VALVE | NJCM | V | NJCM-OC-NORT.-HYPO | P201 | INSV | INST | HUSSAARM | 2013-10-13 | 734 BATTERSEA RD |  |  |  | VACUUM BREAKER | Y | XX |  |  | XX |  | XX |  | 999.00 TN | XX |  | AW | HYDRAULIC ONLY PVLV | XX |  |  | XX
10473503 | UNKNOWN |  | NJFR-3-VCHK-1 |  | NORT Checkvalve well #13 /Valve | NJCM | V | NJCM-OC-NORT. | P201 | INSV | INST | HUSSAARM | 2013-10-13 | 734 BATTERSEA RD |  |  |  | PUMP DISCHARGE | Y | XX |  |  | XX |  | XX |  | 999.00 TN | XX |  | AW | HYDRAULIC ONLY PVLV | XX |  |  | XX
10473506 | UNKNOWN |  | NJFR-52-VVBV-2 |  | STGE-HYPO VACBRKR-SODHYPO /VALVE | NJCM | V | NJCM-UT-STGE.-HYPO | P201 | INSV | INST | HUSSAARM | 2013-10-13 | 110 OLD STAGECOACH RD |  |  |  | VACUUM BREAKER | Y | XX |  |  | XX |  | XX |  | 999.00 TN | XX |  | AW | HYDRAULIC ONLY PVLV | XX |  |  | XX
10473508 | UNKNOWN |  | NJFR-52-VVBV-1 |  | STGE-PHOS VACBRKR-PHOSPHATE /VALVE | NJCM | V | NJCM-UT-STGE.-PHOS | P201 | INSV | INST | HUSSAARM | 2013-10-13 | 110 OLD STAGECOACH RD |  |  |  | VACUUM BREAKER | Y | XX |  |  | XX |  | XX |  | 999.00 TN | XX |  | AW | HYDRAULIC ONLY PVLV | XX |  |  | XX
10473510 | UNKNOWN |  | NJFR-52-VCHK-1 |  | STGE Check Valve STGE /Valve | NJCM | V | NJCM-UT-STGE. | P201 | INSV | INST | HUSSAARM | 2013-10-13 | 110 OLD STAGECOACH RD |  |  |  | PUMP DISCHARGE | Y | XX |  |  | XX |  | XX |  | 999.00 TN | XX |  | AW | HYDRAULIC ONLY PVLV | XX |  |  | XX
10473512 | UNKNOWN |  | NJFR-2-VCHK-1 |  | WSTA Check Valve /Valve | NJCM | V | NJCM-OC-WSTA. | P201 | INSV | INST | HUSSAARM | 2013-10-13 | 66 W STATION RD |  |  |  | PUMP DISCHARGE | Y | XX |  |  | XX |  | XX |  | 999.00 TN | XX |  | AW | HYDRAULIC ONLY PVLV | XX |  |  | XX
10473515 | UNKNOWN |  | NJFR-2-VVBV-2 |  | WSTA-PHOS VACBRKR-PHOSPHATE /VALVE | NJCM | V | NJCM-OC-WSTA.-PHOS | P201 | INSV | INST | HUSSAARM | 2013-10-13 | 66 W STATION RD |  |  |  | VACUUM BREAKER | Y | XX |  |  | XX |  | XX |  | 999.00 TN | XX |  | AW | HYDRAULIC ONLY PVLV | XX |  |  | XX
10473518 | UNKNOWN |  | NJFR-2-VVBV-1 |  | WSTA-HYPO VACBRKR-SODHYPO /VALVE | NJCM | V | NJCM-OC-WSTA.-HYPO | P201 | INSV | INST | HUSSAARM | 2013-10-13 | 66 W STATION RD |  |  |  | VACUUM BREAKER | Y | XX |  |  | XX |  | XX |  | 999.00 TN | XX |  | AW | HYDRAULIC ONLY PVLV | XX |  |  | XX
10473520 | UNKNOWN |  | NJFR-8-VCHK-2 |  | STRM-W2 Check valve Well #2 /Valve | NJCM | V | NJCM-SM-STRM.-W2.. | P201 | OOS | INAC INST | HUSSAARM | 2013-10-13 | 6 W VINCENT AVE |  |  |  | PUMP DISCHARGE | Y | XX |  |  | XX |  | XX |  | 999.00 TN | XX |  | AW | HYDRAULIC ONLY PVLV | XX |  |  | XX
10473523 | UNKNOWN |  | NJFR-8-VCHK-1 |  | STRM-W1 Check Valve Well #1 /Valve | NJCM | V | NJCM-SM-STRM.-W1.. | P201 | OOS | INAC INST | HUSSAARM | 2013-10-13 | 6 W VINCENT AVE |  |  |  | PUMP DISCHARGE | Y | XX |  |  | XX |  | XX |  | 999.00 TN | XX |  | AW | HYDRAULIC ONLY PVLV | XX |  |  | XX
10473526 | ROSS |  | NJFR-8-VALT-1 |  | STRM Altitude Valve /Valve | NJCM | V | NJCM-SM-STRM. | P201 | INSV | INST | HUSSAARM | 2013-10-13 | 6 W VINCENT AVE |  |  |  | ALTITUDE | Y | XX |  |  | XX |  | XX | 0 PSI | 999.00 TN | XX |  | AW | HYDRAULIC W-PILOTS PVLV | XX |  |  | XX
10473527 | ROSS |  | NJFR-60-VALT-1 |  | CMAY Altitude Valve /Valve | NJCM | V | NJCM-MT-CMAY. | P201 | INSV | INST | HUSSAARM | 2013-10-13 | 300 E LENA AVE |  |  |  | ALTITUDE | Y | XX |  |  | XX |  | XX | 0 PSI | 999.00 TN | XX |  | AW | HYDRAULIC W-PILOTS PVLV | XX |  |  | XX
10473530 | UNKNOWN |  | NJFR-37-VVBV-2 |  | LAKE-HYPO VACBRKR-SODHYPO /VALVE | NJCM | V | NJCM-MT-LAKE.-HYPO | P201 | INSV | INST | HUSSAARM | 2013-10-13 | 1390 ROUTE 9 SOUTH |  |  |  | VACUUM BREAKER | Y | XX |  |  | XX |  | XX |  | 999.00 TN | XX |  | AW | HYDRAULIC ONLY PVLV | XX |  |  | XX
10473533 | UNKNOWN |  | NJFR-37-VVBV-1 |  | LAKE-PHOS VACBRKR-PHOSPHATE /VALVE | NJCM | V | NJCM-MT-LAKE.-PHOS | P201 | INSV | INST | HUSSAARM | 2013-10-13 | 1390 ROUTE 9 SOUTH |  |  |  | VACUUM BREAKER | Y | XX |  |  | XX |  | XX |  | 999.00 TN | XX |  | AW | HYDRAULIC ONLY PVLV | XX |  |  | XX
10471370 | UNKNOWN |  | NJFR-11-VVBV-2 |  | GROV-PHOS VACBRKR-PHOSPHATE /VALVE | NJAC | V | NJAC-Z1-GROV.-PHOS | P201 | OOS | INAC INST | HUSSAARM | 2013-10-13 | 680 W MARYLAND AVE |  |  |  | VACUUM BREAKER | Y | XX |  |  | XX |  | XX |  | 999.00 TN | XX |  | AW | HYDRAULIC ONLY PVLV | XX |  |  | XX
10442478 | UNKNOWN |  | NJFR-20-VCHK-1 |  | ABSC well #6 Check /Valve | NJAC | V | NJAC-Z1-ABSC. | P201 | OOS | INAC INST | HUSSAARM | 2013-10-13 | 534 NEW JERSEY AVE. |  |  |  | PUMP DISCHARGE | Y | XX |  |  | XX |  | XX |  | 999.00 TN | XX |  | AW | HYDRAULIC ONLY PVLV | XX |  |  | XX
10442480 | PLAST-O-MATIC |  | NJFR-20-VVBV-2 |  | ABSC-HYPO VAC BRKR-SODHYPO /VALVE | NJAC | V | NJAC-Z1-ABSC.-HYPO | P201 | OOS | INST | HUSSAARM | 2013-10-13 | 534 NEW JERSEY AVE |  |  |  | VACUUM BREAKER | Y | XX |  |  | XX |  | XX |  | 999.00 TN | XX |  | AW | HYDRAULIC ONLY PVLV | XX |  |  | 0.5
10442482 | UNKNOWN |  | NJFR-20-VVBV-3 |  | ABSC-PHOS VAC BRKR-PHOSPHATE /VALVE | NJAC | V | NJAC-Z1-ABSC.-PHOS | P201 | OOS | INST | HUSSAARM | 2013-10-13 | 534 NEW JERSEY AVE |  |  |  | VACUUM BREAKER | Y | XX |  |  | XX |  | XX |  | 999.00 TN | XX |  | AW | HYDRAULIC ONLY PVLV | XX |  |  | XX
10442484 | UNKNOWN |  | NJFR-20-VVBV-1 |  | ABSC-CAUS VAC BRKR-CAUST /VALVE | NJAC | V | NJAC-Z1-ABSC.-CAUS | P201 | OOS | INST | HUSSAARM | 2013-10-13 | 534 NEW JERSEY AVE |  |  |  | VACUUM BREAKER | Y | XX |  |  | XX |  | XX |  | 999.00 TN | XX |  | AW | HYDRAULIC ONLY PVLV | XX |  |  | XX
10442486 | UNKNOWN |  | NJFR-18-VCHK-1 |  | ACUA Pump #1 Check /Valve | NJAC | V | NJAC-Z1-ACUA. | P201 | OOS | INAC INST | HUSSAARM | 2013-10-13 | 1151 N MAIN STREET |  |  |  | PUMP DISCHARGE | Y | XX |  |  | XX |  | XX |  | 999.00 TN | XX |  | AW | HYDRAULIC ONLY PVLV | XX |  |  | 8
10442488 | UNKNOWN |  | NJFR-18-VCHK-2 |  | ACUA Pump #2 Check /Valve | NJAC | V | NJAC-Z1-ACUA. | P201 | OOS | INAC INST | HUSSAARM | 2013-10-13 | 1151 N MAIN STREET |  |  |  | PUMP DISCHARGE | Y | XX |  |  | XX |  | XX |  | 999.00 TN | XX |  | AW | HYDRAULIC ONLY PVLV | XX |  |  | XX
10442490 | PLAST-O-MATIC |  | NJFR-23-VVBV-2 |  | BARG-HYPO VAC BRKR-SODHYPO /VALVE | NJAC | V | NJAC-Z1-BARG.-HYPO | P201 | INSV | INST | HUSSAARM | 2013-10-13 | 6707 MILL ROAD |  |  |  | VACUUM BREAKER | Y | XX |  |  | XX |  | XX |  | 999.00 TN | XX |  | AW | HYDRAULIC ONLY PVLV | XX |  |  | 0.5
10442492 | UNKNOWN |  | NJFR-23-VVBV-3 |  | BARG-PHOS VAC BRKR-PHOSPHATE /VALVE | NJAC | V | NJAC-Z1-BARG.-PHOS | P201 | INSV | INST | HUSSAARM | 2013-10-13 | 6707 MILL ROAD |  |  |  | VACUUM BREAKER | Y | XX |  |  | XX |  | XX |  | 999.00 TN | XX |  | AW | HYDRAULIC ONLY PVLV | XX |  |  | XX
10442494 | UNKNOWN |  | NJFR-23-VVBV-1 |  | BARG-CAUS VAC BRKR-CAUST /VALVE | NJAC | V | NJAC-Z1-BARG.-CAUS | P201 | INSV | INST | HUSSAARM | 2013-10-13 | 6707 MILL ROAD |  |  |  | VACUUM BREAKER | Y | XX |  |  | XX |  | XX |  | 999.00 TN | XX |  | AW | HYDRAULIC ONLY PVLV | XX |  |  | XX
10442496 | UNKNOWN |  | NJFR-23-VCHK-1 |  | BARG Pump Well #12 Check /Valve | NJAC | V | NJAC-Z1-BARG. | P201 | INSV | INST | HUSSAARM | 2013-10-13 | 6707 MILL ROAD |  |  |  | PUMP DISCHARGE | Y | XX |  |  | XX |  | XX |  | 999.00 TN | XX |  | AW | HYDRAULIC ONLY PVLV | XX |  |  | XX
10442498 | UNKNOWN |  | NJFR-42-VCHK-1 |  | TILT-CD Pump Well #11 Check /Valve | NJAC | V | NJAC-Z1-TILT.-CD.. | P201 | INSV | INST | HUSSAARM | 2013-10-13 | 6581 DELILAH RD |  |  |  | PUMP DISCHARGE | Y | XX |  |  | XX |  | XX |  | 999.00 TN | XX |  | AW | HYDRAULIC ONLY PVLV | XX |  |  | XX
10444100 | UNKNOWN |  | NJFR-42-VVBV-1 |  | TILT-CAUS VAC BRKR-CAUST /VALVE | NJAC | V | NJAC-Z1-TILT.-CAUS | P201 | INSV | INST | HUSSAARM | 2013-10-13 | 2580 TILTON RD |  |  |  | VACUUM BREAKER | Y | XX |  |  | XX |  | XX |  | 999.00 TN | XX |  | AW | HYDRAULIC ONLY PVLV | XX |  |  | XX
10444102 | UNKNOWN |  | NJFR-42-VVBV-3 |  | TILT-PHOS VAC BRKR-PHOSPHATE /VALVE | NJAC | V | NJAC-Z1-TILT.-PHOS | P201 | INSV | INST | HUSSAARM | 2013-10-13 | 2580 TILTON RD |  |  |  | VACUUM BREAKER | Y | XX |  |  | XX |  | XX |  | 999.00 TN | XX |  | AW | HYDRAULIC ONLY PVLV | XX |  |  | XX
10444104 | PLAST-O-MATIC |  | NJFR-42-VVBV-2 |  | TILT-HYPO VAC BRKR PRESODHYPO /VALVE | NJAC | V | NJAC-Z1-TILT.-HYPO | P201 | INSV | INST | HUSSAARM | 2013-10-13 | 2580 TILTON RD |  |  |  | VACUUM BREAKER | Y | XX |  |  | XX |  | XX |  | 999.00 TN | XX |  | AW | HYDRAULIC ONLY PVLV | XX |  |  | XX
10444106 | UNKNOWN |  | NJFR-53-VRPZ-1 |  | CRIS Back Flow Preventer /Valve | NJAC | V | NJAC-Z1-CRIS. | P201 | INSV | INST | HUSSAARM | 2013-10-13 | 452 CHRIS GAUPP DR |  |  |  | IN PLANT | Y | XX |  |  | XX |  | XX |  | 999.00 TN | XX |  | AW | BACKFLOW W-TEST PORTS PVLV | XX |  |  | XX
10444108 | UNKNOWN |  | NJFR-53-VCHK-1 |  | CRIS Well #20 Check /Valve | NJAC | V | NJAC-Z1-CRIS. | P201 | INSV | INST | HUSSAARM | 2013-10-13 | 452 CHRIS GAUPP DR |  |  |  | PUMP DISCHARGE | Y | XX |  |  | XX |  | XX | 0 PSI | 999.00 TN | XX |  | AW | HYDRAULIC ONLY PVLV | XX |  |  | XX
10444110 | PLAST-O-MATIC |  | NJFR-53-VVBV-1 |  | CRIS-HYPO VACBRKR-SODHYPO /VALVE | NJAC | V | NJAC-Z1-CRIS.-HYPO | P201 | INSV | INST | HUSSAARM | 2013-10-13 | 452 CHRIS GAUPP DR |  |  |  | VACUUM BREAKER | Y | XX |  |  | XX |  | XX |  | 999.00 TN | XX |  | AW | HYDRAULIC ONLY PVLV | XX |  |  | 0.5
10444112 | UNKNOWN |  | NJFR-53-VVBV-2 |  | CRIS-PHOS VACBRKR-PHOSPHATE /VALVE | NJAC | V | NJAC-Z1-CRIS.-PHOS | P201 | INSV | INST | HUSSAARM | 2013-10-13 | 452 CHRIS GAUPP DR |  |  |  | VACUUM BREAKER | Y | XX |  |  | XX |  | XX |  | 999.00 TN | XX |  | AW | HYDRAULIC ONLY PVLV | XX |  |  | XX
10444114 | PLAST-O-MATIC |  | NJFR-17-VVBV-2 |  | DOBB-HYPO VACBRKR-SODHYPO /VALVE | NJAC | V | NJAC-Z1-DOBB.-HYPO | P201 | INSV | INST | HUSSAARM | 2013-10-13 | 1002 DOBBS AVE |  |  |  | VACUUM BREAKER | Y | XX |  |  | XX |  | XX |  | 999.00 TN | XX |  | AW | HYDRAULIC ONLY PVLV | XX |  |  | 0.5
10444116 | UNKNOWN |  | NJFR-17-VVBV-1 |  | DOBB-PHOS VACBRKR-PHOSPHATE /VALVE | NJAC | V | NJAC-Z1-DOBB.-PHOS | P201 | INSV | INST | HUSSAARM | 2013-10-13 | 1002 DOBBS AVE |  |  |  | VACUUM BREAKER | Y | XX |  |  | XX |  | XX |  | 999.00 TN | XX |  | AW | HYDRAULIC ONLY PVLV | XX |  |  | XX
10444119 | UNKNOWN |  | NJFR-17-VVBV-3 |  | DOBB-CAUS VACBRKR-CAUST /VALVE | NJAC | V | NJAC-Z1-DOBB.-CAUS | P201 | INSV | INST | HUSSAARM | 2013-10-13 | 1002 DOBBS AVE |  |  |  | VACUUM BREAKER | Y | XX |  |  | XX |  | XX |  | 999.00 TN | XX |  | AW | HYDRAULIC ONLY PVLV | XX |  |  | XX
10444121 | UNKNOWN |  | NJFR-17-VCHK-1 |  | DOBB Well #5 Check /Valve | NJAC | V | NJAC-Z1-DOBB. | P201 | INSV | INST | HUSSAARM | 2013-10-13 | 1002 DOBBS AVE |  |  |  | PUMP DISCHARGE | Y | XX |  |  | XX |  | XX |  | 999.00 TN | XX |  | AW | HYDRAULIC ONLY PVLV | XX |  |  | XX
10444123 | UNKNOWN |  | NJFR-17-VCHK-1 |  | DOBB Check High Service Pump /Valve | NJAC | V | NJAC-Z1-DOBB. | P201 | INSV | INST | HUSSAARM | 2013-10-13 | 1002 DOBBS AVE |  |  |  |  | Y | XX |  |  | XX |  | XX |  | 999.00 TN | XX |  | AW | HYDRAULIC ONLY PVLV | XX |  |  | XX
10444125 | UNKNOWN |  | NJFR-26-VCHK-1 |  | ECRT-15 Well #15 Check /Valve | NJAC | V | NJAC-Z1-ECRT.-15.. | P201 | OOS | INAC INST | HUSSAARM | 2013-10-13 | 554 SCARBOROUGH DRIVE |  |  |  | PUMP DISCHARGE | Y | XX |  |  | XX |  | XX |  | 999.00 TN | XX |  | AW | HYDRAULIC ONLY PVLV | XX |  |  | XX
10444127 | UNKNOWN |  | NJFR-26-VALT-1 |  | ECRT-TK Altitude /Valve | NJAC | V | NJAC-Z1-ECRT.-TK.. | P201 | OOS | INAC INST | HUSSAARM | 2013-10-13 | 560 SCARBOROUGH DRIVE |  |  |  | ALTITUDE | Y | XX |  |  | XX |  | XX | 0 PSI | 999.00 TN | XX |  | AW | HYDRAULIC W-PILOTS PVLV | XX |  |  | XX
10444129 | PLAST-O-MATIC |  | NJFR-26-VVBV-2 |  | ECRT-HYPO VACBRKR-SODHYPO /VALVE | NJAC | V | NJAC-Z1-ECRT.-HYPO | P201 | OOS | INAC INST | HUSSAARM | 2013-10-13 | 554 SCARBOROUGH DRIVE |  |  |  | VACUUM BREAKER | Y | XX |  |  | XX |  | XX |  | 999.00 TN | XX |  | AW | HYDRAULIC ONLY PVLV | XX |  |  | 0.5
10445768 | UNKNOWN |  | NJFR-26-VVBV-3 |  | ECRT-CAUS VACBRKR-CAUST /VALVE | NJAC | V | NJAC-Z1-ECRT.-CAUS | P201 | OOS | INAC INST | HUSSAARM | 2013-10-13 | 554 SCARBOROUGH DRIVE |  |  |  | VACUUM BREAKER | Y | XX |  |  | XX |  | XX |  | 999.00 TN | XX |  | AW | HYDRAULIC ONLY PVLV | XX |  |  | XX
10449425 | UNKNOWN |  | NJFR-26-VVBV-1 |  | ECRT-PHOS VACBRKR-PHOSPHATE /VALVE | NJAC | V | NJAC-Z1-ECRT.-PHOS | P201 | OOS | INAC INST | HUSSAARM | 2013-10-13 | 554 SCARBOROUGH DRIVE |  |  |  | VACUUM BREAKER | Y | XX |  |  | XX |  | XX |  | 999.00 TN | XX |  | AW | HYDRAULIC ONLY PVLV | XX |  |  | XX
10452925 | PLAST-O-MATIC |  | NJFR-22-VVBV-2 |  | FIRE-HYPO VACBRKR-SODHYPO /VALVE | NJAC | V | NJAC-Z1-FIRE.-HYPO | P201 | INSV | INST | HUSSAARM | 2013-10-13 | 3226 FIRE RD |  |  |  | VACUUM BREAKER | Y | XX |  |  | XX |  | XX |  | 999.00 TN | XX |  | AW | HYDRAULIC ONLY PVLV | XX |  |  | 0.5
10455983 | UNKNOWN |  | NJFR-22-VVBV-1 |  | FIRE-PHOS VACBRKR-PHOSPHATE /VALVE | NJAC | V | NJAC-Z1-FIRE.-PHOS | P201 | INSV | INST | HUSSAARM | 2013-10-13 | 3226 FIRE RD |  |  |  | VACUUM BREAKER | Y | XX |  |  | XX |  | XX |  | 999.00 TN | XX |  | AW | HYDRAULIC ONLY PVLV | XX |  |  | XX
10459291 | UNKNOWN |  | NJFR-22-VVBV-3 |  | FIRE-CAUS VACBRKR-CAUST /VALVE | NJAC | V | NJAC-Z1-FIRE.-CAUS | P201 | INSV | INST | HUSSAARM | 2013-10-13 | 3226 FIRE RD |  |  |  | VACUUM BREAKER | Y | XX |  |  | XX |  | XX |  | 999.00 TN | XX |  | AW | HYDRAULIC ONLY PVLV | XX |  |  | XX
10463605 | UNKNOWN |  | NJFR-22-VCHK-1 |  | FIRE Well #10 Check /Valve | NJAC | V | NJAC-Z1-FIRE. | P201 | INSV | INST | HUSSAARM | 2013-10-13 | 3226 FIRE RD |  |  |  | PUMP DISCHARGE | Y | XX |  |  | XX |  | XX |  | 999.00 TN | XX |  | AW | HYDRAULIC ONLY PVLV | XX |  |  | XX
10467531 | UNKNOWN |  | NJFR-47-VALT-1 |  | GARF Altitude /Valve | NJAC | V | NJAC-Z1-GARF. | P201 | INSV | INST | HUSSAARM | 2013-10-13 | 983 WOODSIDE AVE |  |  |  | ALTITUDE | Y | XX |  |  | XX |  | XX | 0 PSI | 999.00 TN | XX |  | AW | HYDRAULIC W-PILOTS PVLV | XX |  |  | XX
10482709 | UNKNOWN |  | NJFR-34-VCHK-1 |  | OCRF Check Valve Pump #1 /Valve | NJOS | V | NJOSW-WW-OCRF. | P201 | INSV | INST | HUSSAARM | 2013-10-13 | OCEAN REEF DRIVE |  |  |  | PUMP DISCHARGE | Y | XX |  |  | XX |  | XX |  | 999.00 TN | XX |  | AW | HYDRAULIC ONLY PVLV | XX |  |  | XX
10482712 | UNKNOWN |  | NJFR-34-VCHK-2 |  | OCRF Check Valve Pump #2 /Valve | NJOS | V | NJOSW-WW-OCRF. | P201 | INSV | INST | HUSSAARM | 2013-10-13 | OCEAN REEF DRIVE |  |  |  | PUMP DISCHARGE | Y | XX |  |  | XX |  | XX |  | 999.00 TN | XX |  | AW | HYDRAULIC ONLY PVLV | XX |  |  | XX
10482714 | UNKNOWN |  | NJFR-35-VEFF-2 |  | ST17 Effluent Valve Pump #2 /Valve | NJOS | V | NJOSW-WW-ST17. | P201 | INSV | INST | HUSSAARM | 2013-10-13 | 39 W 17TH ST |  |  | MANUAL | PUMP DISCHARGE | N | XX |  |  | XX |  | XX |  | 999.00 TN | XX |  | AW | MANUAL PVLV | XX |  |  | XX
10482716 | UNKNOWN |  | NJFR-35-VEFF-1 |  | ST17 Effluent Valve Pump #1 /Valve | NJOS | V | NJOSW-WW-ST17. | P201 | INSV | INST | HUSSAARM | 2013-10-13 | 39 W 17TH ST |  |  | MANUAL | PUMP DISCHARGE | N | XX |  |  | XX |  | XX |  | 999.00 TN | XX |  | AW | MANUAL PVLV | XX |  |  | XX
10482719 | UNKNOWN |  | NJFR-35-VCHK-2 |  | ST17 Check Valve Pump #2 /Valve | NJOS | V | NJOSW-WW-ST17. | P201 | INSV | INST | HUSSAARM | 2013-10-13 | 39 W 17TH ST |  |  |  | PUMP DISCHARGE | Y | XX |  |  | XX |  | XX |  | 999.00 TN | XX |  | AW | HYDRAULIC ONLY PVLV | XX |  |  | XX
10482722 | UNKNOWN |  | NJFR-35-VCHK-1 |  | ST17 Check Valve Pump #1 /Valve | NJOS | V | NJOSW-WW-ST17. | P201 | INSV | INST | HUSSAARM | 2013-10-13 | 39 W 17TH ST |  |  |  | PUMP DISCHARGE | Y | XX |  |  | XX |  | XX |  | 999.00 TN | XX |  | AW | HYDRAULIC ONLY PVLV | XX |  |  | XX
10482723 | UNKNOWN |  | NJFR-45-VINF-2 |  | ST41 Influent Valve Pump #2 /Valve | NJOS | V | NJOSW-WW-ST41. | P201 | INSV | INST | HUSSAARM | 2013-10-13 | 41 STREET & WEST AVE |  |  | MANUAL | PUMP DISCHARGE | N | XX |  |  | XX |  | XX |  | 999.00 TN | XX |  | AW | MANUAL PVLV | XX |  |  | XX
10482725 | UNKNOWN |  | NJFR-45-VINF-1 |  | ST41 Influent Valve Pump #1 /Valve | NJOS | V | NJOSW-WW-ST41. | P201 | INSV | INST | HUSSAARM | 2013-10-13 | 41 STREET & WEST AVE |  |  | MANUAL | PUMP DISCHARGE | N | XX |  |  | XX |  | XX |  | 999.00 TN | XX |  | AW | MANUAL PVLV | XX |  |  | XX
10482727 | UNKNOWN |  | NJFR-48-VINF-2 |  | ST53 Influent Valve Pump #2 /Valve | NJOS | V | NJOSW-WW-ST53. | P201 | INSV | INST | HUSSAARM | 2013-10-13 | 53 STREET & WEST AVE |  |  | MANUAL | PUMP DISCHARGE | N | XX |  |  | XX |  | XX |  | 999.00 TN | XX |  | AW | MANUAL PVLV | XX |  |  | XX
10482730 | UNKNOWN |  | NJFR-48-VINF-1 |  | ST53 Influent Valve Pump #1 /Valve | NJOS | V | NJOSW-WW-ST53. | P201 | INSV | INST | HUSSAARM | 2013-10-13 | 53 STREET & WEST AVE |  |  | MANUAL | PUMP DISCHARGE | N | XX |  |  | XX |  | XX |  | 999.00 TN | XX |  | AW | MANUAL PVLV | XX |  |  | XX
10482733 | UNKNOWN |  | NJFR-4-VINF-1 |  | GARD Influent Valve Pump #1 /Valve | NJOS | V | NJOSW-WW-GARD. | P201 | REMV | INAC INST | HUSSAARM | 2013-10-13 | ATLANTIC BOULEVARD |  |  | MANUAL | PUMP DISCHARGE | N | XX |  |  | XX |  | XX |  | 999.00 TN | XX |  | AW | MANUAL PVLV | XX |  |  | XX
10482734 | UNKNOWN |  | NJFR-4-VINF-2 |  | GARD Influent Valve Pump #2 /Valve | NJOS | V | NJOSW-WW-GARD. | P201 | REMV | INAC INST | HUSSAARM | 2013-10-13 | ATLANTIC BOULEVARD |  |  | MANUAL | PUMP DISCHARGE | N | XX |  |  | XX |  | XX |  | 999.00 TN | XX |  | AW | MANUAL PVLV | XX |  |  | XX
10483510 | UNKNOWN |  | NJFR-11-VCHK-1 |  | GROV well #9 Check /Valve | NJAC | V | NJAC-Z1-GROV. | P201 | INSV | INST | HUSSAARM | 2013-10-13 | 680 W MARYLAND AVE |  |  |  | PUMP DISCHARGE | Y | XX |  |  | XX |  | XX |  | 999.00 TN | XX |  | AW | HYDRAULIC ONLY PVLV | XX |  |  | XX
10487304 | UNKNOWN |  | NJFR-12-VALT-1 |  | LINT Altitude /Valve | NJAC | V | NJAC-Z1-LINT. | P201 | INSV | INST | HUSSAARM | 2013-10-13 | 505 HAMILTON AVE |  |  |  | ALTITUDE | Y | XX |  |  | XX |  | XX | 0 PSI | 999.00 TN | XX |  | AW | HYDRAULIC W-PILOTS PVLV | XX |  |  | XX
10488701 | UNKNOWN |  |  |  | TILT Filter 1 Infulent /Valve 101 | NJAC | V | NJAC-Z1-TILT. | P201 | INSV | INST | HUSSAARM | 2013-10-13 | 2580 TILTON RD |  |  |  | IN PLANT | Y | XX |  |  | XX |  | XX |  | 999.00 TN | XX |  | AW | ELECTRIC MOTOR PVLV | XX |  |  | XX
10488707 | UNKNOWN |  |  |  | TILT Filter 1 upper air inlet /Valve 103 | NJAC | V | NJAC-Z1-TILT. | P201 | INSV | INST | HUSSAARM | 2013-10-13 | 2580 TILTON RD |  |  |  | IN PLANT | Y | XX |  |  | XX |  | XX |  | 999.00 TN | XX |  | AW | ELECTRIC MOTOR PVLV | XX |  |  | XX
10488712 | UNKNOWN |  |  |  | TILT Filter 1 lower air inlet /Valve 104 | NJAC | V | NJAC-Z1-TILT. | P201 | INSV | INST | HUSSAARM | 2013-10-13 | 2580 TILTON RD |  |  |  | IN PLANT | Y | XX |  |  | XX |  | XX |  | 999.00 TN | XX |  | AW | ELECTRIC MOTOR PVLV | XX |  |  | XX
10488717 | UNKNOWN |  |  |  | TILT Filter 1 Waste /Valve 106 | NJAC | V | NJAC-Z1-TILT. | P201 | INSV | INST | HUSSAARM | 2013-10-13 | 2580 TILTON RD |  |  |  | IN PLANT | Y | XX |  |  | XX |  | XX |  | 999.00 TN | XX |  | AW | ELECTRIC MOTOR PVLV | XX |  |  | XX
10488722 | UNKNOWN |  |  |  | TILT Filter 1 Backwash /Valve 107 | NJAC | V | NJAC-Z1-TILT. | P201 | INSV | INST | HUSSAARM | 2013-10-13 | 2580 TILTON RD |  |  |  | IN PLANT | Y | XX |  |  | XX |  | XX |  | 999.00 TN | XX |  | AW | ELECTRIC MOTOR PVLV | XX |  |  | XX
10488726 | UNKNOWN |  |  |  | TILT Filter 1 Drain Down /Valve 108 | NJAC | V | NJAC-Z1-TILT. | P201 | INSV | INST | HUSSAARM | 2013-10-13 | 2580 TILTON RD |  |  |  | IN PLANT | Y | XX |  |  | XX |  | XX |  | 999.00 TN | XX |  | AW | ELECTRIC MOTOR PVLV | XX |  |  | XX
10488728 | UNKNOWN |  |  |  | TILT Filter 1 Backwash waste /Valve 109 | NJAC | V | NJAC-Z1-TILT. | P201 | INSV | INST | HUSSAARM | 2013-10-13 | 2580 TILTON RD |  |  |  | IN PLANT | Y | XX |  |  | XX |  | XX |  | 999.00 TN | XX |  | AW | ELECTRIC MOTOR PVLV | XX |  |  | XX
10488733 | UNKNOWN |  |  |  | TILT Filter 2 Infulent /Valve 201 | NJAC | V | NJAC-Z1-TILT. | P201 | INSV | INST | HUSSAARM | 2013-10-13 | 2580 TILTON RD |  |  |  | IN PLANT | Y | XX |  |  | XX |  | XX |  | 999.00 TN | XX |  | AW | ELECTRIC MOTOR PVLV | XX |  |  | XX
10488738 | UNKNOWN |  |  |  | TILT Filter 2 Upper air inlet /Valve 203 | NJAC | V | NJAC-Z1-TILT. | P201 | INSV | INST | HUSSAARM | 2013-10-13 | 2580 TILTON RD |  |  |  | IN PLANT | Y | XX |  |  | XX |  | XX |  | 999.00 TN | XX |  | AW | ELECTRIC MOTOR PVLV | XX |  |  | XX
10488743 | UNKNOWN |  |  |  | TILT Filter 2 Lower air inlet /Valve 204 | NJAC | V | NJAC-Z1-TILT. | P201 | INSV | INST | HUSSAARM | 2013-10-13 | 2580 TILTON RD |  |  |  | IN PLANT | Y | XX |  |  | XX |  | XX |  | 999.00 TN | XX |  | AW | ELECTRIC MOTOR PVLV | XX |  |  | XX
10488744 | UNKNOWN |  |  |  | TILT Filter 2 Waste /Valve 206 | NJAC | V | NJAC-Z1-TILT. | P201 | INSV | INST | HUSSAARM | 2013-10-13 | 2580 TILTON RD |  |  |  | IN PLANT | Y | XX |  |  | XX |  | XX |  | 999.00 TN | XX |  | AW | ELECTRIC MOTOR PVLV | XX |  |  | XX
10488753 | UNKNOWN |  |  |  | TILT Filter 2 Backwash /Valve 207 | NJAC | V | NJAC-Z1-TILT. | P201 | INSV | INST | HUSSAARM | 2013-10-13 | 2580 TILTON RD |  |  |  | IN PLANT | Y | XX |  |  | XX |  | XX |  | 999.00 TN | XX |  | AW | ELECTRIC MOTOR PVLV | XX |  |  | XX
10488757 | UNKNOWN |  |  |  | TILT Filter 2 Drain Down /Valve 208 | NJAC | V | NJAC-Z1-TILT. | P201 | INSV | INST | HUSSAARM | 2013-10-13 | 2580 TILTON RD |  |  |  | IN PLANT | Y | XX |  |  | XX |  | XX |  | 999.00 TN | XX |  | AW | ELECTRIC MOTOR PVLV | XX |  |  | XX
10488761 | UNKNOWN |  |  |  | TILT Filter 2 Backwash Waste /Valve 209 | NJAC | V | NJAC-Z1-TILT. | P201 | INSV | INST | HUSSAARM | 2013-10-13 | 2580 TILTON RD |  |  |  | IN PLANT | Y | XX |  |  | XX |  | XX |  | 999.00 TN | XX |  | AW | ELECTRIC MOTOR PVLV | XX |  |  | XX
10488765 | UNKNOWN |  |  |  | TILT Filter 3 Infulent /Valve 301 | NJAC | V | NJAC-Z1-TILT. | P201 | INSV | INST | HUSSAARM | 2013-10-13 | 2580 TILTON RD |  |  |  | IN PLANT | Y | XX |  |  | XX |  | XX |  | 999.00 TN | XX |  | AW | ELECTRIC MOTOR PVLV | XX |  |  | XX
10488770 | UNKNOWN |  |  |  | TILT Filter 3 Upper air inlet /Valve 303 | NJAC | V | NJAC-Z1-TILT. | P201 | INSV | INST | HUSSAARM | 2013-10-13 | 2580 TILTON RD |  |  |  | IN PLANT | Y | XX |  |  | XX |  | XX |  | 999.00 TN | XX |  | AW | ELECTRIC MOTOR PVLV | XX |  |  | XX
10488773 | UNKNOWN |  |  |  | TILT Filter 3 Lower air inlet /Valve 304 | NJAC | V | NJAC-Z1-TILT. | P201 | INSV | INST | HUSSAARM | 2013-10-13 | 2580 TILTON RD |  |  |  | IN PLANT | Y | XX |  |  | XX |  | XX |  | 999.00 TN | XX |  | AW | ELECTRIC MOTOR PVLV | XX |  |  | XX
10488779 | UNKNOWN |  |  |  | TILT Filter 3 Waste /Valve 306 | NJAC | V | NJAC-Z1-TILT. | P201 | INSV | INST | HUSSAARM | 2013-10-13 | 2580 TILTON RD |  |  |  | IN PLANT | Y | XX |  |  | XX |  | XX |  | 999.00 TN | XX |  | AW | ELECTRIC MOTOR PVLV | XX |  |  | XX
10488784 | UNKNOWN |  |  |  | TILT Filter 3 Backwash /Valve 307 | NJAC | V | NJAC-Z1-TILT. | P201 | INSV | INST | HUSSAARM | 2013-10-13 | 2580 TILTON RD |  |  |  | IN PLANT | Y | XX |  |  | XX |  | XX |  | 999.00 TN | XX |  | AW | ELECTRIC MOTOR PVLV | XX |  |  | XX
10482707 | UNKNOWN |  | NJFR-58-VCHK-1 |  | MPRK Check Valve Pump #1 /Valve | NJOS | V | NJOSW-WW-MPRK. | P201 | INSV | INST | HUSSAARM | 2013-10-13 | OXFORD LANE |  |  |  | PUMP DISCHARGE | Y | XX |  |  | XX |  | XX |  | 999.00 TN | XX |  | AW | HYDRAULIC ONLY PVLV | XX |  |  | XX
10473536 | UNKNOWN |  | NJFR-1-VVBV-2 |  | HAND-HYPO VACBRKR-SODHYPO /VALVE | NJCM | V | NJCM-MT-HAND.-HYPO | P201 | INSV | INST | HUSSAARM | 2013-10-13 | 205 MECHANIC ST |  |  |  | VACUUM BREAKER | Y | XX |  |  | XX |  | XX |  | 999.00 TN | XX |  | AW | HYDRAULIC ONLY PVLV | XX |  |  | XX
10473538 | UNKNOWN |  | NJFR-1-VVBV-1 |  | HAND-PHOS VACBRKR-PHOSPHATE /VALVE | NJCM | V | NJCM-MT-HAND.-PHOS | P201 | INSV | INST | HUSSAARM | 2013-10-13 | 205 MECHANIC ST |  |  |  | VACUUM BREAKER | Y | XX |  |  | XX |  | XX |  | 999.00 TN | XX |  | AW | HYDRAULIC ONLY PVLV | XX |  |  | XX
10473540 | ROSS |  | NJFR-1-VALT-1 |  | HAND Altitude Valve /Valve | NJCM | V | NJCM-MT-HAND. | P201 | INSV | INST | HUSSAARM | 2013-10-13 | 205 MECHANIC ST |  |  |  | ALTITUDE | Y | XX |  |  | XX |  | XX | 0 PSI | 999.00 TN | XX |  | AW | HYDRAULIC W-PILOTS PVLV | XX |  |  | XX
10473543 | UNKNOWN |  | NJFR-1-VCHK-1 |  | HAND Check Valve /Valve | NJCM | V | NJCM-MT-HAND. | P201 | OOS | INAC INST | HUSSAARM | 2013-10-13 | 205 MECHANIC ST |  |  |  | PUMP DISCHARGE | Y | XX |  |  | XX |  | XX | 0 PSI | 999.00 TN | XX |  | AW | HYDRAULIC ONLY PVLV | XX |  |  | XX
10473545 | UNKNOWN |  | NJFR-54-VVBV-1 |  | MAIN-HYPO VACBRKR-SODHYPO /VALVE | NJCM | V | NJCM-MT-MAIN.-HYPO | P201 | INSV | INST | HUSSAARM | 2013-10-13 | 412 N ROUTE 9 |  |  |  | VACUUM BREAKER | Y | XX |  |  | XX |  | XX |  | 999.00 TN | XX |  | AW | HYDRAULIC ONLY PVLV | XX |  |  | XX
10473548 | UNKNOWN |  | NJFR-54-VVBV-2 |  | MAIN-PHOS VACBRKR-PHOSPHATE /VALVE | NJCM | V | NJCM-MT-MAIN.-PHOS | P201 | INSV | INST | HUSSAARM | 2013-10-13 | 412 N ROUTE 9 |  |  |  | VACUUM BREAKER | Y | XX |  |  | XX |  | XX |  | 999.00 TN | XX |  | AW | HYDRAULIC ONLY PVLV | XX |  |  | XX
10473550 | UNKNOWN |  | NJFR-54-VCHK-1 |  | MAIN Check Valve well #7 /Valve | NJCM | V | NJCM-MT-MAIN. | P201 | OOS | INAC INST | HUSSAARM | 2013-10-13 | 412 N ROUTE 9 |  |  |  | PUMP DISCHARGE | Y | XX |  |  | XX |  | XX |  | 999.00 TN | XX |  | AW | HYDRAULIC ONLY PVLV | XX |  |  | XX
10473553 | PRATT |  |  |  | WWIC Influent MOV /Valve | NJCM | V | NJCM-MT-WWIC. | P201 | INSV | INST | HUSSAARM | 2013-10-13 | 3169 ROUTE 9 S |  |  | ELECTRIC | PUMP SUCTION | Y | N |  |  | XX |  | XX |  | 999.00 TN | XX |  | AW | ELECTRIC MOTOR PVLV | XX |  |  | 6
10473554 | PRATT |  |  |  | WWIC Effluent MOV /Valve | NJCM | V | NJCM-MT-WWIC. | P201 | INSV | INST | HUSSAARM | 2013-10-13 | 3169 ROUTE 9 S |  |  | ELECTRIC | PUMP DISCHARGE | Y | N |  |  | XX |  | XX |  | 999.00 TN | XX |  | AW | ELECTRIC MOTOR PVLV | XX |  |  | 6
10473557 | VAL-MATIC |  |  |  | WWIC-BST Discharge Check /Valve | NJCM | V | NJCM-MT-WWIC.-BST. | P201 | INSV | INST | HUSSAARM | 2013-10-13 | 3169 ROUTE 9 S |  |  |  | PUMP DISCHARGE | Y | N |  |  | XX |  | CLOSED |  | 999.00 TN | XX |  | AW | HYDRAULIC ONLY PVLV | XX |  |  | 6
10475036 | UNKNOWN |  | NJFR-11-VVBV-1 |  | GROV-HYPO Vacuum Breaker - Hypo /Valve | NJAC | V | NJAC-Z1-GROV.-HYPO | P201 | OOS | INAC INST | HUSSAARM | 2013-10-13 | 680 W MARYLAND AVE |  |  |  | VACUUM BREAKER | Y | XX |  |  | XX |  | XX |  | 999.00 TN | XX |  | AW | HYDRAULIC ONLY PVLV | XX |  |  | XX
10479307 | UNKNOWN |  | NJFR-11-VVBV-3 |  | GROV-CAUS VACBRKR-CAUST /VALVE | NJAC | V | NJAC-Z1-GROV.-CAUS | P201 | OOS | INAC INST | HUSSAARM | 2013-10-13 | 680 W MARYLAND AVE |  |  |  | VACUUM BREAKER | Y | XX |  |  | XX |  | XX |  | 999.00 TN | XX |  | AW | HYDRAULIC ONLY PVLV | XX |  |  | XX
10481257 | UNKNOWN |  | NJFR-45-VCHK-1 |  | ST41 Check Valve Pump #1 /Valve | NJOS | V | NJOSW-WW-ST41. | P201 | INSV | INST | HUSSAARM | 2013-10-13 | 41 STREET & WEST AVE |  |  |  | PUMP DISCHARGE | Y | XX |  |  | XX |  | XX |  | 999.00 TN | XX |  | AW | HYDRAULIC ONLY PVLV | XX |  |  | XX
10481258 | UNKNOWN |  | NJFR-45-VEFF-2 |  | ST41 Effluent Valve Pump #2 /Valve | NJOS | V | NJOSW-WW-ST41. | P201 | INSV | INST | HUSSAARM | 2013-10-13 | 41 STREET & WEST AVE |  |  | MANUAL | PUMP DISCHARGE | N | XX |  |  | XX |  | XX |  | 999.00 TN | XX |  | AW | MANUAL PVLV | XX |  |  | XX
10481261 | UNKNOWN |  | NJFR-45-VEFF-1 |  | ST41 Effluent Valve Pump #1 /Valve | NJOS | V | NJOSW-WW-ST41. | P201 | INSV | INST | HUSSAARM | 2013-10-13 | 41 STREET & WEST AVE |  |  | MANUAL | PUMP DISCHARGE | N | XX |  |  | XX |  | XX |  | 999.00 TN | XX |  | AW | MANUAL PVLV | XX |  |  | XX
10481263 | UNKNOWN |  | NJFR-45-VCHK-2 |  | ST41 Check Valve Pump #2 /Valve | NJOS | V | NJOSW-WW-ST41. | P201 | INSV | INST | HUSSAARM | 2013-10-13 | 41 STREET & WEST AVE |  |  |  | PUMP DISCHARGE | Y | XX |  |  | XX |  | XX |  | 999.00 TN | XX |  | AW | HYDRAULIC ONLY PVLV | XX |  |  | XX
10481265 | UNKNOWN |  | NJFR-48-VEFF-2 |  | ST53 Effluent Valve Pump #2 /Valve | NJOS | V | NJOSW-WW-ST53. | P201 | INSV | INST | HUSSAARM | 2013-10-13 | 53 STREET & WEST AVE |  |  | MANUAL | PUMP DISCHARGE | N | XX |  |  | XX |  | XX |  | 999.00 TN | XX |  | AW | MANUAL PVLV | XX |  |  | XX
10482705 | UNKNOWN |  | NJFR-58-VEFF-1 |  | MPRK Effluent Valve Pump #1 /Valve | NJOS | V | NJOSW-WW-MPRK. | P201 | INSV | INST | HUSSAARM | 2013-10-13 | OXFORD LANE |  |  | MANUAL | PUMP DISCHARGE | N | XX |  |  | XX |  | XX |  | 999.00 TN | XX |  | AW | MANUAL PVLV | XX |  |  | XX
10482702 | UNKNOWN |  | NJFR-58-VEFF-2 |  | MPRK Effluent Valve Pump #2 /Valve | NJOS | V | NJOSW-WW-MPRK. | P201 | INSV | INST | HUSSAARM | 2013-10-13 | OXFORD LANE |  |  | MANUAL | PUMP DISCHARGE | N | XX |  |  | XX |  | XX |  | 999.00 TN | XX |  | AW | MANUAL PVLV | XX |  |  | XX
10481299 | UNKNOWN |  | NJFR-58-VCHK-2 |  | MPRK Check Valve Pump #2 /Valve | NJOS | V | NJOSW-WW-MPRK. | P201 | INSV | INST | HUSSAARM | 2013-10-13 | OXFORD LANE |  |  |  | PUMP DISCHARGE | Y | XX |  |  | XX |  | XX |  | 999.00 TN | XX |  | AW | HYDRAULIC ONLY PVLV | XX |  |  | XX
10481297 | UNKNOWN |  | NJFR-4-VCHK-1 |  | GARD Check Valve Pump #1 /Valve | NJOS | V | NJOSW-WW-GARD. | P201 | REMV | INAC INST | HUSSAARM | 2013-10-13 | ATLANTIC BOULEVARD |  |  |  | PUMP DISCHARGE | Y | XX |  |  | XX |  | XX |  | 999.00 TN | XX |  | AW | HYDRAULIC ONLY PVLV | XX |  |  | XX
10481295 | UNKNOWN |  | NJFR-4-VCHK-2 |  | GARD Check Valve Pump #2 /Valve | NJOS | V | NJOSW-WW-GARD. | P201 | REMV | INAC INST | HUSSAARM | 2013-10-13 | ATLANTIC BOULEVARD |  |  |  | PUMP DISCHARGE | Y | XX |  |  | XX |  | XX |  | 999.00 TN | XX |  | AW | HYDRAULIC ONLY PVLV | XX |  |  | XX
10481292 | UNKNOWN |  | NJFR-4-VEFF-1 |  | GARD Effluent Valve Pump #1 /Valve | NJOS | V | NJOSW-WW-GARD. | P201 | REMV | INAC INST | HUSSAARM | 2013-10-13 | ATLANTIC BOULEVARD |  |  | MANUAL | PUMP DISCHARGE | N | XX |  |  | XX |  | XX |  | 999.00 TN | XX |  | AW | MANUAL PVLV | XX |  |  | XX
10481290 | UNKNOWN |  | NJFR-4-VEFF-2 |  | GARD Effluent Valve Pump #2 /Valve | NJOS | V | NJOSW-WW-GARD. | P201 | REMV | INAC INST | HUSSAARM | 2013-10-13 | ATLANTIC BOULEVARD |  |  | MANUAL | PUMP DISCHARGE | N | XX |  |  | XX |  | XX |  | 999.00 TN | XX |  | AW | MANUAL PVLV | XX |  |  | XX
10481287 | UNKNOWN |  | NJFR-50-VCHK-2 |  | BLUW Check Valve Pump #2 /Valve | NJOS | V | NJOSW-WW-BLUW. | P201 | INSV | INST | HUSSAARM | 2013-10-13 | NAUTILUS DRIVE |  |  |  | PUMP DISCHARGE | Y | XX |  |  | XX |  | XX |  | 999.00 TN | XX |  | AW | HYDRAULIC ONLY PVLV | XX |  |  | XX
10481268 | UNKNOWN |  | NJFR-48-VEFF-1 |  | ST53 Effluent Valve Pump #1 /Valve | NJOS | V | NJOSW-WW-ST53. | P201 | INSV | INST | HUSSAARM | 2013-10-13 | 53 STREET & WEST AVE |  |  | MANUAL | PUMP DISCHARGE | N | XX |  |  | XX |  | XX |  | 999.00 TN | XX |  | AW | MANUAL PVLV | XX |  |  | XX
10481271 | UNKNOWN |  | NJFR-48-VCHK-2 |  | ST53 Check Valve Pump #2 /Valve | NJOS | V | NJOSW-WW-ST53. | P201 | INSV | INST | HUSSAARM | 2013-10-13 | 53 STREET & WEST AVE |  |  |  | PUMP DISCHARGE | Y | XX |  |  | XX |  | XX |  | 999.00 TN | XX |  | AW | HYDRAULIC ONLY PVLV | XX |  |  | XX
10481273 | UNKNOWN |  | NJFR-48-VCHK-1 |  | ST53 Check Valve Pump #1 /Valve | NJOS | V | NJOSW-WW-ST53. | P201 | INSV | INST | HUSSAARM | 2013-10-13 | 53 STREET & WEST AVE |  |  |  | PUMP DISCHARGE | Y | XX |  |  | XX |  | XX |  | 999.00 TN | XX |  | AW | HYDRAULIC ONLY PVLV | XX |  |  | XX
10481275 | UNKNOWN |  | NJFR-36-VEFF-2 |  | BAYP Effluent Valve Pump #2 /Valve | NJOS | V | NJOSW-WW-BAYP. | P201 | INSV | INST | HUSSAARM | 2013-10-13 | 61 BAYONNE PLACE |  |  | MANUAL | PUMP DISCHARGE | N | XX |  |  | XX |  | XX |  | 999.00 TN | XX |  | AW | MANUAL PVLV | XX |  |  | XX
10481285 | UNKNOWN |  | NJFR-50-VCHK-1 |  | BLUW Check Valve Pump #1 /Valve | NJOS | V | NJOSW-WW-BLUW. | P201 | INSV | INST | HUSSAARM | 2013-10-13 | NAUTILUS DRIVE |  |  |  | PUMP DISCHARGE | Y | XX |  |  | XX |  | XX |  | 999.00 TN | XX |  | AW | HYDRAULIC ONLY PVLV | XX |  |  | XX
10481282 | UNKNOWN |  | NJFR-36-VEFF-1 |  | BAYP Effluent Valve Pump #1 /Valve | NJOS | V | NJOSW-WW-BAYP. | P201 | INSV | INST | HUSSAARM | 2013-10-13 | 61 BAYONNE PLACE |  |  | MANUAL | PUMP DISCHARGE | N | XX |  |  | XX |  | XX |  | 999.00 TN | XX |  | AW | MANUAL PVLV | XX |  |  | XX
10481280 | UNKNOWN |  | NJFR-36-VCHK-1 |  | BAYP Check Valve Pump #1 /Valve | NJOS | V | NJOSW-WW-BAYP. | P201 | INSV | INST | HUSSAARM | 2013-10-13 | 61 BAYONNE PLACE |  |  |  | PUMP DISCHARGE | Y | XX |  |  | XX |  | XX |  | 999.00 TN | XX |  | AW | HYDRAULIC ONLY PVLV | XX |  |  | XX
10481278 | UNKNOWN |  | NJFR-36-VCHK-2 |  | BAYP Check Valve Pump #2 /Valve | NJOS | V | NJOSW-WW-BAYP. | P201 | INSV | INST | HUSSAARM | 2013-10-13 | 61 BAYONNE PLACE |  |  |  | PUMP DISCHARGE | Y | XX |  |  | XX |  | XX |  | 999.00 TN | XX |  | AW | HYDRAULIC ONLY PVLV | XX |  |  | XX
10865029 | UNKNOWN |  | NJFR-20-VCHK-1 |  | ABSC-WELL#24 CHECK/VALVE | NJAC | V | NJAC-Z1-ABSC. | P201 | INSV | INST | DENIGRCM | 2014-08-25 | 534 New Jersey Ave |  |  |  | PUMP DISCHARGE | Y | XX |  |  | FLANGED |  | CLOSED |  | 999.00 TN | XX |  | AW | HYDRAULIC ONLY PVLV | 200 |  |  | 10
10865080 | PRATT |  | B |  | ABSC-Filter #2 Filter Drain /Valve | NJAC | V | NJAC-Z1-ABSC. | P201 | INSV | INST | HEIMER | 2014-09-15 | 534 New Jersey Ave |  | EIM COMPANY | ELECTRIC |  | Y | N |  |  | FLANGED |  | CLOSED |  | 999.00 TN | XX | Y | AW | ELECTRIC MOTOR PVLV | 250 |  |  | 4
10865079 | PRATT |  | B |  | ABSC-Filter #1 Filter Drain /Valve | NJAC | V | NJAC-Z1-ABSC. | P201 | INSV | INST | HEIMER | 2014-09-15 | 534 New Jersey Ave |  | EIM COMPANY | ELECTRIC |  | Y | N |  |  | FLANGED |  | CLOSED |  | 999.00 TN | XX | Y | AW | ELECTRIC MOTOR PVLV | 250 |  |  | 4
10865078 | PRATT |  | A |  | ABSC-Filter #4 Filter To Waste /Valve | NJAC | V | NJAC-Z1-ABSC. | P201 | INSV | INST | HEIMER | 2014-09-15 | 534 New Jersey Ave |  | EIM COMPANY | ELECTRIC | FILTER | Y | N |  |  | FLANGED |  | OPEN |  | 999.00 TN | XX | Y | AW | ELECTRIC MOTOR PVLV | 250 |  |  | 12
10865081 | PRATT |  | B |  | ABSC-Filter #3 Filter Drain /Valve | NJAC | V | NJAC-Z1-ABSC. | P201 | INSV | INST | HEIMER | 2014-09-15 | 534 New Jersey Ave |  | EIM COMPANY | ELECTRIC | FILTER | Y | N |  |  | FLANGED |  | CLOSED |  | 999.00 TN | XX | Y | AW | ELECTRIC MOTOR PVLV | 250 |  |  | 4
10865082 | PRATT |  | B |  | ABSC-Filter #4 Filter Drain /Valve | NJAC | V | NJAC-Z1-ABSC. | P201 | INSV | INST | HEIMER | 2014-09-15 | 534 New Jersey Ave |  | EIM COMPANY | ELECTRIC | FILTER | Y | N |  |  | FLANGED |  | CLOSED |  | 999.00 TN | XX | Y | AW | ELECTRIC MOTOR PVLV | 250 |  |  | 4
10865083 | PRATT |  | D |  | ABSC-Filter #1 Filter Waste /Valve | NJAC | V | NJAC-Z1-ABSC. | P201 | INSV | INST | HEIMER | 2014-09-15 | 534 New Jersey Ave |  | EIM COMPANY | ELECTRIC | FILTER | Y | N |  |  | FLANGED |  | CLOSED |  | 999.00 TN | XX |  | AW | ELECTRIC MOTOR PVLV | 250 |  |  | 8
10865077 | PRATT |  | A |  | ABSC-Filter #3 Filter To Waste /Valve | NJAC | V | NJAC-Z1-ABSC. | P201 | INSV | INST | HEIMER | 2014-09-15 | 534 New Jersey Ave |  | EIM COMPANY | ELECTRIC | FILTER | Y |  |  |  | FLANGED |  | OPEN |  | 999.00 TN | XX | Y | AW | ELECTRIC MOTOR PVLV | 250 |  |  | 12
10865076 | PRATT |  | A |  | ABSC-Filter #2 Filter To Waste /Valve | NJAC | V | NJAC-Z1-ABSC. | P201 | INSV | INST | HEIMER | 2014-09-15 | 534 New Jersey Ave |  | EIM COMPANY | ELECTRIC |  | Y | N | OPEN |  | FLANGED |  | OPEN |  | 999.00 TN | XX |  | AW | ELECTRIC MOTOR PVLV | 250 |  |  | 12
10865075 | PRATT |  | A |  | ABSC-Filter #1 Filter To Waste /Valve | NJAC | V | NJAC-Z1-ABSC. | P201 | INSV | INST | HEIMER | 2014-09-15 | 534 New Jersey Ave |  | EIM COMPANY | ELECTRIC |  | Y | N |  |  | FLANGED |  | OPEN |  | 999.00 TN | XX | Y | AW | ELECTRIC MOTOR PVLV | 250 |  |  | 12
10865074 | PRATT |  | C |  | ABSC-Filter #4 Influent /Valve | NJAC | V | NJAC-Z1-ABSC. | P201 | INSV | INST | HEIMER | 2014-09-15 | 534 New Jersey Ave |  | EIM COMPANY | ELECTRIC | FILTER | Y | N |  |  | FLANGED |  | OPEN |  | 999.00 TN | XX | Y | AW | ELECTRIC MOTOR PVLV | 250 |  |  | 12
10865073 | PRATT |  | C |  | ABSC-Filter #3 Influent /Valve | NJAC | V | NJAC-Z1-ABSC. | P201 | INSV | INST | HEIMER | 2014-09-15 | 534 New Jersey Ave |  | EIM COMPANY | ELECTRIC | FILTER | Y | N |  |  | FLANGED |  | OPEN |  | 999.00 TN | XX | Y | AW | ELECTRIC MOTOR PVLV | 250 |  |  | 12
10865072 | PRATT |  | C |  | ABSC-Filter #2 Influent /Valve | NJAC | V | NJAC-Z1-ABSC. | P201 | INSV | INST | HEIMER | 2014-09-15 | 534 New Jersey Ave |  | EIM COMPANY | ELECTRIC | FILTER | Y | N |  |  | FLANGED |  | OPEN |  | 999.00 TN | XX |  | AW | ELECTRIC MOTOR PVLV | 250 |  |  | 12
10865071 | PRATT |  | C |  | ABSC-Filter #1 Influent /Valve | NJAC | V | NJAC-Z1-ABSC. | P201 | INSV | INST | HEIMER | 2014-09-15 | 534 New Jersey Ave |  | EIM COMPANY | ELECTRIC | FILTER | Y | N |  |  | FLANGED |  | OPEN |  | 999.00 TN | XX |  | AW | ELECTRIC MOTOR PVLV | 250 |  |  | 12
10865284 | PRATT |  | D |  | ABSC-Filter #4 Filter Waste /Valve | NJAC | V | NJAC-Z1-ABSC. | P201 | INSV | INST | HEIMER | 2014-09-16 | 534 New Jersey Ave |  | EIM COMPANY | ELECTRIC | FILTER | Y | N |  |  | FLANGED |  | CLOSED |  | 999.00 TN | XX |  | AW | ELECTRIC MOTOR PVLV | 250 |  |  | 12
10865283 | PRATT |  | D |  | ABSC-Filter #3 Filter Waste /Valve | NJAC | V | NJAC-Z1-ABSC. | P201 | INSV | INST | HEIMER | 2014-09-16 | 534 New Jersey Ave |  |  |  | FILTER | Y | N |  |  | FLANGED |  | CLOSED |  | 999.00 TN | XX |  | AW | ELECTRIC MOTOR PVLV | 250 |  |  | 12
10865282 | PRATT |  | D |  | ABSC-Filter #2 Filter Waste /Valve | NJAC | V | NJAC-Z1-ABSC. | P201 | INSV | INST | HEIMER | 2014-09-16 | 534 New Jersey Ave |  |  |  | FILTER | Y | N |  |  | FLANGED |  | CLOSED |  | 999.00 TN | XX |  | AW | ELECTRIC MOTOR PVLV | 250 |  |  | 12
10864780 | PRATT |  | F |  | ABSC-Filter #4 /Upper Air Valve /Air Pad | NJAC | V | NJAC-Z1-ABSC. | P201 | INSV | INST | HEIMER | 2014-09-16 | 534 New Jersey Ave |  | EIM COMPANY | ELECTRIC | FILTER | Y | N |  |  | FLANGED |  | CLOSED |  | 999.00 TN | XX |  | AW | ELECTRIC MOTOR PVLV | 250 |  |  | 3
10864779 | PRATT |  | F |  | ABSC-Filter #3 /Upper Air Valve /Air Pad | NJAC | V | NJAC-Z1-ABSC. | P201 | INSV | INST | HEIMER | 2014-09-16 | 534 New Jersey Ave |  | EIM COMPANY | ELECTRIC | FILTER | Y | N |  |  | FLANGED |  | CLOSED |  | 999.00 TN | XX |  | AW | ELECTRIC MOTOR PVLV | 250 |  |  | 3
10864778 | PRATT |  | F |  | ABSC-Filter #2 /Upper Air Valve /Air Pad | NJAC | V | NJAC-Z1-ABSC. | P201 | INSV | INST | HEIMER | 2014-09-16 | 534 New Jersey Ave |  | EIM COMPANY | ELECTRIC | FILTER | Y | N |  |  | FLANGED |  | CLOSED |  | 999.00 TN | XX |  | AW | ELECTRIC MOTOR PVLV | 250 |  |  | 3
10864777 | PRATT |  | F |  | ABSC-Filter #1 /Upper Air Valve /Air Pad | NJAC | V | NJAC-Z1-ABSC. | P201 | INSV | INST | HEIMER | 2014-09-16 | 534 New Jersey Ave |  | EIM COMPANY | ELECTRIC | FILTER | Y | N |  |  | FLANGED |  | CLOSED |  | 999.00 TN | XX |  | AW | ELECTRIC MOTOR PVLV | XX |  |  | 3
10864776 | PRATT |  | E |  | ABSC-Filter #4 Filter Washwater /Valve | NJAC | V | NJAC-Z1-ABSC. | P201 | INSV | INST | HEIMER | 2014-09-16 | 534 New Jersey Ave |  | EIM COMPANY | ELECTRIC | FILTER | Y | Y |  |  | FLANGED |  | CLOSED |  | 999.00 TN | XX |  | AW | ELECTRIC MOTOR PVLV | 250 |  |  | 12
10864775 | PRATT |  | E |  | ABSC-Filter #3 Filter Washwater /Valve | NJAC | V | NJAC-Z1-ABSC. | P201 | INSV | INST | HEIMER | 2014-09-16 | 534 New Jersey Ave |  | EIM COMPANY | ELECTRIC | FILTER | Y | N |  |  | FLANGED |  | CLOSED |  | 999.00 TN | XX |  | AW | ELECTRIC MOTOR PVLV | 250 |  |  | 12
10864774 | PRATT |  | E |  | ABSC-Filter #2 Filter Washwater /Valve | NJAC | V | NJAC-Z1-ABSC. | P201 | INSV | INST | HEIMER | 2014-09-16 | 534 New Jersey Ave |  | EIM COMPANY |  | FILTER | Y | N |  |  | FLANGED |  | CLOSED |  | 999.00 TN | XX |  | AW | ELECTRIC MOTOR PVLV | 250 |  |  | 12
10864773 | PRATT |  | E |  | ABSC-Filter #1 Filter Washwater /Valve | NJAC | V | NJAC-Z1-ABSC. | P201 | INSV | INST | HEIMER | 2014-09-16 | 534 New Jersey Ave |  | EIM COMPANY | ELECTRIC | FILTER | Y | N |  |  | FLANGED |  | XX |  | 999.00 TN | XX |  | AW | ELECTRIC MOTOR PVLV | 250 |  |  | 12
10864568 | PRATT |  | #802 |  | ABSC-Filter #1 /Eff /Flow Control /Valve | NJAC | V | NJAC-Z1-ABSC. | P201 | INSV | INST | HEIMER | 2014-09-16 | 534 New Jersey Ave |  | EIM COMPANY | ELECTRIC | FILTER | Y | N |  |  | FLANGED |  | OPEN |  | 999.00 TN | XX |  | AW | ELECTRIC MOTOR PVLV | XX |  |  | 8
10864567 | PRATT |  | #801 |  | ABSC-Filter #1 /Eff /Flow Control /Valve | NJAC | V | NJAC-Z1-ABSC. | P201 | INSV | INST | HEIMER | 2014-09-16 | 534 New Jersey Ave |  | EIM COMPANY | ELECTRIC |  | Y | N |  |  | FLANGED |  | OPEN |  | 999.00 TN | XX |  | AW | ELECTRIC MOTOR PVLV |  |  |  | 8
5190534 | PRATT |  | G |  | ABSC-Filter #1 /Air Valve /Lower /Scour | NJAC | 6 | NJAC-Z1-ABSC. | P201 | INSV | INST | HEIMER | 2014-09-17 | 534 New Jersey Ave |  | EIM COMPANY | ELECTRIC | FILTER | Y | N |  |  | FLANGED |  | CLOSED |  | 999.00 TN | XX |  | AW | ELECTRIC MOTOR PVLV | 250 |  |  | 3
5190535 | PRATT |  |  |  | ABSC-Filter #2 /Air Valve /Lower /Scour | NJAC | 6 | NJAC-Z1-ABSC. | P201 | INSV | INST | HEIMER | 2014-09-17 | 534 New Jersey Ave |  | EIM COMPANY | ELECTRIC |  | Y | N |  |  | FLANGED |  | CLOSED |  | 999.00 TN | XX |  | AW | ELECTRIC MOTOR PVLV | 250 |  |  | 3
5190536 | PRATT |  | G |  | ABSC-Filter #3 /Air Valve /Lower /Scour | NJAC | 6 | NJAC-Z1-ABSC. | P201 | INSV | INST | HEIMER | 2014-09-17 | 534 New Jersey Ave |  | EIM COMPANY | ELECTRIC |  | Y | N |  |  | FLANGED |  | CLOSED |  | 999.00 TN | XX |  | AW | ELECTRIC MOTOR PVLV | 250 |  |  | 3
5190537 | PRATT |  | G |  | ABSC-Filter #4 /Air Valve /Lower /Scour | NJAC | 6 | NJAC-Z1-ABSC. | P201 | INSV | INST | HEIMER | 2014-09-17 | 534 New Jersey Ave |  | EIM COMPANY | ELECTRIC |  | Y | N |  |  | FLANGED |  | CLOSED |  | 999.00 TN | XX | Y | AW | ELECTRIC MOTOR PVLV | 250 |  |  | 3
5190538 | PRATT |  | #803 |  | ABSC-Filter #3 /Eff /Flow Control /Valve | NJAC | 6 | NJAC-Z1-ABSC. | P201 | INSV | INST | HEIMER | 2014-09-17 | 534 New Jersey Ave |  | EIM COMPANY | ELECTRIC |  | Y | N |  |  | FLANGED | CAST IRON | OPEN |  | 999.00 TN | XX | Y | AW | ELECTRIC MOTOR PVLV | 250 |  |  | 8
5190539 | PRATT |  |  |  | ABSC-Filter #4 /Eff /Flow Control /Valve | NJAC | 6 | NJAC-Z1-ABSC. | P201 | INSV | INST | HEIMER | 2014-09-17 | 534 New Jersey Ave |  | EIM COMPANY | ELECTRIC |  | Y | N |  |  | FLANGED |  | OPEN |  | 999.00 TN | XX | Y | AW | ELECTRIC MOTOR PVLV | 250 |  |  | 8
5190547 | UNKNOWN |  |  |  | ABSC-CAUS Caustic Bulk Tank /SMTR | NJAC | 6 | NJAC-Z1-ABSC.-CAUS | P201 | INSV | INST | HEIMER | 2014-09-17 | 534 New Jersey Ave | [5 empty] | N |  |  | XX |  | XX |  | 999.00 TN | XX |  | AW | ELECTRIC MOTOR PVLV | XX |  |  | 2
5190229 | CLA-VAL |  |  |  | ABSC-Wash Water /CLA-VAL | NJAC | 6 | NJAC-Z1-ABSC. | P201 | INSV | INST | HEIMER | 2014-09-18 | 534 New Jersey Ave |  |  |  | FLOW CONTROL | Y | N | CLOSED |  | FLANGED |  | CLOSED |  | 999.00 TN | XX |  | AW | HYDRAULIC W-PILOTS PVLV | XX |  |  | 12
5190223 | UNKNOWN |  |  |  | ABSC-Recycle #2 Check /Valve | NJAC | 6 | NJAC-Z1-ABSC. | P201 | INSV | INST | HEIMER | 2014-09-18 | 534 New Jersey Ave |  |  |  | ISOLATION | N | N |  |  | FLANGED | CAST IRON | CLOSED |  | 999.00 TN | XX |  | AW | XX | XX |  |  | 4
5190222 | UNKNOWN |  |  |  | ABSC-Recycle #1 Check /Valve | NJAC | 6 | NJAC-Z1-ABSC. | P201 | INSV | INST | HEIMER | 2014-09-18 | 534 New Jersey Ave |  |  |  | ISOLATION | N | N |  |  | FLANGED |  | CLOSED |  | 999.00 TN | XX |  | AW | XX | XX |  |  | 4
5190221 | PRATT |  |  |  | ABSC-Recycle #2 Valve | NJAC | 6 | NJAC-Z1-ABSC. | P201 | INSV | INST | HEIMER | 2014-09-18 | 534 New Jersey Ave |  | EIM COMPANY | ELECTRIC |  | Y | N |  |  | FLANGED | CAST IRON | CLOSED |  | 999.00 TN | XX | Y | AW | ELECTRIC MOTOR PVLV | XX |  |  | 4
5190220 | PRATT |  |  |  | ABSC-Recycle #1 Valve | NJAC | 6 | NJAC-Z1-ABSC. | P201 | INSV | INST | HEIMER | 2014-09-18 | 534 New Jersey Ave |  | EIM COMPANY | ELECTRIC |  | Y | N |  |  | FLANGED |  | CLOSED |  | 999.00 TN | XX | Y | AW | ELECTRIC MOTOR PVLV |  |  |  | 4
5190023 | PRATT |  |  |  | ABSC-Bachwash Waste #2 /Valve | NJAC | 6 | NJAC-Z1-ABSC. | P201 | INSV | INST | HEIMER | 2014-09-18 | 534 New Jersey Ave |  | EIM COMPANY | ELECTRIC | FLOW CONTROL | Y | N |  |  | FLANGED |  | CLOSED |  | 999.00 TN | XX | Y | AW | ELECTRIC MOTOR PVLV | 250 |  |  | 12
5190022 | PRATT |  |  |  | ABSC-Bachwash Waste #1 /Valve | NJAC | 6 | NJAC-Z1-ABSC. | P201 | INSV | INST | HEIMER | 2014-09-18 | 534 New Jersey Ave |  | EIM COMPANY | ELECTRIC | FLOW CONTROL | Y | N |  |  | FLANGED |  | CLOSED |  | 999.00 TN | XX | Y | AW | ELECTRIC MOTOR PVLV | 250 |  |  | 12
5190021 | PRATT |  |  |  | ABSC-Wash Water /Flow Control /Valve | NJAC | 6 | NJAC-Z1-ABSC. | P201 | INSV | INST | HEIMER | 2014-09-18 | 534 New Jersey Ave |  | EIM COMPANY | ELECTRIC | FLOW CONTROL | Y | N |  |  | FLANGED |  | CLOSED |  | 999.00 TN | XX | Y | AW | XX | 250 |  |  | 12
5190026 | PRATT |  |  |  | ABSC-Blower Discharge Valve /Valve | NJAC | 6 | NJAC-Z1-ABSC. | P201 | INSV | INST | HEIMER | 2014-09-19 | 534 New Jersey Ave |  | EIM COMPANY | ELECTRIC | FILTER | Y | N |  | NON RISING STEM | FLANGED | CAST IRON | CLOSED |  | 999.00 TN | XX | Y | AW | ELECTRIC MOTOR PVLV | 250 |  |  | 3
5190027 | UNKNOWN |  |  |  | ABSC-Check Valve-Blower Room /VCHK | NJAC | 6 | NJAC-Z1-ABSC. | P201 | INSV | INST | HEIMER | 2014-09-19 | 534 New Jersey Ave |  |  |  | PRESSURE RELIEF | N | N |  |  | FLANGED | CAST IRON | CLOSED |  | 999.00 TN | XX |  | AW | XX | 250 |  |  | 4
5190575 | UNKNOWN |  |  |  | ABSC-Sludge Check Valve Pump #1 /Valve | NJAC | 6 | NJAC-Z1-ABSC. | P201 | INSV | INST | HEIMER | 2014-09-19 | 534 New Jersey Ave | [5 empty] | N |  |  | FLANGED |  | CLOSED |  | 999.00 TN | XX |  | AW | MANUAL PVLV | 250 |  |  | 4
5190576 | UNKNOWN |  |  |  | ABSC-Sludge Check Valve Pump #2 /Valve | NJAC | 6 | NJAC-Z1-ABSC. | P201 | INSV | INST | HEIMER | 2014-09-19 | 534 New Jersey Ave | [5 empty] | N |  |  | FLANGED |  | CLOSED |  | 999.00 TN | XX |  | AW | MANUAL PVLV | 250 |  |  | 4
5190582 | WATTS |  |  |  | ABSC-Backflow Preventer Blow Room /RPZ | NJAC | 6 | NJAC-Z1-ABSC. | P201 | INSV | INST | HEIMER | 2014-09-19 | 534 New Jersey Ave |  |  |  | BACKFLOW PREVENTION |  | Y |  |  | XX |  | OPEN |  | 999.00 TN | XX |  | AW | BACKFLOW W-TEST PORTS PVLV | XX |  |  | 2
5190583 | WATTS |  |  |  | ABSC-Backflow Preventer Blow Room /RPZ | NJAC | 6 | NJAC-Z1-ABSC. | P201 | INSV | INST | HEIMER | 2014-09-19 | 534 New Jersey Ave | [5 empty] | Y |  |  | XX |  | OPEN |  | 999.00 TN | XX |  | AW | BACKFLOW W-TEST PORTS PVLV | XX |  |  | 0.5
10870643 | UNKNOWN |  |  |  | OCHT PRV /Valve | NJAC | V | NJAC-Z1-OCHT. | P201 | INSV | INST | FREEMAJ1 | 2014-12-04 | 2235 Ocean Heights Ave |  |  | HYDRAULIC | FLOW CONTROL | Y | N | CLOSED |  | MJ | CAST IRON | THROTTLING | 0 PSI | 999.00 TN | XX |  | AW | HYDRAULIC W-PILOTS PVLV | XX |  |  | 12
10875353 | GOLDEN ANDERSON |  | NJFR-1-VCHK-1 |  | HAND Check /VALVE | NJCM | V | NJCM-MT-HAND. | P201 | INSV | INST | FREEMAJ1 | 2015-02-23 | 205 MECHANIC ST |  |  | HYDRAULIC | BACKFLOW PREVENTION | N | N | CLOSED |  | FLANGED | DUCTILE IRON | CLOSED |  | 999.00 TN | XX | N | AW | HYDRAULIC ONLY PVLV | 250 |  |  | 8
10874591 | GOLDEN ANDERSON |  | NJFR-54-VCHK-1 |  | MAIN Check /VALVE | NJCM | V | NJCM-MT-MAIN. | P201 | INSV | INST | FREEMAJ1 | 2015-02-24 | 412 N ROUTE 9 |  |  | HYDRAULIC | BACKFLOW PREVENTION | N | N | CLOSED |  | FLANGED | DUCTILE IRON | CLOSED |  | 999.00 TN | XX | N | AW | HYDRAULIC ONLY PVLV | 250 |  |  | 8
10881136 | CLA-VAL |  |  |  | FIRE PRV /VALVE | NJAC | V | NJAC-Z1-FIRE. | P201 | INSV | INST | FREEMAJ1 | 2015-05-29 | 3226 FIRE RD | [5 empty] | XX |  |  | XX |  | XX | 0 PSI | 999.00 TN | XX |  | AW | XX | XX |  |  | XX
10881137 | UNKNOWN |  |  |  | FIRE POSITIONER PRV /VALVE | NJAC | V | NJAC-Z1-FIRE. | P201 | INSV | INST | FREEMAJ1 | 2015-05-29 | 3226 FIRE RD | [5 empty] | XX |  |  | XX |  | XX | 0 PSI | 999.00 TN | XX |  | AW | XX | XX |  |  | XX
10881138 | ASCO |  |  |  | FIRE VALVE SOLENOID OPEN PRV /VALVE | NJAC | V | NJAC-Z1-FIRE. | P201 | INSV | INST | FREEMAJ1 | 2015-05-29 | 3226 FIRE RD | [5 empty] | XX |  |  | XX |  | XX | 0 PSI | 999.00 TN | XX |  | AW | XX | XX |  |  | XX
10881139 | ASCO |  |  |  | FIRE VALVE SOLENOID CLOSE PRV /VALVE | NJAC | V | NJAC-Z1-FIRE. | P201 | INSV | INST | FREEMAJ1 | 2015-05-29 | 3226 FIRE RD | [5 empty] | XX |  |  | XX |  | XX | 0 PSI | 999.00 TN | XX |  | AW | XX | XX |  |  | XX
10881140 | ASCO |  |  |  | FIRE VALVE SOLENOID BY-PASS PRV /VALVE | NJAC | V | NJAC-Z1-FIRE. | P201 | INSV | INST | FREEMAJ1 | 2015-05-29 | 3226 FIRE RD | [5 empty] | XX |  |  | XX |  | XX | 0 PSI | 999.00 TN | XX |  | AW | XX | XX |  |  | XX
10880473 | UNKNOWN |  | NJFR-31-VFLC-1 |  | TILT Filter 1 Effluent 102 /Valve | NJAC | V | NJAC-Z1-TILT. | P201 | INSV | INST | FREEMAJ1 | 2015-06-11 | 2580 TILTON RD |  | EIM COMPANY | ELECTRIC | FLOW CONTROL | Y | N |  |  | FLANGED |  | XX |  | 999.00 TN | XX | Y | AW | ELECTRIC MOTOR PVLV | XX |  |  | 10
10880474 | EIM COMPANY |  | NJFR-31-VFLC-2 |  | TILT Filter 2 Effluent 202 /Valve | NJAC | V | NJAC-Z1-TILT. | P201 | INSV | INST | FREEMAJ1 | 2015-06-11 | 2580 TILTON RD |  | EIM COMPANY | ELECTRIC | FLOW CONTROL | Y | N |  |  | FLANGED |  | XX |  | 999.00 TN | XX | Y | AW | ELECTRIC MOTOR PVLV | XX |  |  | 10
10880475 | EIM COMPANY |  | NJFR-31-VFLC-3 |  | TILT Filter 3 Effluent 302 /Valve | NJAC | V | NJAC-Z1-TILT. | P201 | INSV | INST | FREEMAJ1 | 2015-06-11 | 2580 TILTON RD |  | EIM COMPANY | ELECTRIC | FLOW CONTROL | Y | N |  |  | FLANGED |  | XX |  | 999.00 TN | XX | Y | AW | ELECTRIC MOTOR PVLV | XX |  |  | 10
10880476 | EIM COMPANY |  | NJFR-31-VFLC-4 |  | TILT Filter 4 Effluent 402 /Valve | NJAC | V | NJAC-Z1-TILT. | P201 | INSV | INST | FREEMAJ1 | 2015-06-11 | 2580 TILTON RD |  | EIM COMPANY | ELECTRIC | FLOW CONTROL | Y | N |  |  | FLANGED |  | XX |  | 999.00 TN | XX | Y | AW | ELECTRIC MOTOR PVLV | XX |  |  | 10
10886584 | UNKNOWN |  | VSP-1168 |  | DOBB Blow Off Gate /Valve | NJAC | V | NJAC-Z1-DOBB. | P201 | INSV | INST | FREEMAJ1 | 2015-09-01 | 1002 DOBBS AVE |  |  |  |  | Y | XX |  |  | XX |  | XX | 0 PSI | 999.00 TN | XX |  | AW | HYDRAULIC ONLY PVLV | XX |  |  | 8
10886583 | UNKNOWN |  | VSP-1167 |  | DOBB Air Release Gate /Valve | NJAC | V | NJAC-Z1-DOBB. | P201 | INSV | INST | FREEMAJ1 | 2015-09-01 | 1002 DOBBS AVE |  |  |  |  | Y | XX |  |  | XX |  | XX |  | 999.00 TN | XX |  | AW | HYDRAULIC ONLY PVLV | XX |  |  | 8
10889032 | UNKNOWN |  |  |  | SOMR 6 Inch Gate /VALVE | NJAC | V | NJAC-Z1-SOMR. | P201 | INSV | INST | FREEMAJ1 | 2015-10-01 | 303 RHODE ISLAND AVE | [5 empty] | XX |  |  | XX |  | XX |  | 999.00 TN | XX |  | AW | XX | XX |  |  | 6
10889033 | UNKNOWN |  |  |  | SOMR 2 Inch Blowoff /VALVE | NJAC | V | NJAC-Z1-SOMR. | P201 | INSV | INST | FREEMAJ1 | 2015-10-01 | 303 RHODE ISLAND AVE | [5 empty] | XX |  |  | XX |  | XX |  | 999.00 TN | XX |  | AW | XX | XX |  |  | 2
10889034 | UNKNOWN |  |  |  | GROV 6 Inch Blowoff /VALVE | NJAC | V | NJAC-Z1-GROV. | P201 | INSV | INST | FREEMAJ1 | 2015-10-01 | 680 W MARYLAND AVE | [5 empty] | XX |  |  | XX |  | XX |  | 999.00 TN | XX |  | AW | XX | XX |  |  | 6
10889035 | UNKNOWN |  |  |  | GROV 8 Inch Gate /VALVE | NJAC | V | NJAC-Z1-GROV. | P201 | INSV | INST | FREEMAJ1 | 2015-10-01 | 680 W MARYLAND AVE | [5 empty] | XX |  |  | XX |  | XX |  | 999.00 TN | XX |  | AW | XX | XX |  |  | 8
10893134 | ROSS |  |  |  | EHTT Altitude /Valve | NJAC | V | NJAC-Z1-EHTT. | P201 | INSV | INST | HEIMER | 2015-12-17 | 601 Dogwood Ave |  |  |  | ALTITUDE |  | Y |  |  | FLANGED | CAST IRON | XX | 0 - 900 PSI | 999.00 TN | XX |  | AW | HYDRAULIC W-PILOTS PVLV | 250 |  |  | 8
10896540 | MUELLER |  | NJFR-19-VFLC-1 |  | WOODLAND BUTTERFLY/VALVE | NJAC | V | NJAC-Z1-WOOD. | P201 | INSV | INST | HEIMER | 2016-02-05 | 717 Spruce Ave |  |  | MANUAL |  | N | N |  |  | MJ | CAST IRON | OPEN |  | 32.00 TN | LEFT |  | AW | MANUAL PVLV | XX |  |  | 16
10896541 | UNKNOWN |  | NJFR-19-VFLC-1 |  | WOODLAND BUTTERFLY/VALVE | NJAC | V | NJAC-Z1-WOOD. | P201 | INSV | INST | HEIMER | 2016-02-05 | 717 Spruce Ave |  |  | MANUAL |  | N | N |  |  | MJ | CAST IRON | OPEN |  |  |  |  | AW | MANUAL PVLV | XX |  |  | 12
10896542 | UNKNOWN |  | NJFR-19-VFLC-2 |  | WOODLAND BUTTERFLY/VALVE | NJAC | V | NJAC-Z1-WOOD. | P201 | INSV | INST | HEIMER | 2016-02-05 | 717 Spruce Ave |  |  | MANUAL |  | N | N |  |  | MJ | CAST IRON | OPEN |  |  |  |  | AW | MANUAL PVLV | XX |  |  | 12
10897518 | UNKNOWN |  | NJFR-52-VFLC-1 |  | STAGECOACH HYDRANT AUX/VALVE | NJAC | V | NJCM-UT-STGE. | P201 | INSV | INST | HEIMER | 2016-02-12 | 112 STAGECOACH RD |  |  | MANUAL |  | N | N |  |  | MJ | CAST IRON | OPEN |  |  |  |  | AW | MANUAL PVLV | XX |  |  | 6
10897519 | UNKNOWN |  | NJFR-52-VFLC-2 |  | STAGECOACH HYDRANT AUX/VALVE | NJAC | V | NJCM-UT-STGE. | P201 | INSV | INST | HEIMER | 2016-02-12 | 112 STAGECOACH RD |  |  | MANUAL |  | N | N |  |  | MJ | CAST IRON | OPEN |  |  |  |  | AW | MANUAL PVLV | XX |  |  | 6
10897520 | UNKNOWN |  | NJFR-52-VFLC-2 |  | STAGECOACH HYDRANT AUX/VALVE | NJAC | V | NJCM-UT-STGE. | P201 | INSV | INST | HEIMER | 2016-02-12 | 112 STAGECOACH RD |  |  | MANUAL |  | N | N |  |  | MJ | CAST IRON | OPEN |  |  |  |  | AW | MANUAL PVLV | XX |  |  | 6
10897521 | UNKNOWN |  | NJFR-52-VFLC-4 |  | STAGECOACH PLANT VALVE | NJAC | V | NJCM-UT-STGE. | P201 | INSV | INST | HEIMER | 2016-02-12 | 112 STAGECOACH RD |  |  | MANUAL |  | N | N |  |  | MJ | CAST IRON | OPEN |  |  |  |  | AW | MANUAL PVLV | XX
10897522 | UNKNOWN |  | NJFR-52-VFLC-3 |  | STAGECOACH PLANT VALVE | NJAC | V | NJCM-UT-STGE. | P201 | INSV | INST | HEIMER | 2016-02-12 | 112 STAGECOACH RD |  |  | MANUAL |  | N | N |  |  | MJ | CAST IRON | OPEN |  |  |  |  | AW | MANUAL PVLV | XX
10897523 | UNKNOWN |  | NJFR-52-VFLC-5 |  | STAGECOACH PLANT VALVE | NJAC | V | NJCM-UT-STGE. | P201 | INSV | INST | HEIMER | 2016-02-12 | 112 STAGECOACH RD |  |  | MANUAL |  | N | N |  |  | MJ | CAST IRON | OPEN |  |  |  |  | AW | MANUAL PVLV | XX |  |  | 16
10897524 | UNKNOWN |  | NJFR-52-VFLC-6 |  | STAGECOACH PLANT VALVE | NJAC | V | NJCM-UT-STGE. | P201 | INSV | INST | HEIMER | 2016-02-12 | 112 STAGECOACH RD |  |  | MANUAL |  | N | N |  |  | MJ | CAST IRON | OPEN |  |  |  |  | AW | MANUAL PVLV | XX |  |  | 16
10897525 | UNKNOWN |  | NJFR-52-VEFF-1 |  | STAGECOACH VALVE/BLOW OFF | NJAC | V | NJCM-UT-STGE. | P201 | OOS | INAC INST | HEIMER | 2016-02-12 | 112 STAGECOACH RD |  |  | MANUAL |  | N | N |  |  | MJ | CAST IRON | OPEN |  |  |  |  | AW | MANUAL PVLV | XX |  |  | 2
10901103 | UNKNOWN |  | NJFR-8-VFLC-8 |  | STRATHMERE PLANT VALVE 8 | NJAC | V | NJCM-SM-STRM. | P201 | INSV | INST | HEIMER | 2016-03-14 | 6 VINCENT |  |  | MANUAL | ISOLATION | N | N |  |  | MJ | CAST IRON | OPEN |  |  |  |  | AW | MANUAL PVLV | XX |  |  | 4
10900707 | UNKNOWN |  | NJFR-8-VEFF-1 |  | STRATHMERE VALVE/BLOW OFF | NJAC | V | NJCM-UT-STGE. | P201 | INSV | INST | HEIMER | 2016-03-14 | 6 VINCENT AVE |  |  | MANUAL |  | N | N |  |  | MJ | BRASS | OPEN |  |  |  |  | AW | MANUAL PVLV | XX |  |  | 2
10900706 | UNKNOWN |  | NJFR-8-VFLC-7 |  | STRATHMERE HYDRANT AUX/VALVE | NJAC | V | NJCM-SM-STRM. | P201 | INSV | INST | HEIMER | 2016-03-14 | 6 VINCENT AVE |  |  | MANUAL |  | N | N |  |  | MJ | CAST IRON | OPEN |  |  |  |  | AW | MANUAL PVLV | XX |  |  | 6
10900705 | UNKNOWN |  | NJFR-8-VFLC-6 |  | STRATHMERE PLANT VALVE 6 | NJAC | V | NJCM-SM-STRM. | P201 | INSV | INST | HEIMER | 2016-03-14 | 6 VINCENT |  |  | MANUAL | ISOLATION | N | N |  |  | MJ | CAST IRON | OPEN |  |  | LEFT |  | AW | MANUAL PVLV | XX |  |  | 12
10900704 | UNKNOWN |  | NJFR-8-VFLC-5 |  | STRATHMERE PLANT VALVE 5 | NJAC | V | NJCM-SM-STRM. | P201 | INSV | INST | HEIMER | 2016-03-14 | 6 VINCENT |  |  | MANUAL | ISOLATION | N | N |  |  | MJ | CAST IRON | OPEN |  |  | LEFT |  | AW | MANUAL PVLV | XX |  |  | 16
10900703 | UNKNOWN |  | NJFR-8-VFLC-4 |  | STRATHMERE PLANT VALVE 4 | NJAC | V | NJCM-SM-STRM. | P201 | INSV | INST | HEIMER | 2016-03-14 | 6 VINCENT |  |  | MANUAL | ISOLATION | N | N |  |  | MJ | CAST IRON | OPEN |  |  | LEFT |  | AW | MANUAL PVLV | XX |  |  | 16
10900702 | UNKNOWN |  | NJFR-8-VFLC-3 |  | STRATHMERE PLANT VALVE 3 | NJAC | V | NJCM-SM-STRM. | P201 | INSV | INST | HEIMER | 2016-03-14 | 6 VINCENT |  |  | MANUAL | ISOLATION | N | N |  |  | MJ | CAST IRON | OPEN |  |  |  |  | AW | MANUAL PVLV | XX |  |  | 12
10900701 | UNKNOWN |  | NJFR-8-VFLC-2 |  | STRATHMERE PLANT VALVE 2 | NJAC | V | NJCM-SM-STRM. | P201 | INSV | INST | HEIMER | 2016-03-14 | 6 VINCENT |  |  | MANUAL | ISOLATION | N | N |  |  | MJ | CAST IRON | OPEN |  |  | RIGHT |  | AW | MANUAL PVLV | XX |  |  | 12
10900700 | UNKNOWN |  | NJFR-8-VFLC-1 |  | STRATHMERE PLANT VALVE 1 | NJAC | V | NJCM-SM-STRM. | P201 | INSV | INST | HEIMER | 2016-03-14 | 6 VINCENT |  |  | MANUAL | ISOLATION | N | N |  |  | MJ | CAST IRON | OPEN |  |  | LEFT |  | AW | MANUAL PVLV | XX |  |  | 12
5214202 | KENNEDY |  |  |  | STRM-W2 Check valve Well #2 /Valve | NJCM | 6 | NJCM-SM-STRM.-W2.. | P201 | INSV | INST | HEIMER | 2016-04-12 | 6 W VINCENT AVE |  |  |  | PUMP DISCHARGE | N | N |  |  | MJ | DUCTILE IRON | XX |  | 999.00 TN | XX |  | AW | HYDRAULIC ONLY PVLV | 150 |  |  | 3
5214203 | KENNEDY |  |  |  | STRM-W3 Check Valve Well #3 /Valve | NJCM | 6 | NJCM-SM-STRM.-W3.. | P201 | INSV | INST | HEIMER | 2016-04-12 | 6 W vincent Ave. |  |  |  | BACKFLOW PREVENTION | N | N |  |  | MJ | DUCTILE IRON | XX |  | 999.00 TN | XX |  | AW | HYDRAULIC ONLY PVLV | 150 |  |  | 3
5214207 | VAL-MATIC |  |  |  | ST52 Check Valve well#7 /Valve | NJCM | 6 | NJCM-OC-ST52. | P201 | INSV | INST | HEIMER | 2016-04-12 | 5161 ASBURY AVE |  |  |  | BACKFLOW PREVENTION | N | N |  |  | FLANGED | CAST IRON | XX |  | 999.00 TN | XX |  | AW | HYDRAULIC ONLY PVLV | 200 |  |  | 6
10905544 | CLA-VAL |  |  |  | UTTK Altitude /Valve | NJCM | V | NJCM-UT-UTTK. | P201 | INSV | INST | HEIMER | 2016-05-12 | 2087 ROUTE US 9 SOUTH |  |  | HYDRAULIC | ALTITUDE | Y | XX |  |  | FLANGED |  | XX | 0 PSI | 999.00 TN | XX |  | AW | HYDRAULIC W-PILOTS PVLV | XX |  |  | XX
10907615 | MUELLER |  | NJFR-37-VFLC-2 |  | GARDEN LAKE PLANT VALVE | NJAC | V | NJCM-MT-LAKE. | P201 | INSV | INST | HEIMER | 2016-05-25 | 1390 RTE 9 S |  |  | MANUAL |  | N | N |  |  | MJ | CAST IRON | OPEN |  | 32.00 TN | RIGHT |  | AW | MANUAL PVLV | XX |  |  | 12
10908601 | MUELLER |  |  |  | GARDEN LAKE PARK NJFR-37-VFLC-1 AUX/VALV | NJAC | V | NJCM-MT-LAKE. | P201 | INSV | INST | HEIMER | 2016-05-25 | 112 RTE 9 S |  |  | MANUAL | FLOW CONTROL | N | N | OPEN | NON RISING STEM | MJ | CAST IRON | OPEN |  | 20.50 TN | RIGHT | N | AW | MANUAL PVLV | XX |  |  | 6
10907618 | PRATT |  | NJFR-37-VFLC-3 |  | GARDEN LAKE PLANT VALVE | NJAC | V | NJCM-MT-LAKE. | P201 | INSV | INST | HEIMER | 2016-05-27 | 1390 RTE 9 S |  |  | MANUAL |  | N | N |  |  | MJ | CAST IRON | OPEN |  | 32.00 TN | RIGHT |  | AW | MANUAL PVLV | XX |  |  | 12
10907619 | PRATT |  | NJFR-37-VFLC-4 |  | GARDEN LAKE PLANT VALVE | NJAC | V | NJCM-MT-LAKE. | P201 | INSV | INST | HEIMER | 2016-05-27 | 1390 RTE 9 S |  |  | MANUAL |  | N | N |  |  | MJ | CAST IRON | OPEN |  | 32.00 TN | RIGHT |  | AW | MANUAL PVLV | XX |  |  | 12
10907620 | UNKNOWN |  |  |  | GARDEN LAKE BLOW OFF/VALVE | NJAC | V | NJCM-MT-LAKE. | P201 | INSV | INST | HEIMER | 2016-05-27 | 1390 RTE 9 S |  |  | MANUAL |  | N | N |  |  | THREADED | CAST IRON | CLOSED |  | 0.25 TN | LEFT |  | AW | MANUAL PVLV | XX |  |  | 2
10910659 | PRATT |  |  |  | GARD Plug Valve Pump #1 /Valve | NJOS | V | NJOSW-WW-GARD. | P201 | INSV | INST | HEIMER | 2016-07-13 | ATLANTIC BOULEVARD |  |  | MANUAL | PUMP DISCHARGE | N | XX | LAST | WORM | FLANGED | CAST IRON | OPEN |  | 999.00 TN | XX |  | AW | MANUAL PVLV | 150 |  |  | 6
10910660 | PRATT |  |  |  | GARD Plug Valve Pump #2 /Valve | NJOS | V | NJOSW-WW-GARD. | P201 | INSV | INST | HEIMER | 2016-07-13 | ATLANTIC BOULEVARD |  |  | MANUAL | PUMP DISCHARGE | N | XX | LAST | WORM | FLANGED | CAST IRON | OPEN |  | 999.00 TN | XX |  | AW | MANUAL PVLV | 150 |  |  | 6
10910661 | GOLDEN ANDERSON |  |  |  | GARD Discharge Check Valve #1/ Valve | NJOS | V | NJOSW-WW-GARD. | P201 | INSV | INST | HEIMER | 2016-07-13 | ATLANTIC BOULEVARD |  | GOLDEN ANDERSON | MANUAL | PUMP DISCHARGE | N | N | CLOSED |  | FLANGED | CAST IRON | CLOSED |  | 999.00 TN | XX | N | AW | HYDRAULIC ONLY PVLV | XX |  |  | 6
10910662 | GOLDEN ANDERSON |  |  |  | GARD Discharge Check Valve #2/ Valve | NJOS | V | NJOSW-WW-GARD. | P201 | INSV | INST | HEIMER | 2016-07-13 | ATLANTIC BOULEVARD |  | GOLDEN ANDERSON | MANUAL | PUMP DISCHARGE | N | N | CLOSED |  | FLANGED | CAST IRON | CLOSED |  | 999.00 TN | XX | N | AW | HYDRAULIC ONLY PVLV | XX |  |  | 6
10911721 | UNKNOWN |  |  |  | ACUA Pump #3 Check /Valve | NJAC | V | NJAC-Z1-ACUA. | P201 | OOS | INAC INST | ASHBRIAJ | 2016-07-29 | 1151 N MAIN STREET |  |  |  | PUMP DISCHARGE | Y | XX |  |  | XX |  | XX |  | 999.00 TN | XX |  | AW | HYDRAULIC ONLY PVLV | XX |  |  | XX
10934233 | UNKNOWN |  | NJSB-34-VEFF 1 |  | Neptune Booster Station Effluent Valve | NJMM | V | NJMM-MM-NEPTU-BS.. | P201 | INSV | INST | HEIMER | 2017-05-03 | 171 S Main St |  |  | MANUAL | ISOLATION | N | XX |  |  |  | CAST IRON | OPEN |  |  |  |  | AW | MANUAL PVLV | XX |  |  | 24

## Motor
Equipment |  | Function class | Inventory no. | Position | Description | AuthorizGroup | EquipCategory | Functional Loc. | Planning plant | User status | System status | Created by | Created on | Street | Size/dimens. | Application | Duty Cycle | Full Load Amps | HP Rating | Insulation Class | Mot-Anti-Reverse | Mot-Bearing # (coup | Mot-Bearing # (free | Mot-Bearing TP (coup | Mot-Bearing TP(free | Mot-Catalog Number | Mot-Code | Mot-Coupling Type | Mot-Enclosure Type | Mot-Excitation Volta | Mot-Frame Type | Mot-Hollow Shaft | Mot-Inverter Duty | Mot-Lube Type (free | Mot-Lube Type(coup e
5088007 | US MOTORS |  |  |  | SMFP-1 Well #1 /MOTOR | NJAC | E | NJAC-Z1-SMFP.-1... | P201 | INSV | INST | HUSSAARM | 2013-10-12 | 501 E MOSS MILL ROAD |  | RAW WATER (GROUND) |  | 114/57 | 50.00 HP AW |  |  | 6211-J | 7220-BEP | [7 empty] | 326TP |  |  | OIL | GREASE
5085519 | UNKNOWN |  |  |  | WOOD Recycling Pump /MOT | NJAC | E | NJAC-Z1-WOOD. | P201 | INSV | INST | HUSSAARM | 2013-10-12 | 746 BLOCK OF WOODLAND AVE. |  |  |  |  | 999.00 HP AW
5085491 | UNKNOWN |  |  |  | TILT-21 Well Pump /MOT | NJAC | E | NJAC-Z1-TILT.-21.. | P201 | INSV | INST | HUSSAARM | 2013-10-12 | 2572 TILTON RD |  |  |  |  | 999.00 HP AW
5085478 | UNKNOWN |  |  |  | ACUA High Service #3 /MOT | NJAC | E | NJAC-Z1-MUA1. | P201 | OOS | INAC INST | HUSSAARM | 2013-10-12 | 1151 N MAIN STREET |  |  |  |  | 999.00 HP AW
5083395 | US MOTORS |  | D04/99061181-6T |  | SMFP-2 Well #2 /MOTOR | NJAC | E | NJAC-Z1-SMFP.-2... | P201 | INSV | INST | HUSSAARM | 2013-10-12 | 569 E MOSS MILL ROAD |  | RAW WATER (GROUND) |  | 114/57 | 50.00 HP AW |  |  | 6211-J | 7220-BEP | [7 empty] | 326TP
5083393 | US MOTORS |  |  |  | SMFP-17 Well #17 /MOTOR | NJAC | E | NJAC-Z1-SMFP.-17.. | P201 | INSV | INST | HUSSAARM | 2013-10-12 | 525 E MOSS MILL ROAD |  | RAW WATER (GROUND) | CONTINUOUS | 114/57 | 50.00 HP AW |  |  | 6211-J | 7220-BEP | [7 empty] | 364TP |  | Y
5083391 | EMERSON |  | G11-BF50A-HA3 |  | OAKS Well #16 /MOTOR | NJAC | E | NJAC-Z1-OAKS. | P201 | INSV | INST | HUSSAARM | 2013-10-12 | 267 W. JIMMIE LEEDS ROAD |  | RAW WATER (GROUND) | CONTINUOUS | 114/570 | 50.00 HP AW | F | Y | 6211-J | 7220-BEP | ANTI FRICTION | ANTI FRICTION | H050V2BLG | G |  | OTHER |  | 326TP | Y | Y | OIL | GREASE
5083386 | US ELECTRIC |  |  |  | NLIN Well #8 /MOTOR | NJAC | E | NJAC-Z1-NLIN. | P201 | INSV | INST | HUSSAARM | 2013-10-12 | 605 NEW ROAD |  | RAW WATER (GROUND) |  | 73/146 | 60.00 HP AW |  |  | 6211-J | 7220-M | [7 empty] | 364TP
5083383 | US ELECTRIC |  | D05-97051031-001B-1 |  | MILL High Service /MOTOR | NJAC | E | NJAC-Z1-MILL. | P201 | INSV | INST | HUSSAARM | 2013-10-12 | 100 MILL ROAD |  | PLANT TO DISTRIBUTION PUMP | CONTINUOUS | 87 | 75.00 HP AW | F | N | 6211-J | 7220 BEP | ANTI FRICTION | ANTI FRICTION |  | G | RIGID | OTHER |  | 365TP |  |  | OIL | GREASE
5083380 | US MOTORS |  |  |  | MILL Well #4A /MOTOR | NJAC | E | NJAC-Z1-MILL. | P201 | INSV | INST | HUSSAARM | 2013-10-12 | 100 MILL ROAD |  | RAW WATER (GROUND) | CONTINUOUS | 148/74 | 25.00 HP AW | F | N | [5 empty] | G |  | TEFC |  | 364TP
5083377 | US MOTORS |  |  |  | MART Well #13 /MOTOR | NJAC | E | NJAC-Z1-MART. | P201 | INSV | INST | HUSSAARM | 2013-10-12 | 107 MARTIN AVE |  | RAW WATER (GROUND) |  | 114/57 | 50.00 HP AW |  |  | 6211-Z | 7220-DEP | [7 empty] | 326TP
5083374 | US MOTORS |  |  |  | GROV Well #9 /MOTOR | NJAC | E | NJAC-Z1-GROV. | P201 | INSV | INST | HUSSAARM | 2013-10-12 | 680 W MARYLAND AVE |  | RAW WATER (GROUND) | CONTINUOUS | 62 | 50.00 HP AW |  | Y | 1-6211-J | 1-7220M |  |  |  | F |  |  |  | A365-UP | Y |  | OIL | GREASE
5082847 | US MOTORS |  | H03-BF66-M A4 |  | FIRE Well #10 /MOTOR | NJAC | E | NJAC-Z1-FIRE. | P201 | INSV | INST | HUSSAARM | 2013-10-12 | 3226 FIRE RD |  | RAW WATER (GROUND) |  | 100 | 999.00 HP AW |  |  | 6212-J | 7222-BEM | [7 empty] | 405UP | N | Y | OIL | GREASE
5082391 | FRANKLIN |  |  |  | ECRT-15 Well #15 /MOTOR | NJAC | E | NJAC-Z1-ECRT.-15.. | P201 | OOS | INAC INST | HUSSAARM | 2013-10-12 | 554 SCARBOROUGH DRIVE |  | RAW WATER (GROUND) |  |  | 30.00 HP AW
5081931 | UNKNOWN |  | NJFR-17-EMTR-2 |  | DOBB HIGH SERVICE /MOTOR | NJAC | E | NJAC-Z1-DOBB. | P201 | INSV | INST | HUSSAARM | 2013-10-12 | 1002 DOBBS AVE |  | PLANT TO DISTRIBUTION PUMP |  | 34 | 25.00 HP AW |  | Y | [10 empty] | Y
5081475 | UNKNOWN |  | NJFR-17-EMTR-1 |  | DOBB WELL #5 /MOTOR | NJAC | E | NJAC-Z1-DOBB. | P201 | INSV | INST | HUSSAARM | 2013-10-12 | 1002 DOBBS AVE |  | RAW WATER (GROUND) | CONTINUOUS | 21 | 15.00 HP AW | B | Y | 7310B-T | 6210-2Z-J/CJ | ANTI FRICTION | ANTI FRICTION |  | G |  | OTHER |  | 254TPA | Y | Y | GREASE | GREASE
5099974 | FLYGT |  |  |  | MPRK Pump #2 /MOTOR | NJOS | E | NJOSW-WW-MPRK. | P201 | INSV | INST | HUSSAARM | 2013-10-13 | OXFORD LANE |  | SEWER LIFT |  |  | 1.90 HP AW
5099973 | FLYGT |  |  |  | MPRK Pump #1 /MOTOR | NJOS | E | NJOSW-WW-MPRK. | P201 | INSV | INST | HUSSAARM | 2013-10-13 | OXFORD LANE |  | SEWER LIFT |  | 5.5 | 1.90 HP AW |  | N
5099972 | UNKNOWN |  |  |  | MPRK Sump Pump /MOTOR | NJOS | E | NJOSW-WW-MPRK. | P201 | INSV | INST | HUSSAARM | 2013-10-13 | OXFORD LANE |  | SEWER LIFT |  |  | 999.00 HP AW
5099971 | UNKNOWN |  |  |  | GARD Sump Pump /MOTOR | NJOS | E | NJOSW-WW-GARD. | P201 | OOS | INAC INST | HUSSAARM | 2013-10-13 | ATLANTIC BOULEVARD |  | SEWER LIFT |  |  | 999.00 HP AW
5099970 | UNKNOWN |  |  |  | BLUW Pump #2 /MOTOR | NJOS | E | NJOSW-WW-BLUW. | P201 | INSV | INST | HUSSAARM | 2013-10-13 | NAUTILUS DRIVE |  | SEWER LIFT |  |  | 3.00 HP AW
5099969 | UNKNOWN |  |  |  | BLUW Pump #1 /MOTOR | NJOS | E | NJOSW-WW-BLUW. | P201 | INSV | INST | HUSSAARM | 2013-10-13 | NAUTILUS DRIVE |  | SEWER LIFT |  |  | 3.00 HP AW
5099968 | ITT |  |  |  | BAYP Pump #1 /MOTOR | NJOS | E | NJOSW-WW-BAYP. | P201 | INSV | INST | HUSSAARM | 2013-10-13 | 61 BAYONNE PLACE |  | SEWER LIFT |  |  | 2.50 HP AW
5099967 | UNKNOWN |  |  |  | BAYP Pump #2 /MOTOR | NJOS | E | NJOSW-WW-BAYP. | P201 | INSV | INST | HUSSAARM | 2013-10-13 | 61 BAYONNE PLACE |  | SEWER LIFT |  |  | 2.50 HP AW
5099966 | UNKNOWN |  |  |  | ST53 Sump Pump /MOTOR | NJOS | E | NJOSW-WW-ST53. | P201 | INSV | INST | HUSSAARM | 2013-10-13 | 53 STREET & WEST AVE |  | SEWER LIFT |  |  | 999.00 HP AW
5099964 | MARATHON |  |  |  | ST53 Pump #1 /MOTOR | NJOS | E | NJOSW-WW-ST53. | P201 | INSV | INST | HUSSAARM | 2013-10-13 | 53 STREET & WEST AVE |  | SEWER LIFT | CONTINUOUS | 14.6 | 5.00 HP AW | F | N | [9 empty] | 254TCV2 | N | Y
5099963 | MARATHON |  |  |  | ST53 Pump #2 /MOTOR | NJOS | E | NJOSW-WW-ST53. | P201 | INSV | INST | HUSSAARM | 2013-10-13 | 53 STREET & WEST AVE |  | SEWER LIFT | CONTINUOUS | 14.6 | 5.00 HP AW | F | N | [9 empty] | 254TCV2 | N | Y
5099962 | UNKNOWN |  |  |  | ST41 Pump #2 /MOTOR | NJOS | E | NJOSW-WW-ST41. | P201 | INSV | INST | HUSSAARM | 2013-10-13 | 41 STREET & WEST AVE |  | SEWER LIFT |  |  | 3.00 HP AW | [11 empty] | 256UCY
5099961 | UNKNOWN |  |  |  | ST41 Pump #1 /MOTOR | NJOS | E | NJOSW-WW-ST41. | P201 | INSV | INST | HUSSAARM | 2013-10-13 | 41 STREET & WEST AVE |  | SEWER LIFT |  | 13.4 | 3.00 HP AW | [11 empty] | 256UCY
5099959 | UNKNOWN |  |  |  | ST41 Sump Pump /MOTOR | NJOS | E | NJOSW-WW-ST41. | P201 | INSV | INST | HUSSAARM | 2013-10-13 | 41 STREET & WEST AVE |  | SEWER LIFT |  |  | 999.00 HP AW
5099112 | UNKNOWN |  |  |  | SMFP Filter Blower # 1 /BLOWER MOTOR | NJAC | E | NJAC-Z1-SMFP. | P201 | INSV | INST | HUSSAARM | 2013-10-13 | 525 E MOSS MILL ROAD |  | WATER PROCESSING |  |  | 999.00 HP AW
5098232 | UNKNOWN |  |  |  | SMFP Filter Blower # 2 /BLOWER MOTOR | NJAC | E | NJAC-Z1-SMFP. | P201 | INSV | INST | HUSSAARM | 2013-10-13 | 525 E MOSS MILL ROAD |  | WATER PROCESSING |  |  | 999.00 HP AW
5097406 | TOSHIBA |  |  |  | MILL Blower /BLOWER MOTOR | NJAC | E | NJAC-Z1-MILL. | P201 | INSV | INST | HUSSAARM | 2013-10-13 | 100 MILL ROAD |  | WATER PROCESSING |  | 50/29 | 25.00 HP AW | [11 empty] | 284T
5099975 | UNKNOWN |  |  |  | OCRF Pump #1 /MOTOR | NJOS | E | NJOSW-WW-OCRF. | P201 | INSV | INST | HUSSAARM | 2013-10-13 | OCEAN REEF DRIVE |  | SEWER LIFT |  |  | 5.00 HP AW
5099977 | UNKNOWN |  |  |  | OCRF Pump #2 /MOTOR | NJOS | E | NJOSW-WW-OCRF. | P201 | INSV | INST | HUSSAARM | 2013-10-13 | OCEAN REEF DRIVE |  | SEWER LIFT |  |  | 5.00 HP AW
5099978 | UNKNOWN |  |  |  | ST17 Pump #2 /MOTOR | NJOS | E | NJOSW-WW-ST17. | P201 | INSV | INST | HUSSAARM | 2013-10-13 | 39 W 17TH ST |  | SEWER LIFT |  |  | 2.50 HP AW
5099979 | UNKNOWN |  |  |  | ST17 Pump #1 /MOTOR | NJOS | E | NJOSW-WW-ST17. | P201 | INSV | INST | HUSSAARM | 2013-10-13 | 39 W 17TH ST |  | SEWER LIFT |  |  | 2.50 HP AW
5099980 | UNKNOWN |  |  |  | ST17 Sump Pump /MOTOR | NJOS | E | NJOSW-WW-ST17. | P201 | INSV | INST | HUSSAARM | 2013-10-13 | 39 W 17TH ST |  | SEWER LIFT |  |  | 999.00 HP AW
5099981 | BALDOR |  |  |  | GARD Air Comp Pump #2 /COMPRESSOR MOTOR | NJOS | E | NJOSW-WW-GARD. | P201 | OOS | INAC INST | HUSSAARM | 2013-10-13 | ATLANTIC BOULEVARD |  | WASTE PROCESSING |  | 41/38 | 15.00 HP AW | [8 empty] | BELT |  |  | 254T
5099982 | BALDOR |  |  |  | GARD Air Comp Pump #1 /COMPRESSOR MOTOR | NJOS | E | NJOSW-WW-GARD. | P201 | OOS | INAC INST | HUSSAARM | 2013-10-13 | ATLANTIC BOULEVARD |  | WASTE PROCESSING | INTERMITTENT | 41/38 | 15.00 HP AW | [8 empty] | BELT |  |  | 254T
5100038 | US MOTORS |  |  |  | TILT Filter Blower # 2 /BLOWER MOTOR | NJAC | E | NJAC-Z1-TILT. | P201 | INSV | INST | HUSSAARM | 2013-10-13 | 2580 TILTON RD |  | WATER PROCESSING |  | 142 | 125.00 HP AW | [11 empty] | 405TP
5100097 | BALDOR |  |  |  | TILT Filter Blower # 1 /BLOWER MOTOR | NJAC | E | NJAC-Z1-TILT. | P201 | INSV | INST | HUSSAARM | 2013-10-13 | 2580 TILTON RD |  | WATER PROCESSING |  | 38/19 | 15.00 HP AW | [11 empty] | 254T
5102743 | GE |  |  |  | WOOD Blower /BLOWER MOTOR | NJAC | E | NJAC-Z1-WOOD. | P201 | INSV | INST | HUSSAARM | 2013-10-13 | 746 BLOCK OF WOODLAND AVE. |  | WATER PROCESSING |  | 22/11 | 7.50 HP AW | [11 empty] | 213T
5131843 | US MOTORS |  |  |  | ST27 WELL /MOTOR | NJCM | E | NJCM-OC-ST27. | P201 | INSV | INST | HUSSAARM | 2013-10-13 | 2661 WEST AVE |  | RAW WATER (GROUND) | CONTINUOUS | 142 | 125.00 HP AW |  | Y | [5 empty] | G |  | OTHER |  | 405TP | N | Y | OIL | GREASE
5131845 | US MOTORS |  |  |  | STR3 WELL /MOTOR | NJCM | E | NJCM-OC-STR3. | P201 | INSV | INST | HUSSAARM | 2013-10-13 | 248 WEST AVE |  | RAW WATER (GROUND) | CONTINUOUS | 142 | 125.00 HP AW |  | Y | [5 empty] | G |  | OTHER |  | 405TP | N | Y | OIL | GREASE
5166059 | US MOTORS |  |  |  | ABSC Well #6 /MOTOR | NJAC | E | NJAC-Z1-ABSC. | P201 | OOS | INAC INST | HUSSAARM | 2013-10-13 | 534 NEW JERSEY AVE. |  | RAW WATER (GROUND) |  | 57/114 | 50.00 HP AW |  |  | 6211-J | 7220-BEP | [7 empty] | 326TP
5168425 | US MOTORS |  |  |  | ACUA High Service #1 /MOTOR | NJAC | E | NJAC-Z1-ACUA. | P201 | OOS | INAC INST | HUSSAARM | 2013-10-13 | 1151 N MAIN STREET |  | IN PLANT BOOSTER |  | 113 | 100.00 HP AW | [11 empty] | 404VP
5168981 | US MOTORS |  | F0301030272-100R |  | ACUA High Service #2 /MOTOR | NJAC | E | NJAC-Z1-ACUA. | P201 | OOS | INAC INST | HUSSAARM | 2013-10-13 | 1151 N MAIN STREET |  | IN PLANT BOOSTER | CONTINUOUS | 113 | 100.00 HP AW | F |  | 6312-J | 642-2Z-J |  |  |  | F | FLEX | OTHER |  | 404VP | N | Y | GREASE | GREASE
5169414 | US MOTORS |  |  |  | BARG Well #12 /MOTOR | NJAC | E | NJAC-Z1-BARG. | P201 | INSV | INST | HUSSAARM | 2013-10-13 | 6707 MILL ROAD |  | RAW WATER (GROUND) |  | 114/57 | 50.00 HP AW |  |  | 6211-J | 7220 | [7 empty] | 326TP
5169426 | US MOTORS |  |  |  | TILT-CD Well #11 /MOTOR | NJAC | E | NJAC-Z1-TILT.-CD.. | P201 | INSV | INST | HUSSAARM | 2013-10-13 | 6581 DELILAH RD |  | RAW WATER (GROUND) |  | 142 | 125.00 HP AW | [9 empty] | OTHER |  | 405TP | Y
5169438 | US MOTORS |  |  |  | CRIS Well #20 /MOTOR | NJAC | E | NJAC-Z1-CRIS. | P201 | INSV | INST | HUSSAARM | 2013-10-13 | 452 CHRIS GAUPP DR |  | RAW WATER (GROUND) |  | 142 | 125.00 HP AW | [11 empty] | 405TP
5088021 | US MOTORS |  |  |  | SLIN Well #7 /MOTOR | NJAC | E | NJAC-Z1-SLIN. | P201 | OOS | INAC INST | HUSSAARM | 2013-10-13 | 313 KIRKLIN AVE |  | RAW WATER (GROUND) | CONTINUOUS |  | 30.00 HP AW | F | Y | 73108-Y | 6210-2Z-J/C3 |  |  |  | F |  | OTHER |  | 912 |  | Y | GREASE | GREASE
5088034 | US MOTORS |  | NJFR-25-EMTR-1 |  | NJFR-25-EMTR-1/ELECTRICAL | NJAC | E | NJAC-Z1-SPRC.-14.. | P201 | INSV | INST | HUSSAARM | 2013-10-13 | 5055 SPRUCE AVE |  | RAW WATER (GROUND) |  | 114 | 100.00 HP AW | [11 empty] | 404TP
5088047 | US MOTORS |  |  |  | SPRC-18 Well #18 /MOTOR | NJAC | E | NJAC-Z1-SPRC.-18.. | P201 | OOS | INAC INST | HUSSAARM | 2013-10-13 | 5055 SPRUCE AVE |  | RAW WATER (GROUND) |  | 142 | 125.00 HP AW | [11 empty] | 405TP
5088060 | BALDOR |  |  |  | TILT Backwash Tank Waste /MOTOR | NJAC | E | NJAC-Z1-TILT. | P201 | INSV | INST | HUSSAARM | 2013-10-13 | 2580 TILTON RD |  | SLUDGE |  | 38/19 | 15.00 HP AW | [11 empty] | 254T
5090319 | US MOTORS |  |  |  | TILT-19 Well #19 /MOTOR | NJAC | E | NJAC-Z1-TILT.-19.. | P201 | INSV | INST | HUSSAARM | 2013-10-13 | 2578 TILTON RD |  | RAW WATER (GROUND) |  |  | 75.00 HP AW
5090859 | UNKNOWN |  |  |  | WOOD-3A Well #3 /MOTOR | NJAC | E | NJAC-Z1-WOOD.-3A.. | P201 | INSV | INST | HUSSAARM | 2013-10-13 | 746 WOODLAND AVE |  | RAW WATER (GROUND) |  |  | 999.00 HP AW
5091288 | US MOTORS |  |  |  | WOOD High Service /MOTOR | NJAC | E | NJAC-Z1-WOOD. | P201 | INSV | INST | HUSSAARM | 2013-10-13 | 746 BLOCK OF WOODLAND AVE. |  | PLANT TO DISTRIBUTION PUMP |  | 90/45 | 40.00 HP AW | [11 empty] | 324TPH
5092445 | US MOTORS |  |  |  | WRAS Well #4 /MOTOR | NJAC | E | NJAC-Z1-WRAS. | P201 | INSV | INST | HUSSAARM | 2013-10-13 | 187 S THOREAU TER |  | RAW WATER (GROUND) |  | 65/32 | 25.00 HP AW | [11 empty] | 284TPH
5093254 | US MOTORS |  |  |  | WRAS Well #3 /MOTOR | NJAC | E | NJAC-Z1-WRAS. | P201 | INSV | INST | HUSSAARM | 2013-10-13 | 187 S THOREAU TER |  | RAW WATER (GROUND) |  | 47/23 | 20.00 HP AW |  |  | 7310B-Y | 62102Z-J/03 | [7 empty] | 256TP
5094351 | US MOTORS |  |  |  | WRAS High Service /MOTOR | NJAC | E | NJAC-Z1-WRAS. | P201 | INSV | INST | HUSSAARM | 2013-10-13 | 187 S THOREAU TER |  | PLANT TO DISTRIBUTION PUMP |  | 72/36 | 30.00 HP AW | [11 empty] | 286 TPA
5094376 | US MOTORS |  | L05-BE71-M |  | SWFT-22 Well #22 /MOTOR | NJAC | E | NJAC-Z1-SWFT.-22.. | P201 | INSV | INST | HUSSAARM | 2013-10-13 | 11 SWIFT AVE |  | RAW WATER (GROUND) | CONTINUOUS | 142 | 125.00 HP AW | F | N | 6212-J | 7222-BEM | ANTI FRICTION | ANTI FRICTION | H0125V25LG | G | RIGID | OTHER |  | 405TP |  | Y | OIL | GREASE
5094391 | US MOTORS |  |  |  | SWFT-23 Well #23 /MOTOR | NJAC | E | NJAC-Z1-SWFT.-23.. | P201 | INSV | INST | HUSSAARM | 2013-10-13 | 11 SWIFT AVE |  | RAW WATER (GROUND) | CONTINUOUS | 70 | 60.00 HP AW | F | N | 6211-J | 7220-BEP | ANTI FRICTION | ANTI FRICTION | H060B25LS | G | RIGID | OTHER |  | 364TP |  | Y | OIL | GREASE
5096706 | WEG |  |  |  | DOBB Blower /BLOWER MOTOR | NJAC | E | NJAC-Z1-DOBB. | P201 | INSV | INST | HUSSAARM | 2013-10-13 | 1002 DOBBS AVE |  | WATER PROCESSING |  | 107/58 | 40.00 HP AW | [6 empty] | 0401 BET3E324T-W22
5097141 | US MOTORS |  |  |  | ST11-W8 Well #8 /MOTOR | NJCM | E | NJCM-OC-ST11.-W8.. | P201 | INSV | INST | HUSSAARM | 2013-10-13 | 1108 WEST AVE |  | RAW WATER (GROUND) | CONTINUOUS |  | 40.00 HP AW | F |  | 7310-BEP | 6210-2ZJC3 | [7 empty] | 286TPA |  |  | GREASE | GREASE
5097143 | US MOTORS |  |  |  | ST20 Well #12 /MOTOR | NJCM | E | NJCM-OC-ST20. | P201 | INSV | INST | HUSSAARM | 2013-10-13 | 2027 HAVEN AVE |  | RAW WATER (GROUND) | CONTINUOUS | 93 | 100.00 HP AW |  | N
5097144 | US MOTORS |  |  |  | ST35 Well #14 /MOTOR | NJCM | E | NJCM-OC-ST35. | P201 | INSV | INST | HUSSAARM | 2013-10-13 | 3501 ASBURY AVE |  | RAW WATER (GROUND) | CONTINUOUS | 70 | 60.00 HP AW | F | N | 6211-J | 7220-BEP | ANTI FRICTION | ANTI FRICTION | H060V23LG | G | RIGID | OTHER |  | 346TP |  | Y | OIL | GREASE
5097145 | US MOTORS |  |  |  | ST52 Well # 7 /MOTOR | NJCM | E | NJCM-OC-ST52. | P201 | INSV | INST | HUSSAARM | 2013-10-13 | 5161 ASBURY AVE |  | RAW WATER (GROUND) | CONTINUOUS | 114/57 | 50.00 HP AW | F | N | 6211-J | 7220-BEP | ANTI FRICTION | ANTI FRICTION | H050V2BLG | G | RIGID | OTHER |  | 326 TP |  | Y | OIL | GREASE
5097146 | US MOTORS |  |  |  | NORT Well #13 /MOTOR | NJCM | E | NJCM-OC-NORT. | P201 | INSV | INST | HUSSAARM | 2013-10-13 | 734 BATTERSEA RD |  | RAW WATER (GROUND) |  | 87 | 75.00 HP AW | [11 empty] | 365TP
5097166 | GE |  |  |  | HAND Air /COMPRESSOR MOTOR | NJCM | E | NJCM-MT-HAND. | P201 | OOS | INAC INST | HUSSAARM | 2013-10-13 | 205 MECHANIC ST |  |  |  |  | 0.50 HP AW
5097165 | DAYTON |  |  |  | LAKE Air /COMPRESSOR MOTOR | NJCM | E | NJCM-MT-LAKE. | P201 | INSV | INST | HUSSAARM | 2013-10-13 | 1390 ROUTE 9 SOUTH |  |  |  |  | 0.50 HP AW | [11 empty] | 56
5097164 | GE |  |  |  | WSTA Air /COMPRESSOR MOTOR | NJCM | E | NJCM-OC-WSTA. | P201 | INSV | INST | HUSSAARM | 2013-10-13 | 66 W STATION RD |  |  |  | 6 | 999.00 HP AW
5097162 | UNKNOWN |  |  |  | NORT Air /COMPRESSOR MOTOR | NJCM | E | NJCM-OC-NORT. | P201 | INSV | INST | HUSSAARM | 2013-10-13 | 734 BATTERSEA RD |  |  |  |  | 999.00 HP AW
5097161 | UNKNOWN |  |  |  | ST52 Air /COMPRESSOR MOTOR | NJCM | E | NJCM-OC-ST52. | P201 | INSV | INST | HUSSAARM | 2013-10-13 | 5161 ASBURY AVE |  |  |  |  | 999.00 HP AW
5097160 | UNKNOWN |  |  |  | ST11 Air /COMPRESSOR MOTOR | NJCM | E | NJCM-OC-ST11. | P201 | INSV | INST | HUSSAARM | 2013-10-13 | 1108 WEST AVE |  |  |  |  | 75.00 HP AW | [11 empty] | 365TP
5097159 | US MOTORS |  |  |  | WWIC Booster Pump /MOTOR | NJCM | E | NJCM-MT-WWIC. | P201 | INSV | INST | HUSSAARM | 2013-10-13 | 3169 ROUTE 9 S |  |  |  |  | 999.00 HP AW |  |  | 6310-2Z-J/C3 | 6207-2Z-J/CB |  |  | UJ15P2BM |  | RIGID | [5 empty] | GREASE | GREASE
5097158 | US MOTORS |  |  |  | MAIN Well # 7 /MOTOR | NJCM | E | NJCM-MT-MAIN. | P201 | OOS | INAC INST | HUSSAARM | 2013-10-13 | 412 N ROUTE 9 |  | RAW WATER (GROUND) | CONTINUOUS |  | 50.00 HP AW | F | Y | 6211-J | 7220-BEP |  |  | H050V2BLG-C | G |  | OTHER | 240 | 326TP | Y | Y
5097157 | US MOTORS |  |  |  | HAND-W8 Well /MOTOR | NJCM | E | NJCM-MT-HAND.-W8.. | P201 | OOS | INAC INST | HUSSAARM | 2013-10-13 | 205 MECHANIC ST |  | RAW WATER (GROUND) | CONTINUOUS | 114/57 | 50.00 HP AW | F | Y | 6221-J | 7220-BEP |  |  | H050V2BLG | G |  | OTHER |  | 326TP | Y | Y
5097156 | US ELECTRIC |  |  |  | LAKE Well # 2 /MOTOR | NJCM | E | NJCM-MT-LAKE. | P201 | INSV | INST | HUSSAARM | 2013-10-13 | 1390 ROUTE 9 SOUTH |  | RAW WATER (GROUND) | CONTINUOUS |  | 50.00 HP AW | F | Y | 6211-J | 7220-BEP |  |  | H060V2BLG | G |  | OTHER |  | 326TP | Y | Y | OIL | GREASE
5097155 | FRANKLIN |  |  |  | STRM-W2 Well /MOTOR | NJCM | E | NJCM-SM-STRM.-W2.. | P201 | INSV | INST | HUSSAARM | 2013-10-13 | 6 W VINCENT AVE |  | RAW WATER (GROUND) |  |  | 10.00 HP AW | [12 empty] | N
5097153 | FRANKLIN |  |  |  | STRM-W1 Well /MOTOR | NJCM | E | NJCM-SM-STRM.-W1.. | P201 | INSV | INST | HUSSAARM | 2013-10-13 | 6 W VINCENT AVE |  | RAW WATER (GROUND) |  | 17.8 | 5.00 HP AW
5097152 | US MOTORS |  |  |  | ST11-BST Booster #3 /MOTOR | NJCM | E | NJCM-OC-ST11.-BST. | P201 | INSV | INST | HUSSAARM | 2013-10-13 | 1108 WEST AVE |  | PLANT TO DISTRIBUTION PUMP | CONTINUOUS | 58/101 | 40.00 HP AW | F | N | 6312-JC3 | 6211-2Z-JC3 |  |  |  | F | FLEX | OTHER |  | 324VP | N |  | GREASE | GREASE
5097151 | US MOTORS |  |  |  | ST11-BST Booster #2 /MOTOR | NJCM | E | NJCM-OC-ST11.-BST. | P201 | INSV | INST | HUSSAARM | 2013-10-13 | 1108 WEST AVE |  | PLANT TO DISTRIBUTION PUMP | CONTINUOUS | 57 | 50.00 HP AW | F | Y | 6211-J | 7220-BEM |  |  |  | G | FLEX | OTHER |  | 326VP | N | Y
5097150 | US MOTORS |  |  |  | ST11-BST Booster #1 /MOTOR | NJCM | E | NJCM-OC-ST11.-BST. | P201 | INSV | INST | HUSSAARM | 2013-10-13 | 1108 WEST AVE |  | PLANT TO DISTRIBUTION PUMP | CONTINUOUS | 86.5 | 80.00 HP AW | F |  | 6313-2RS-JCD | 6211-2RS-JC3 |  |  |  | F | FLEX | OTHER |  | 365VP | N |  | OIL | GREASE
5097149 | ITT |  |  |  | WSTA Well #11 /MOTOR | NJCM | E | NJCM-OC-WSTA. | P201 | INSV | INST | HUSSAARM | 2013-10-13 | 66 W STATION RD |  | RAW WATER (GROUND) |  | 96 | 75.00 HP AW
5097148 | US MOTORS |  |  |  | STGE Well #15 /MOTOR | NJCM | E | NJCM-UT-STGE. | P201 | OOS | INAC INST | HUSSAARM | 2013-10-13 | 110 OLD STAGECOACH RD |  | RAW WATER (GROUND) | CONTINUOUS | 142 | 125.00 HP AW | F |  | 6212-J | 7222-BEN |  |  | H0125V25LG |  |  |  |  | 405TP | Y |  | OIL | GREASE
5190600 | US MOTORS |  |  |  | ABSC WELL #24 /MOTOR | NJAC | E | NJAC-Z1-ABSC. | P201 | INSV | INST | HEIMER | 2014-08-25 | 534 New Jersey Ave |  |  | CONTINUOUS |  | 150.00 HP AW | OTHER | N | [6 empty] | RIGID | OTHER |  |  | N | Y
5190548 | BALDOR |  |  |  | ABSC-Motor /Recycle /Pump #1 | NJAC | 6 | NJAC-Z1-ABSC. | P201 | INSV | INST | HEIMER | 2014-09-17 | 534 New Jersey Ave |  | IN PLANT TRANSFER | CONTINUOUS |  | 999.00 HP AW | H | [7 empty] | RIGID
5190217 | BALDOR |  |  |  | ABSC-Motor /Recycle /Pump #2 | NJAC | 6 | NJAC-Z1-ABSC. | P201 | INSV | INST | HEIMER | 2014-09-18 | 534 New Jersey Ave |  | WATER PROCESSING | CONTINUOUS |  | 999.00 HP AW | H | [7 empty] | RIGID
5190574 | UNKNOWN |  |  |  | ABSC-Waste Sludge Pump #2 /Motor | NJAC | 6 | NJAC-Z1-ABSC. | P201 | INSV | INST | HEIMER | 2014-09-19 | 534 New Jersey Ave |  |  |  |  | 999.00 HP AW
5190573 | UNKNOWN |  |  |  | ABSC-Waste Sludge Pump #1 /Motor | NJAC | 6 | NJAC-Z1-ABSC. | P201 | INSV | INST | HEIMER | 2014-09-19 | 534 New Jersey Ave |  |  | CONTINUOUS |  | 999.00 HP AW
5190025 | UNKNOWN |  |  |  | ABSC-Filter /Blower /Motor | NJAC | 6 | NJAC-Z1-ABSC. | P201 | INSV | INST | HEIMER | 2014-09-19 | 534 New Jersey Ave |  | WASTE PROCESSING |  |  | 999.00 HP AW
5195624 | US MOTORS |  | NJFR-1-EMTR-1 |  | HAND Well 8 /MOTOR | NJCM | E | NJCM-MT-HAND. | P201 | INSV | INST | FREEMAJ1 | 2015-02-23 | 205 MECHANIC ST |  | RAW WATER (GROUND) | CONTINUOUS |  | 100.00 HP AW | F | N |  |  |  | ANTI FRICTION |  |  |  | OTHER |  |  | N | Y | OTHER
5194847 | US MOTORS |  | NJFR-54-EMTR-1 |  | MAIN Well 7 /MOTOR | NJCM | E | NJCM-MT-MAIN. | P201 | INSV | INST | FREEMAJ1 | 2015-02-24 | 412 N ROUTE 9 |  | RAW WATER (GROUND) | CONTINUOUS |  | 100.00 HP AW | F | N |  |  |  | ANTI FRICTION |  |  |  | OTHER |  |  | N | Y | OTHER
5198638 | UNKNOWN |  | NJFR-25-EMTR-1 |  | SPRC Well #18 /Motor | NJAC | E | NJAC-Z1-SPRC.-18.. | P201 | INSV | INST | FREEMAJ1 | 2015-06-11 | 5055 SPRUCE AVE |  | RAW WATER (GROUND) |  |  | 999.00 HP AW
5200331 | UNKNOWN |  |  |  | STRM Well #2 /MOTOR | NJCM | E | NJCM-SM-STRM. | P201 | INSV | INST | FREEMAJ1 | 2015-07-06 | 6 W VINCENT AVE |  |  |  |  | 999.00 HP AW
5200332 | UNKNOWN |  |  |  | STRM Well #3 /MOTOR | NJCM | E | NJCM-SM-STRM. | P201 | INSV | INST | FREEMAJ1 | 2015-07-06 | 6 W VINCENT AVE |  |  |  |  | 999.00 HP AW
5211921 | US MOTORS |  |  |  | STGE Well #15 /MOTOR | NJCM | E | NJCM-UT-STGE. | P201 | INSV | INST | HEIMER | 2016-03-02 | 110 OLD STAGECOACH RD |  | RAW WATER (GROUND) | CONTINUOUS | 142 | 125.00 HP AW | F |  | 6212-J | 7222-BEN |  |  | H0125V25LG |  |  | OTHER |  |  | Y |  | OIL | GREASE
5220707 | US MOTORS |  |  |  | ACUA High Service #3 /MOTOR | NJAC | E | NJAC-Z1-ACUA. | P201 | OOS | INAC INST | ASHBRIAJ | 2016-07-29 | 1151 N MAIN STREET |  | IN PLANT BOOSTER | CONTINUOUS | 113 | 100.00 HP AW | F |  | 6312-J | 642-2Z-J |  |  |  | F | FLEX | OTHER |  | 404VP | N | Y | GREASE | GREASE
5221854 | FLYGT |  |  |  | GARD Pump #2 /MOTOR | NJOS | E | NJOSW-WW-GARD. | P201 | INSV | INST | HEIMER | 2016-08-18 | ATLANTIC BOULEVARD |  | WASTE PROCESSING |  |  | 5.00 HP AW
5221856 | FLYGT |  |  |  | GARD Pump #1 /Motor | NJOS | E | NJOSW-WW-GARD. | P201 | INSV | INST | HEIMER | 2016-08-18 | ATLANTIC BOULEVARD |  | SEWER LIFT |  |  | 5.00 HP AW

## Engine
Equipment |  | Function class | Inventory no. | Position | Description | AuthorizGroup | EquipCategory | Functional Loc. | Planning plant | User status | System status | Created by | Created on | Street | Size/dimens. | Application | Engine Type | Fuel UOM | HP Rating | Max Fuel Consumption | Number of Cylinders | Owned By | Self Starting? | Special Mtn Note | Special Mtn Note Det | Tnk-Volume (gal)
5085445 | KOHLER |  |  |  | BARG /ENGINE | NJAC | M | NJAC-Z1-BARG. | P201 | INSV | INST | HUSSAARM | 2013-10-12 | 6707 MILL ROAD |  | EMERGENCY ELEC GENERATION | NATURAL GAS |  | 999.00 HP AW | 0.00 UN | 0 EA | AW | Y |  |  | 0.00 1GL
5168110 | UNKNOWN |  | NJFR-27-EPDC-1 |  | SWFT GENERATOR SET DIESEL /ENGINE | NJAC | M | NJAC-Z1-SWFT. | P201 | INSV | INST | HUSSAARM | 2013-10-13 | 11 SWIFT AVE |  | EMERGENCY ELEC GENERATION | DIESEL | GPH | 335.00 HP AW | 17.80 UN | 0 EA | AW | Y |  |  | 550.00 1GL
5167257 | UNKNOWN |  | NJFR-16-EPDC-1 |  | SOMR GENERATOR SET DIESEL /ENGINE | NJAC | M | NJAC-Z1-SOMR. | P201 | INSV | INST | HUSSAARM | 2013-10-13 | 303 RHODE ISLAND AVE |  | EMERGENCY ELEC GENERATION | DIESEL | GPH | 30.00 HP AW | 3.10 UN | 0 EA | AW | Y |  |  | 25.00 1GL
5166811 | JOHN DEERE |  | NJFR-55-EPDC-1 |  | WRAS GENERATOR SET DIESEL /ENGINE | NJAC | M | NJAC-Z1-WRAS. | P201 | INSV | INST | HUSSAARM | 2013-10-13 | 187 S THOREAU TER |  | EMERGENCY ELEC GENERATION | DIESEL | GPH | 87.00 HP AW | 5.40 UN | 0 EA | AW | Y |  |  | 275.00 1GL
5166484 | WAUKESHA |  | NJFR-31-EPND-1 |  | TILT GENERATOR SET NATURAL GAS /ENGINE | NJAC | M | NJAC-Z1-TILT. | P201 | INSV | INST | HUSSAARM | 2013-10-13 | 2580 TILTON RD |  | EMERGENCY ELEC GENERATION | NATURAL GAS | CFH | 543.00 HP AW | 4.30 UN | 0 EA | AW | Y |  |  | 0.00 1GL
5165974 | CATERPILLAR |  | NJFR-30-EPND-1 |  | SMFP GENERATOR SET NATURAL GAS /ENGINE | NJAC | M | NJAC-Z1-SMFP. | P201 | INSV | INST | HUSSAARM | 2013-10-13 | 525 E MOSS MILL ROAD |  | EMERGENCY ELEC GENERATION | NATURAL GAS | CFH | 140.00 HP AW | 7.70 UN | 0 EA | AW | Y |  |  | 0.00 1GL
5165545 | UNKNOWN |  | NJFR-15-EPDC-1 |  | NLIN Generator Set Diesel /Engine | NJAC | M | NJAC-Z1-NLIN. | P201 | INSV | INST | HUSSAARM | 2013-10-13 | 605 NEW ROAD |  | EMERGENCY ELEC GENERATION | DIESEL | GPH | 107.00 HP AW | 7.40 UN | 0 EA | AW | Y |  |  | 225.00 1GL
5165200 | DETROIT |  | NJFR-41-EPDC-1 |  | MART DIR AUX DR DIESL /ENGINE | NJAC | M | NJAC-Z1-MART. | P201 | INSV | INST | HUSSAARM | 2013-10-13 | 107 MARTIN AVE |  | EMERGENCY PUMPING | DIESEL |  | 999.00 HP AW | 0.00 UN | 0 EA | AW | N |  |  | 0.00 1GL
5163654 | DETROIT |  | NJFR-11-EPDC-1 |  | GROV DIR AUX DR DIESL /ENGINE | NJAC | M | NJAC-Z1-GROV. | P201 | INSV | INST | HUSSAARM | 2013-10-13 | 680 W MARYLAND AVE |  | EMERGENCY PUMPING | DIESEL |  | 999.00 HP AW |  |  | AW | N
5163479 | ONAN |  | NJFR-21-EPGS-1 |  | FRBA Generator Set Diesel /Engine | NJAC | M | NJAC-Z1-FRBA. | P201 | INSV | INST | HUSSAARM | 2013-10-13 | 3215 FIRE ROAD |  | EMERGENCY ELEC GENERATION | DIESEL | GPH | 201.00 HP AW | 11.10 UN | 0 EA | AW | Y |  |  | 300.00 1GL
5132442 | UNKNOWN |  |  |  | STR3 GENERATOR /Engine | NJCM | M | NJCM-OC-STR3. | P201 | INSV | INST | HUSSAARM | 2013-10-13 | 248 WEST AVE |  | EMERGENCY ELEC GENERATION | NATURAL GAS | CFH | 241.00 HP AW | 0.00 UN | 6 EA | AW | Y |  |  | 0.00 1GL
5132440 | UNKNOWN |  |  |  | ST27 GENERATOR /Engine | NJCM | M | NJCM-OC-ST27. | P201 | INSV | INST | HUSSAARM | 2013-10-13 | 2661 WEST AVE |  | EMERGENCY ELEC GENERATION | NATURAL GAS | CFH | 201.00 HP AW | 0.00 UN | 8 EA | AW | Y |  |  | 0.00 1GL
5125988 | CUMMINS |  | NJFR-49-EPDC-1 |  | FIRD GENERATOR SET DIESEL PORTLE /ENGINE | NJAC | M | NJAC-Z1-FRBB. | P201 | INSV | INST | HUSSAARM | 2013-10-13 | 3215 FIRE ROAD |  | EMERGENCY ELEC GENERATION | DIESEL | GPH | 552.00 HP AW | 16.30 UN |  | AW | N |  |  | 129.00 1GL
5100879 | CUMMINS |  | NJFR-34-EPDC-1 |  | CS GENERATOR SET DISEL POR #392 /ENGINE | NJOS | M | NJOSW-WW-OCRF. | P201 | INSV | INST | HUSSAARM | 2013-10-13 | OCEAN REEF DRIVE |  | ELEC GENERATION | DIESEL | GPH | 107.00 HP AW | 14.80 UN | 0 EA | AW | N |  |  | 100.00 1GL
5098559 | WHITE |  | NJFR-43-EPDC-1 |  | ST52 GEN SET DIESL PORTABLE391 /ENGINE | NJCM | M | NJCM-OC-ST52. | P201 | INSV | INST | HUSSAARM | 2013-10-13 | 5161 ASBURY AVE |  | EMERGENCY ELEC GENERATION | DIESEL |  | 999.00 HP AW | 0.00 UN | 0 EA | AW | N |  |  | 37.00 1GL
5098558 | CUMMINS |  | NJFR-51-EPND-1 |  | MAIN GENERATOR SET NATURAL GAS /ENGINE | NJCM | M | NJCM-MT-MAIN. | P201 | INSV | INST | HUSSAARM | 2013-10-13 | 412 N ROUTE 9 |  | EMERGENCY ELEC GENERATION | NATURAL GAS | CFH | 168.00 HP AW | 1,525.00 UN | 0 EA | AW | Y |  |  | 0.00 1GL
5098557 | FORD MOTOR COMPANY |  | NJFR-37-EPND-1 |  | LAKE GENERATOR SET NATURAL GAS /ENGINE | NJCM | M | NJCM-MT-LAKE. | P201 | INSV | INST | HUSSAARM | 2013-10-13 | 1390 ROUTE 9 SOUTH |  | EMERGENCY ELEC GENERATION | NATURAL GAS | CFH | 94.00 HP AW | 1,097.00 UN | 0 EA | AW | Y |  |  | 0.00 1GL
5098556 | JOHN DEERE |  | NJFR-67-EPDC-1 |  | STRM GENERATOR SET DIESEL /ENGINE | NJCM | M | NJCM-SM-STRM. | P201 | INSV | INST | HUSSAARM | 2013-10-13 | 6 W VINCENT AVE |  | EMERGENCY ELEC GENERATION | DIESEL | GPH | 60.00 HP AW | 4.30 UN | 0 EA | AW | Y |  |  | 225.00 1GL
5098555 | CUMMINS |  | NJFR-52-EPND-1 |  | STGE GENERATOR SET NATURAL GAS /ENGINE | NJCM | M | NJCM-UT-STGE. | P201 | INSV | INST | HUSSAARM | 2013-10-13 | 110 OLD STAGECOACH RD |  | ELEC GENERATION | NATURAL GAS | CFH | 335.00 HP AW | 3,182.00 UN | 6 EA | AW | Y |  |  | 0.00 1GL
5098554 | PERKINS |  | NJFR-3-EPDC-1 |  | NORT GEN SET DIESL PORTABLE393 /ENGINE | NJCM | M | NJCM-OC-NORT. | P201 | INSV | INST | HUSSAARM | 2013-10-13 | 734 BATTERSEA RD |  | EMERGENCY ELEC GENERATION | DIESEL | GPH | 134.00 HP AW | 7.60 UN | 0 EA | AW | N |  |  | 100.00 1GL
5098553 | UNKNOWN |  | NJFR-40-EPND-1 |  | ST35 GENERATOR SET NATURAL GAS /ENGINE | NJCM | M | NJCM-OC-ST35. | P201 | INSV | INST | HUSSAARM | 2013-10-13 | 3501 ASBURY AVE |  | EMERGENCY ELEC GENERATION | NATURAL GAS | CFH | 174.00 HP AW | 1.59 UN | 8 EA | AW | Y |  |  | 0.00 1GL
5194612 | UNKNOWN |  |  |  | ABSC /ENGINE | NJAC | M | NJAC-Z1-ABSC. | P201 | INSV | INST | FREEMAJ1 | 2015-02-03 | 534 NEW JERSEY AVE. |  | EMERGENCY ELEC GENERATION | NATURAL GAS |  | 999.00 HP AW | 0.00 UN | 0 EA | AW | Y |  |  | 0.00 1GL

## Emergency Generators
Equipment |  | Function class | Inventory no. | Position | Description | AuthorizGroup | EquipCategory | Functional Loc. | Planning plant | User status | System status | Created by | Created on | Street | Size/dimens. | Application | Application | Available for EMG Lo | FUEL_TYPE | Fuel Tank | Fuel Type | Generator Type | KW Rating | Max Output Current | Owned By | Phase(s) | Portable | RPM Rating | Self Starting? | Special Mtn Note | Special Mtn Note Det | Volt Rating | Voltage AC/DC
5081827 | WAUKESHA |  |  |  | TILT GEN SET NATURAL GAS /GEN | NJAC | E | NJAC-Z1-TILT. | P201 | INSV | INST | HUSSAARM | 2013-10-12 | 2580 TILTON RD |  | EMERGENCY |  | N |  |  |  | ENGINE DRIVEN | 405.00 KW | 0.00 A | AW | 3 | N | XX | Y |  |  | 480 | AC
5082240 | JOHN DEERE |  | NJFR-55-EPGS-1 |  | WRAS GENERATOR SET DIESEL /GENERATOR | NJAC | E | NJAC-Z1-WRAS. | P201 | INSV | INST | HUSSAARM | 2013-10-12 | 187 S THOREAU TER |  | EMERGENCY |  | N |  |  |  | ENGINE DRIVEN | 65.00 KW | 0.00 A | AW | 3 | N | XX | Y |  |  | 480 | AC
5082283 | UNKNOWN |  | NJFR-16-EPGS-1 |  | SOMR GENERATOR SET DIESEL /GENERATOR | NJAC | E | NJAC-Z1-SOMR. | P201 | INSV | INST | HUSSAARM | 2013-10-12 | 303 RHODE ISLAND AVE |  | EMERGENCY |  | XX |  |  |  | ENGINE DRIVEN | 0.00 KW | 0.00 A | AW | 1 | XX | XX | Y |  |  | 120/208 | AC
5083006 | UNKNOWN |  |  |  | SWFT Generator Set Diesel /GENERATOR | NJAC | E | NJAC-Z1-SWFT. | P201 | INSV | INST | HUSSAARM | 2013-10-12 | 11 SWIFT AVE |  | EMERGENCY |  | N |  |  |  | ENGINE DRIVEN | 250.00 KW | 0.00 A | AW | 3 | N | XX | Y |  |  | 480 | AC
5085442 | KOHLER |  |  |  | BARG /GENERATOR | NJAC | E | NJAC-Z1-BARG. | P201 | INSV | INST | HUSSAARM | 2013-10-12 | 6707 MILL ROAD |  | EMERGENCY |  | XX |  |  |  | ENGINE DRIVEN | 0.00 KW | 0.00 A | AW |  | XX | XX | Y
5085515 | ONAN |  |  |  | SPRC-18 Portable /GENERATOR | NJAC | E | NJAC-Z1-SPRC.-18.. | P201 | INSV | INST | HUSSAARM | 2013-10-12 | 5055 SPRUCE AVE |  | EMERGENCY |  | Y |  |  |  | ENGINE DRIVEN | 230.00 KW | 0.00 A | AW | 3 | Y | XX | Y |  |  | 480
5172043 | CATERPILLAR |  | NJFR-30-EPNG-1 |  | SMFP GEN SET NATURAL GAS /GEN | NJAC | E | NJAC-Z1-SMFP. | P201 | INSV | INST | HUSSAARM | 2013-10-13 | 525 E MOSS MILL ROAD |  | EMERGENCY |  | N |  |  |  | ENGINE DRIVEN | 105.00 KW | 0.00 A | AW | 3 | N | XX | Y |  |  | 480 | AC
5171442 | DETROIT |  | NJFR-15-EPGS-2 |  | NLIN GENERATOR SET DIESEL /GENERATOR | NJAC | E | NJAC-Z1-NLIN. | P201 | INSV | INST | HUSSAARM | 2013-10-13 | 605 NEW ROAD |  | EMERGENCY |  | N |  |  |  | ENGINE DRIVEN | 80.00 KW | 0.00 A | AW | 3 | N | XX | Y |  |  | 480 | AC
5168858 | DETROIT |  | NJFR-41-EPGS-1 |  | MART DIR AUX DR DIESL /GEN | NJAC | E | NJAC-Z1-MART. | P201 | INSV | INST | HUSSAARM | 2013-10-13 | 107 MARTIN AVE |  | EMERGENCY |  | XX |  |  |  | ENGINE DRIVEN | 5.00 KW | 0.00 A | AW | 1 | XX | XX | N |  |  | 120/208 | AC
5168846 | DETROIT |  | NJFR-11-EPGS-1 |  | GROV DIR AUX DR DIESL /GEN | NJAC | E | NJAC-Z1-GROV. | P201 | INSV | INST | HUSSAARM | 2013-10-13 | 680 W MARYLAND AVE |  | EMERGENCY |  | XX |  |  |  | ENGINE DRIVEN |  |  | AW | 1 | XX | XX | N |  |  | 120/208 | AC
5168834 | ONAN |  | NJFR-22-EPGS-2 |  | FRBA GENERATOR SET DIESEL /GENERATOR | NJAC | E | NJAC-Z1-FRBA. | P201 | INSV | INST | HUSSAARM | 2013-10-13 | 3215 FIRE ROAD |  | EMERGENCY |  | N |  |  |  | ENGINE DRIVEN | 150.00 KW | 0.00 A | AW | 3 | N | XX | Y |  |  | 480 | AC
5132453 | KOHLER |  | NJFR-9-EPNG-2 |  | STR3 /GENERATOR | NJCM | E | NJCM-OC-STR3. | P201 | INSV | INST | HUSSAARM | 2013-10-13 | 248 WEST AVE |  | EMERGENCY |  | N |  |  |  | ENGINE DRIVEN | 180.00 KW | 0.00 A | AW | 3 | N | XX | Y |  |  | 277/480 | AC
5132451 | KOHLER |  |  |  | ST27 /GENERATOR | NJCM | E | NJCM-OC-ST27. | P201 | INSV | INST | HUSSAARM | 2013-10-13 | 2661 WEST AVE |  | EMERGENCY |  | N |  |  |  | ENGINE DRIVEN | 152.00 KW | 229.00 A | AW | 3 | N | XX | Y |  |  | 277/480 | AC
5125989 | CUMMINS |  |  |  | Fird Generator Set Diesl Port /GENERATOR | NJAC | E | NJAC-Z1-FRBB. | P201 | INSV | INST | HUSSAARM | 2013-10-13 | 3215 FIRE ROAD |  | EMERGENCY |  | Y |  |  |  | ENGINE DRIVEN | 264.00 KW |  | AW | 3 | Y | XX | N |  |  | 480 | AC
5100880 | ONAN |  |  |  | CS Generator Set Diesel #392 /GENERATOR | NJOS | E | NJOSW-WW-OCRF. | P201 | INSV | INST | HUSSAARM | 2013-10-13 | OCEAN REEF DRIVE |  | EMERGENCY |  | Y |  |  |  | ENGINE DRIVEN | 80.00 KW | 120.00 A | AW | 3 | Y | 1800 | N |  |  | 120/240 | AC
5098568 | WINCO |  |  |  | ST52 GEN SET DIESL PORTABLE391 /GEN | NJCM | E | NJCM-OC-ST52. | P201 | INSV | INST | HUSSAARM | 2013-10-13 | 5161 ASBURY AVE |  | EMERGENCY |  | XX |  |  |  | ENGINE DRIVEN | 50.00 KW | 75.00 A | AW | 3 | XX | 1800 | N |  |  | 240
5098567 | ONAN |  | NJFR-51-EPNG-1 |  | MAIN GEN SET NATURAL GAS /GEN | NJCM | E | NJCM-MT-MAIN. | P201 | INSV | INST | HUSSAARM | 2013-10-13 | 412 N ROUTE 9 |  | EMERGENCY |  | N |  |  |  | ENGINE DRIVEN | 125.00 KW | 400.00 A | AW | 3 | N | XX | Y |  |  | 480 | AC
5098565 | CUMMINS |  | NJFR-37-EPNG-1 |  | LAKE GEN SET NATURAL GAS /GEN | NJCM | E | NJCM-MT-LAKE. | P201 | INSV | INST | HUSSAARM | 2013-10-13 | 1390 ROUTE 9 SOUTH |  | EMERGENCY |  | N |  |  |  | ENGINE DRIVEN | 70.00 KW | 200.00 A | AW | 3 | N | 1800 | Y |  |  | 240 | AC
5098564 | MAGNAPLUS |  | NJFR-67-EPGS-1 |  | STRM GENERATOR SET DIESEL /GENERATOR | NJCM | E | NJCM-SM-STRM. | P201 | INSV | INST | HUSSAARM | 2013-10-13 | 6 W VINCENT AVE |  | EMERGENCY |  | N |  |  |  | ENGINE DRIVEN | 45.00 KW | 150.00 A | AW | 3 | N | 1800 | Y |  |  | 240
5098563 | CUMMINS |  | NJFR-52-EPNG-2 |  | STGE GEN SET NATURAL GAS /GEN | NJCM | E | NJCM-UT-STGE. | P201 | INSV | INST | HUSSAARM | 2013-10-13 | 110 OLD STAGECOACH RD |  | EMERGENCY |  | N |  |  |  | ENGINE DRIVEN | 250.00 KW | 400.00 A | AW | 3 | N | 1800 | Y |  |  | 480
5098562 | STAMFORD |  |  |  | NORT GEN SET PORTABLE393 /GEN | NJCM | E | NJCM-OC-NORT. | P201 | INSV | INST | HUSSAARM | 2013-10-13 | 734 BATTERSEA RD |  | EMERGENCY |  | Y |  |  |  | ENGINE DRIVEN | 100.00 KW | 150.00 A | AW | 3 | Y | 1800 | N |  |  | 480 | AC
5098561 | UNKNOWN |  | NJFR-40-EPNG-1 |  | ST35 GEN SET NATURAL GAS /GEN | NJCM | E | NJCM-OC-ST35. | P201 | INSV | INST | HUSSAARM | 2013-10-13 | 3501 ASBURY AVE |  | EMERGENCY |  | N |  |  |  | ENGINE DRIVEN | 130.00 KW | 0.00 A | AW | 3 | N | XX | Y |  |  | 480 | AC
5195500 | GENERAC |  | NJFR-29-EPNG-1 |  | EHTT GEN SET NATURAL GAS /GEN | NJAC | E | NJAC-Z1-EHTT. | P201 | INSV | INST | FREEMAJ1 | 2015-01-23 | 16 Dogwood Avenue |  | EMERGENCY |  | XX |  |  |  | ENGINE DRIVEN | 45.00 KW | 0.00 A | AW | 1 | XX | 3600 | Y |  |  | 120/240
5194611 | UNKNOWN |  |  |  | ABSC /GENERATOR | NJAC | E | NJAC-Z1-ABSC. | P201 | INSV | INST | FREEMAJ1 | 2015-02-03 | 534 NEW JERSEY AVE. |  | EMERGENCY |  | XX |  |  |  | ENGINE DRIVEN | 0.00 KW | 0.00 A | AW |  | XX | XX | Y
5230337 | CUMMINS |  |  |  | UTTK /GENERATOR | NJAC | E | NJCM-UT-UTTK. | P201 | INSV | INST | HEIMER | 2017-02-10 | 2087 RT US 9 SO |  | EMERGENCY |  | XX |  |  |  | ENGINE DRIVEN | 0.00 KW | 0.00 A | AW |  | N | 1800 | Y |  |  | 120/240

## Chemical Liquid Feeder
Equipment | Manufacturer | Function class | Inventory no. | Position | Description | AuthorizGroup | EquipCategory | Functional Loc. | Planning plant | User status | System status | Created by | Created on | Street | Size/dimens. | Application | Chm-Dosing Control | Chm-Feed Rate | Chm-Feed Rate UOM | Chm-Material | Liquid Feeder Type | Owned By | Special Mtn Note | Special Mtn Note Det
5190601 | PULSATRON |  | #2 |  | ABSC PHOSPHATE #2 /CHMF-LIQ | NJAC | E | NJAC-Z1-ABSC. | P201 | INSV | INST | HEIMER | 2014-08-25 | 534 New Jersey Ave |  | MISC CORROSION INHIB | FLOW PACING | 0.000 UN | GPD | PLASTIC | VOLUMETRIC LIQ FEEDER | AW
5195614 | UNKNOWN |  | NJFR-1-CFLQ-2 |  | HAND Sodium Hypochlorite #1 /CHMF-LIQ | NJCM | E | NJCM-MT-HAND.-HYPO | P201 | INSV | INST | FREEMAJ1 | 2015-02-23 | 205 MECHANIC ST |  | SODIUM HYPOCHLORITE | FLOW PACING | 0.000 UN |  |  | VOLUMETRIC LIQ FEEDER | AW
5195615 | UNKNOWN |  | NJFR-1-CFLQ-3 |  | HAND Sodium Hypochlorite #2 /CHMF-LIQ | NJCM | E | NJCM-MT-HAND.-HYPO | P201 | INSV | INST | FREEMAJ1 | 2015-02-23 | 205 MECHANIC ST |  | SODIUM HYPOCHLORITE | FLOW PACING | 0.000 UN |  |  | VOLUMETRIC LIQ FEEDER | AW
5195616 | PULSATRON |  | NJFR-1-CFLQ-4 |  | HAND Phosphate #1 /CHMF-LIQ | NJCM | E | NJCM-MT-HAND.-PHOS | P201 | INSV | INST | FREEMAJ1 | 2015-02-23 | 205 MECHANIC ST |  | OTHER | FLOW PACING | 0.000 UN | GPD | PLASTIC | VOLUMETRIC LIQ FEEDER | AW
5195617 | PULSATRON |  | NJFR-1-CFLQ-5 |  | HAND Phosphate #2 /CHMF-LIQ | NJCM | E | NJCM-MT-HAND.-PHOS | P201 | INSV | INST | FREEMAJ1 | 2015-02-23 | 205 MECHANIC ST |  | OTHER | FLOW PACING | 0.000 UN | GPD | PLASTIC | VOLUMETRIC LIQ FEEDER | AW
5194844 | PULSATRON |  | NJFR-54-CFLQ-1 |  | MAIN Phosphate #1 /CHMF-LIQ | NJCM | E | NJCM-MT-MAIN.-PHOS | P201 | INSV | INST | FREEMAJ1 | 2015-02-24 | 412 N ROUTE 9 |  | OTHER | FLOW PACING | 0.000 UN | GPD | PLASTIC | VOLUMETRIC LIQ FEEDER | AW
5194845 | PULSATRON |  | NJFR-54-CFLQ-2 |  | MAIN Phosphate #2 /CHMF-LIQ | NJCM | E | NJCM-MT-MAIN.-PHOS | P201 | INSV | INST | FREEMAJ1 | 2015-02-24 | 412 N ROUTE 9 |  | OTHER | FLOW PACING | 0.000 UN | GPD | PLASTIC | VOLUMETRIC LIQ FEEDER | AW
5199020 | UNKNOWN |  |  | 999 | MAIN-PHOS PHOSPHATE /CHMF-LIQ | NJCM | C | NJCM-MT-MAIN.-PHOS | P201 | INSV | INST | LOD_EAM_01 | 2015-05-28 | 412 N ROUTE 9 |  |  |  | 0.000 UN |  |  | VOLUMETRIC LIQ FEEDER | AW
5199019 | UNKNOWN |  |  | 999 | HAND-PHOS PHOSPHATE /CHMF-LIQ | NJCM | C | NJCM-MT-HAND.-PHOS | P201 | OOS | INAC INST | LOD_EAM_01 | 2015-05-28 | 205 MECHANIC ST | [6 empty] | VOLUMETRIC LIQ FEEDER | AW
5199018 | UNKNOWN |  |  | 999 | HAND-HYPO SODIUM HYPOCHLORITE /CHMF-LIQ | NJCM | C | NJCM-MT-HAND.-HYPO | P201 | OOS | INAC INST | LOD_EAM_01 | 2015-05-28 | 205 MECHANIC ST | [6 empty] | VOLUMETRIC LIQ FEEDER | AW
5199017 | UNKNOWN |  |  | 999 | WOOD-CAUS TRANSFER - CAUSTIC /CHMF-LIQ | NJAC | C | NJAC-Z1-WOOD.-CAUS | P201 | INSV | INST | LOD_EAM_01 | 2015-05-28 | 746 BLOCK OF WOODLAND AVE. |  |  |  | 0.000 UN |  |  | VOLUMETRIC LIQ FEEDER | AW
5199016 | UNKNOWN |  |  | 999 | SMFP-CAUS TRANSFER - CAUSTIC /CHMF-LIQ | NJAC | C | NJAC-Z1-SMFP.-CAUS | P201 | INSV | INST | LOD_EAM_01 | 2015-05-28 | 525 E MOSS MILL ROAD |  |  |  | 0.000 UN |  |  | VOLUMETRIC LIQ FEEDER | AW
5199015 | UNKNOWN |  |  | 999 | SLIN-PHOS PHOSPHATE /CHMF-LIQ | NJAC | C | NJAC-Z1-SLIN.-PHOS | P201 | INSV | INST | LOD_EAM_01 | 2015-05-28 | 313 KIRKLIN AVE | [6 empty] | VOLUMETRIC LIQ FEEDER | AW
5199014 | UNKNOWN |  |  | 999 | SLIN-HYPO SODIUM HYPOCHLORITE /CHMF-LIQ | NJAC | C | NJAC-Z1-SLIN.-HYPO | P201 | INSV | INST | LOD_EAM_01 | 2015-05-28 | 313 KIRKLIN AVE | [6 empty] | VOLUMETRIC LIQ FEEDER | AW
5199013 | UNKNOWN |  |  | 999 | SLIN-CAUS TRANSFER - CAUSTIC /CHMF-LIQ | NJAC | C | NJAC-Z1-SLIN.-CAUS | P201 | INSV | INST | LOD_EAM_01 | 2015-05-28 | 313 KIRKLIN AVE | [6 empty] | VOLUMETRIC LIQ FEEDER | AW
5199012 | UNKNOWN |  |  | 999 | SLIN-CAUS SODIUM HYDROXIDE /CHMF-LIQ | NJAC | C | NJAC-Z1-SLIN.-CAUS | P201 | INSV | INST | LOD_EAM_01 | 2015-05-28 | 313 KIRKLIN AVE | [6 empty] | VOLUMETRIC LIQ FEEDER | AW
5199011 | UNKNOWN |  |  | 999 | NLIN-CAUS TRANSFER - CAUSTIC /CHMF-LIQ | NJAC | C | NJAC-Z1-NLIN.-CAUS | P201 | INSV | INST | LOD_EAM_01 | 2015-05-28 | 605 NEW ROAD |  |  |  | 0.000 UN |  |  | VOLUMETRIC LIQ FEEDER | AW
5199010 | UNKNOWN |  |  | 999 | MILL-CAUS TRANSFER - CAUSTIC /CHMF-LIQ | NJAC | C | NJAC-Z1-MILL.-CAUS | P201 | INSV | INST | LOD_EAM_01 | 2015-05-28 | 100 MILL ROAD |  |  |  | 0.000 UN |  |  | VOLUMETRIC LIQ FEEDER | AW
5199009 | UNKNOWN |  |  | 999 | GROV-PHOS PHOSPHATE /CHMF-LIQ | NJAC | C | NJAC-Z1-GROV.-PHOS | P201 | OOS | INAC INST | LOD_EAM_01 | 2015-05-28 | 680 W MARYLAND AVE | [6 empty] | VOLUMETRIC LIQ FEEDER | AW
5199008 | UNKNOWN |  |  | 999 | GROV-HYPO SODIUM HYPOCHLORITE /CHMF-LIQ | NJAC | C | NJAC-Z1-GROV.-HYPO | P201 | OOS | INAC INST | LOD_EAM_01 | 2015-05-28 | 680 W MARYLAND AVE | [6 empty] | VOLUMETRIC LIQ FEEDER | AW
5199007 | UNKNOWN |  |  | 999 | GROV-CAUS SODIUM HYDROXIDE /CHMF-LIQ | NJAC | C | NJAC-Z1-GROV.-CAUS | P201 | OOS | INAC INST | LOD_EAM_01 | 2015-05-28 | 680 W MARYLAND AVE | [6 empty] | VOLUMETRIC LIQ FEEDER | AW
5199006 | UNKNOWN |  |  | 999 | FIRE-CAUS TRANSFER - CAUSTIC /CHMF-LIQ | NJAC | C | NJAC-Z1-FIRE.-CAUS | P201 | INSV | INST | LOD_EAM_01 | 2015-05-28 | 3226 FIRE RD |  |  |  | 0.000 UN |  |  | VOLUMETRIC LIQ FEEDER | AW
5199005 | UNKNOWN |  |  | 999 | ECRT-PHOS PHOSPHATE /CHMF-LIQ | NJAC | C | NJAC-Z1-ECRT.-PHOS | P201 | OOS | INAC INST | LOD_EAM_01 | 2015-05-28 | 554 SCARBOROUGH DRIVE | [6 empty] | VOLUMETRIC LIQ FEEDER | AW
5199004 | UNKNOWN |  |  | 999 | ECRT-HYPO SODIUM HYPOCHLORITE /CHMF-LIQ | NJAC | C | NJAC-Z1-ECRT.-HYPO | P201 | OOS | INAC INST | LOD_EAM_01 | 2015-05-28 | 554 SCARBOROUGH DRIVE | [6 empty] | VOLUMETRIC LIQ FEEDER | AW
5199003 | UNKNOWN |  |  | 999 | ECRT-CAUS SODIUM HYDROXIDE /CHMF-LIQ | NJAC | C | NJAC-Z1-ECRT.-CAUS | P201 | OOS | INAC INST | LOD_EAM_01 | 2015-05-28 | 554 SCARBOROUGH DRIVE | [6 empty] | VOLUMETRIC LIQ FEEDER | AW
5199002 | UNKNOWN |  |  | 999 | DOBB-CAUS TRANSFER - CAUSTIC /CHMF-LIQ | NJAC | C | NJAC-Z1-DOBB.-CAUS | P201 | INSV | INST | LOD_EAM_01 | 2015-05-28 | 1002 DOBBS AVE |  |  |  | 0.000 UN |  |  | VOLUMETRIC LIQ FEEDER | AW
5199001 | UNKNOWN |  |  | 999 | ABSC-CAUS SODIUM HYDROXIDE #2 /CHMF-LIQ | NJAC | C | NJAC-Z1-ABSC.-CAUS | P201 | INSV | INST | LOD_EAM_01 | 2015-05-28 | 534 NEW JERSEY AVE |  |  |  | 0.000 UN |  |  | VOLUMETRIC LIQ FEEDER | AW
5199000 | UNKNOWN |  |  | 999 | ABSC-CAUS SODIUM HYDROXIDE #1 /CHMF-LIQ | NJAC | C | NJAC-Z1-ABSC.-CAUS | P201 | INSV | INST | LOD_EAM_01 | 2015-05-28 | 534 NEW JERSEY AVE |  |  |  | 0.000 UN |  |  | VOLUMETRIC LIQ FEEDER | AW
5200488 | UNKNOWN |  |  | 999 | TILT-PHOS PHOSPHATE #2 /CHMF-LIQ | NJAC | C | NJAC-Z1-TILT.-PHOS | P201 | INSV | INST | LOD_EAM_01 | 2015-06-18 | 2580 TILTON RD |  | PHOSPHORIC ACID |  | 0.000 UN |  |  | VOLUMETRIC LIQ FEEDER | AW
5200489 | UNKNOWN |  |  | 999 | WOOD-CAUS SODIUM HYDROXIDE /CHMF-LIQ | NJAC | C | NJAC-Z1-WOOD.-CAUS | P201 | INSV | INST | LOD_EAM_01 | 2015-06-18 | 746 BLOCK OF WOODLAND AVE. |  | SODIUM HYDROXIDE |  | 0.000 UN |  |  | VOLUMETRIC LIQ FEEDER | AW
5200490 | UNKNOWN |  |  | 999 | WOOD-HYPO SODIUM HYPOCHLORITE /CHMF-LIQ | NJAC | C | NJAC-Z1-WOOD.-HYPO | P201 | INSV | INST | LOD_EAM_01 | 2015-06-18 | 746 BLOCK OF WOODLAND AVE. |  | SODIUM HYPOCHLORITE |  | 0.000 UN |  |  | VOLUMETRIC LIQ FEEDER | AW
5200491 | UNKNOWN |  |  | 999 | WOOD-PHOS PHOSPHATE /CHMF-LIQ | NJAC | C | NJAC-Z1-WOOD.-PHOS | P201 | INSV | INST | LOD_EAM_01 | 2015-06-18 | 746 BLOCK OF WOODLAND AVE. |  | PHOSPHORIC ACID |  | 0.000 UN |  |  | VOLUMETRIC LIQ FEEDER | AW
5200492 | UNKNOWN |  |  | 999 | WRAS-HYPO SODIUM HYPOCHLORITE /CHMF-LIQ | NJAC | C | NJAC-Z1-WRAS.-HYPO | P201 | INSV | INST | LOD_EAM_01 | 2015-06-18 | 218 E. WALDEN WAY |  | SODIUM HYPOCHLORITE |  | 0.000 UN |  |  | VOLUMETRIC LIQ FEEDER | AW
5200493 | UNKNOWN |  |  | 999 | WRAS-LIME LIME /CHMF-LIQ | NJAC | C | NJAC-Z1-WRAS.-LIME | P201 | INSV | INST | LOD_EAM_01 | 2015-06-18 | 218 E. WALDEN WAY |  | LIME (HYDRATED) |  | 0.000 UN |  |  | VOLUMETRIC LIQ FEEDER | AW
5200494 | UNKNOWN |  |  | 999 | WRAS-PHOS PHOSPHATE /CHMF-LIQ | NJAC | C | NJAC-Z1-WRAS.-PHOS | P201 | INSV | INST | LOD_EAM_01 | 2015-06-18 | 218 E. WALDEN WAY |  | PHOSPHORIC ACID |  | 0.000 UN |  |  | VOLUMETRIC LIQ FEEDER | AW
5200609 | UNKNOWN |  |  | 999 | LAKE-HYPO SODIUM HYPOCHLORITE /CHMF-LIQ | NJCM | C | NJCM-MT-LAKE.-HYPO | P201 | INSV | INST | LOD_EAM_01 | 2015-06-18 | 1390 ROUTE 9 SOUTH |  | SODIUM HYPOCHLORITE |  | 0.000 UN |  |  | VOLUMETRIC LIQ FEEDER | AW
5200610 | UNKNOWN |  |  | 999 | LAKE-PHOS PHOSPHATE /CHMF-LIQ | NJCM | C | NJCM-MT-LAKE.-PHOS | P201 | INSV | INST | LOD_EAM_01 | 2015-06-18 | 1390 ROUTE 9 SOUTH |  | PHOSPHORIC ACID |  | 0.000 UN |  |  | VOLUMETRIC LIQ FEEDER | AW
5200611 | UNKNOWN |  |  | 999 | MAIN-SODIUM HYPOCHLORITE #1 /CHMF-LIQ | NJCM | C | NJCM-MT-MAIN.-HYPO | P201 | INSV | INST | LOD_EAM_01 | 2015-06-18 | 412 N ROUTE 9 |  | SODIUM HYPOCHLORITE |  | 0.000 UN |  |  | VOLUMETRIC LIQ FEEDER | AW
5200612 | UNKNOWN |  |  | 999 | MAIN-SODIUM HYPOCHLORITE #2 /CHMF-LIQ | NJCM | C | NJCM-MT-MAIN.-HYPO | P201 | INSV | INST | LOD_EAM_01 | 2015-06-18 | 412 N ROUTE 9 |  | SODIUM HYPOCHLORITE |  | 0.000 UN |  |  | VOLUMETRIC LIQ FEEDER | AW
5200613 | UNKNOWN |  |  | 999 | NORT-HYPO SODIUM HYPOCHLORITE /CHMF-LIQ | NJCM | C | NJCM-OC-NORT.-HYPO | P201 | INSV | INST | LOD_EAM_01 | 2015-06-18 | 734 BATTERSEA RD |  | SODIUM HYPOCHLORITE |  | 0.000 UN |  |  | VOLUMETRIC LIQ FEEDER | AW
5200487 | UNKNOWN |  |  | 999 | TILT-PHOS PHOSPHATE #1 /CHMF-LIQ | NJAC | C | NJAC-Z1-TILT.-PHOS | P201 | INSV | INST | LOD_EAM_01 | 2015-06-18 | 2580 TILTON RD |  | PHOSPHORIC ACID |  | 0.000 UN |  |  | VOLUMETRIC LIQ FEEDER | AW
5200486 | UNKNOWN |  |  | 999 | TILT-SODIUM HYPOCHLORITE PRE /CHMF-LIQ | NJAC | C | NJAC-Z1-TILT.-HYPO | P201 | INSV | INST | LOD_EAM_01 | 2015-06-18 | 2580 TILTON RD |  | SODIUM HYPOCHLORITE |  | 0.000 UN |  |  | VOLUMETRIC LIQ FEEDER | AW
5200485 | UNKNOWN |  |  | 999 | TILT-SODIUM HYPOCHLORITE POST /CHMF-LIQ | NJAC | C | NJAC-Z1-TILT.-HYPO | P201 | INSV | INST | LOD_EAM_01 | 2015-06-18 | 2580 TILTON RD |  | SODIUM HYPOCHLORITE |  | 0.000 UN |  |  | VOLUMETRIC LIQ FEEDER | AW
5200484 | UNKNOWN |  |  | 999 | TILT-HYPO SODHYP STNDBY /CHMF-LIQ | NJAC | C | NJAC-Z1-TILT.-HYPO | P201 | INSV | INST | LOD_EAM_01 | 2015-06-18 | 2580 TILTON RD |  | SODIUM HYPOCHLORITE |  | 0.000 UN |  |  | VOLUMETRIC LIQ FEEDER | AW
5200483 | UNKNOWN |  |  | 999 | TILT-SODIUM HYDROXIDE PRE /CHMF-LIQ | NJAC | C | NJAC-Z1-TILT.-CAUS | P201 | INSV | INST | LOD_EAM_01 | 2015-06-18 | 2580 TILTON RD |  | SODIUM HYDROXIDE |  | 0.000 UN |  |  | VOLUMETRIC LIQ FEEDER | AW
5200482 | UNKNOWN |  |  | 999 | TILT-SODIUM HYDROXIDE POST /CHMF-LIQ | NJAC | C | NJAC-Z1-TILT.-CAUS | P201 | INSV | INST | LOD_EAM_01 | 2015-06-18 | 2580 TILTON RD |  | SODIUM HYDROXIDE |  | 0.000 UN |  |  | VOLUMETRIC LIQ FEEDER | AW
5200481 | UNKNOWN |  |  | 999 | TILT-CAUS SODA STNDBY /CHMF-LIQ | NJAC | C | NJAC-Z1-TILT.-CAUS | P201 | INSV | INST | LOD_EAM_01 | 2015-06-18 | 2580 TILTON RD |  | SODIUM HYDROXIDE |  | 0.000 UN |  |  | VOLUMETRIC LIQ FEEDER | AW
5200480 | UNKNOWN |  |  | 999 | SWFT-PHOS #2 /CHMF-LIQ | NJAC | C | NJAC-Z1-SWFT.-PHOS | P201 | INSV | INST | LOD_EAM_01 | 2015-06-18 | 11 SWIFT AVE |  | PHOSPHORIC ACID |  | 0.000 UN |  |  | VOLUMETRIC LIQ FEEDER | AW
5200479 | UNKNOWN |  |  | 999 | SWFT-PHOS #1 /CHMF-LIQ | NJAC | C | NJAC-Z1-SWFT.-PHOS | P201 | INSV | INST | LOD_EAM_01 | 2015-06-18 | 11 SWIFT AVE |  | PHOSPHORIC ACID |  | 0.000 UN |  |  | VOLUMETRIC LIQ FEEDER | AW
5200478 | UNKNOWN |  |  | 999 | SWFT-SODIUM HYPOCHLORITE #2 /CHMF-LIQ | NJAC | C | NJAC-Z1-SWFT.-HYPO | P201 | INSV | INST | LOD_EAM_01 | 2015-06-18 | 11 SWIFT AVE |  | SODIUM HYPOCHLORITE |  | 0.000 UN |  |  | VOLUMETRIC LIQ FEEDER | AW
5200477 | UNKNOWN |  |  | 999 | SWFT-SODIUM HYPOCHLORITE #1 /CHMF-LIQ | NJAC | C | NJAC-Z1-SWFT.-HYPO | P201 | INSV | INST | LOD_EAM_01 | 2015-06-18 | 11 SWIFT AVE |  | SODIUM HYPOCHLORITE |  | 0.000 UN |  |  | VOLUMETRIC LIQ FEEDER | AW
5200476 | UNKNOWN |  |  | 999 | SWFT-CAUS SODIUM HYDROXIDE #2 /CHMF-LIQ | NJAC | C | NJAC-Z1-SWFT.-CAUS | P201 | INSV | INST | LOD_EAM_01 | 2015-06-18 | 11 SWIFT AVE |  | SODIUM HYDROXIDE |  | 0.000 UN |  |  | VOLUMETRIC LIQ FEEDER | AW
5200475 | UNKNOWN |  |  | 999 | SWFT-CAUS-SODIUM HYDROXIDE #1 /CHMF-LIQ | NJAC | C | NJAC-Z1-SWFT.-CAUS | P201 | INSV | INST | LOD_EAM_01 | 2015-06-18 | 11 SWIFT AVE |  | SODIUM HYDROXIDE |  | 0.000 UN |  |  | VOLUMETRIC LIQ FEEDER | AW
5200638 | UNKNOWN |  |  | 999 | STGE-PHOS PHOSPHATE /CHMF-LIQ | NJCM | C | NJCM-UT-STGE.-PHOS | P201 | INSV | INST | LOD_EAM_01 | 2015-06-18 | 110 OLD STAGECOACH RD |  | PHOSPHORIC ACID |  | 0.000 UN |  |  | VOLUMETRIC LIQ FEEDER | AW
5200637 | UNKNOWN |  |  | 999 | STGE-HYPO SODIUM HYPOCHLORITE /CHMF-LIQ | NJCM | C | NJCM-UT-STGE.-HYPO | P201 | INSV | INST | LOD_EAM_01 | 2015-06-18 | 110 OLD STAGECOACH RD |  | SODIUM HYPOCHLORITE |  | 0.000 UN |  |  | VOLUMETRIC LIQ FEEDER | AW
5200636 | UNKNOWN |  |  | 999 | STRM-PHOS WELL #2 PHOSPHATE /CHMF-LIQ | NJCM | C | NJCM-SM-STRM.-PHOS | P201 | INSV | INST | LOD_EAM_01 | 2015-06-18 | 6 W VINCENT AVE |  | PHOSPHORIC ACID |  | 0.000 UN |  |  | VOLUMETRIC LIQ FEEDER | AW
5200635 | UNKNOWN |  |  | 999 | STRM-PHOS WELL #1 PHOSPHATE /CHMF-LIQ | NJCM | C | NJCM-SM-STRM.-PHOS | P201 | INSV | INST | LOD_EAM_01 | 2015-06-18 | 6 W VINCENT AVE |  | PHOSPHORIC ACID |  | 0.000 UN |  |  | VOLUMETRIC LIQ FEEDER | AW
5200634 | UNKNOWN |  |  | 999 | STRM-HYPO SODHYP WL2 /CHMF-LIQ | NJCM | C | NJCM-SM-STRM.-HYPO | P201 | INSV | INST | LOD_EAM_01 | 2015-06-18 | 6 W VINCENT AVE |  | SODIUM HYPOCHLORITE |  | 0.000 UN |  |  | VOLUMETRIC LIQ FEEDER | AW
5200633 | UNKNOWN |  |  | 999 | STRM-HYPO SODHYP WL1 /CHMF-LIQ | NJCM | C | NJCM-SM-STRM.-HYPO | P201 | INSV | INST | LOD_EAM_01 | 2015-06-18 | 6 W VINCENT AVE |  | SODIUM HYPOCHLORITE |  | 0.000 UN |  |  | VOLUMETRIC LIQ FEEDER | AW
5200632 | UNKNOWN |  |  | 999 | WSTA-PHOS PHOSPHATE /CHMF-LIQ | NJCM | C | NJCM-OC-WSTA.-PHOS | P201 | INSV | INST | LOD_EAM_01 | 2015-06-18 | 66 W STATION RD |  | PHOSPHORIC ACID |  | 0.000 UN |  |  | VOLUMETRIC LIQ FEEDER | AW
5200631 | UNKNOWN |  |  | 999 | WSTA-HYPO SODIUM HYPOCHLORITE /CHMF-LIQ | NJCM | C | NJCM-OC-WSTA.-HYPO | P201 | INSV | INST | LOD_EAM_01 | 2015-06-18 | 66 W STATION RD |  | SODIUM HYPOCHLORITE |  | 0.000 UN |  |  | VOLUMETRIC LIQ FEEDER | AW
5200630 | UNKNOWN |  |  | 999 | STR3-PHOS 2 /CHMF-LIQ | NJCM | C | NJCM-OC-STR3.-PHOS | P201 | INSV | INST | LOD_EAM_01 | 2015-06-18 | 248 WEST AVE |  | PHOSPHORIC ACID |  | 0.000 UN |  |  | VOLUMETRIC LIQ FEEDER | AW
5200629 | UNKNOWN |  |  | 999 | STR3-PHOS 1 /CHMF-LIQ | NJCM | C | NJCM-OC-STR3.-PHOS | P201 | INSV | INST | LOD_EAM_01 | 2015-06-18 | 248 WEST AVE |  | PHOSPHORIC ACID |  | 0.000 UN |  |  | VOLUMETRIC LIQ FEEDER | AW
5200628 | UNKNOWN |  |  | 999 | STR3-SODIUM HYPOCHLORITE #2 /CHMF-LIQ | NJCM | C | NJCM-OC-STR3.-HYPO | P201 | INSV | INST | LOD_EAM_01 | 2015-06-18 | 248 WEST AVE |  | SODIUM HYPOCHLORITE |  | 0.000 UN |  |  | VOLUMETRIC LIQ FEEDER | AW
5200627 | UNKNOWN |  |  | 999 | STR3-SODIUM HYPOCHLORITE #1 /CHMF-LIQ | NJCM | C | NJCM-OC-STR3.-HYPO | P201 | INSV | INST | LOD_EAM_01 | 2015-06-18 | 248 WEST AVE |  | SODIUM HYPOCHLORITE |  | 0.000 UN |  |  | VOLUMETRIC LIQ FEEDER | AW
5200626 | UNKNOWN |  |  | 999 | ST52-PHOS PHOSPHATE /CHMF-LIQ | NJCM | C | NJCM-OC-ST52.-PHOS | P201 | INSV | INST | LOD_EAM_01 | 2015-06-18 | 5161 ASBURY AVE |  | PHOSPHORIC ACID |  | 0.000 UN |  |  | VOLUMETRIC LIQ FEEDER | AW
5200625 | UNKNOWN |  |  | 999 | ST52-HYPO SODIUM HYPOCHLORITE /CHMF-LIQ | NJCM | C | NJCM-OC-ST52.-HYPO | P201 | INSV | INST | LOD_EAM_01 | 2015-06-18 | 5161 ASBURY AVE |  | SODIUM HYPOCHLORITE |  | 0.000 UN |  |  | VOLUMETRIC LIQ FEEDER | AW
5200624 | UNKNOWN |  |  | 999 | ST35-PHOS PHOSPHATE /CHMF-LIQ | NJCM | C | NJCM-OC-ST35.-PHOS | P201 | INSV | INST | LOD_EAM_01 | 2015-06-18 | 3501 ASBURY AVE |  | PHOSPHORIC ACID |  | 0.000 UN |  |  | VOLUMETRIC LIQ FEEDER | AW
5200623 | UNKNOWN |  |  | 999 | ST35-HYPO SODIUM HYPOCHLORITE /CHMF-LIQ | NJCM | C | NJCM-OC-ST35.-HYPO | P201 | INSV | INST | LOD_EAM_01 | 2015-06-18 | 3501 ASBURY AVE |  | SODIUM HYPOCHLORITE |  | 0.000 UN |  |  | VOLUMETRIC LIQ FEEDER | AW
5200622 | UNKNOWN |  |  | 999 | ST27-PHOS 2 /CHMF-LIQ | NJCM | C | NJCM-OC-ST27.-PHOS | P201 | INSV | INST | LOD_EAM_01 | 2015-06-18 | 2661 WEST AVE |  | PHOSPHORIC ACID |  | 0.000 UN |  |  | VOLUMETRIC LIQ FEEDER | AW
5200621 | UNKNOWN |  |  | 999 | ST27-PHOS 1 /CHMF-LIQ | NJCM | C | NJCM-OC-ST27.-PHOS | P201 | INSV | INST | LOD_EAM_01 | 2015-06-18 | 2661 WEST AVE |  | PHOSPHORIC ACID |  | 0.000 UN |  |  | VOLUMETRIC LIQ FEEDER | AW
5200620 | UNKNOWN |  |  | 999 | ST27-SODIUM HYPOCHLORITE #2 /CHMF-LIQ | NJCM | C | NJCM-OC-ST27.-HYPO | P201 | INSV | INST | LOD_EAM_01 | 2015-06-18 | 2661 WEST AVE |  | SODIUM HYPOCHLORITE |  | 0.000 UN |  |  | VOLUMETRIC LIQ FEEDER | AW
5200619 | UNKNOWN |  |  | 999 | ST27-SODIUM HYPOCHLORITE #1 /CHMF-LIQ | NJCM | C | NJCM-OC-ST27.-HYPO | P201 | INSV | INST | LOD_EAM_01 | 2015-06-18 | 2661 WEST AVE |  | SODIUM HYPOCHLORITE |  | 0.000 UN |  |  | VOLUMETRIC LIQ FEEDER | AW
5200618 | UNKNOWN |  |  | 999 | ST20-PHOS PHOSPHATE /CHMF-LIQ | NJCM | C | NJCM-OC-ST20.-PHOS | P201 | INSV | INST | LOD_EAM_01 | 2015-06-18 | 2027 HAVEN AVE |  | PHOSPHORIC ACID |  | 0.000 UN |  |  | VOLUMETRIC LIQ FEEDER | AW
5200617 | UNKNOWN |  |  | 999 | ST20-HYPO SODIUM HYPOCHLORITE /CHMF-LIQ | NJCM | C | NJCM-OC-ST20.-HYPO | P201 | INSV | INST | LOD_EAM_01 | 2015-06-18 | 2027 HAVEN AVE |  | SODIUM HYPOCHLORITE |  | 0.000 UN |  |  | VOLUMETRIC LIQ FEEDER | AW
5200616 | UNKNOWN |  |  | 999 | ST11-PHOS WELL #8 PHOSPHATE /CHMF-LIQ | NJCM | C | NJCM-OC-ST11.-PHOS | P201 | INSV | INST | LOD_EAM_01 | 2015-06-18 | 1108 WEST AVE |  | PHOSPHORIC ACID |  | 0.000 UN |  |  | VOLUMETRIC LIQ FEEDER | AW
5200615 | UNKNOWN |  |  | 999 | ST11-HYPO SODHYP WL8 /CHMF-LIQ | NJCM | C | NJCM-OC-ST11.-HYPO | P201 | INSV | INST | LOD_EAM_01 | 2015-06-18 | 1108 WEST AVE |  | SODIUM HYPOCHLORITE |  | 0.000 UN |  |  | VOLUMETRIC LIQ FEEDER | AW
5200614 | UNKNOWN |  |  | 999 | NORT-PHOS PHOSPHATE /CHMF-LIQ | NJCM | C | NJCM-OC-NORT.-PHOS | P201 | INSV | INST | LOD_EAM_01 | 2015-06-18 | 734 BATTERSEA RD |  | PHOSPHORIC ACID |  | 0.000 UN |  |  | VOLUMETRIC LIQ FEEDER | AW
5200449 | UNKNOWN |  |  | 999 | MILL-HYPO SODHYP PRE /CHMF-LIQ | NJAC | C | NJAC-Z1-MILL.-HYPO | P201 | INSV | INST | LOD_EAM_01 | 2015-06-18 | 100 MILL ROAD |  | SODIUM HYPOCHLORITE |  | 0.000 UN |  |  | VOLUMETRIC LIQ FEEDER | AW
5200448 | UNKNOWN |  |  | 999 | MILL-CAUS SODIUM HYDROXIDE /CHMF-LIQ | NJAC | C | NJAC-Z1-MILL.-CAUS | P201 | INSV | INST | LOD_EAM_01 | 2015-06-18 | 100 MILL ROAD |  | SODIUM HYDROXIDE |  | 0.000 UN |  |  | VOLUMETRIC LIQ FEEDER | AW
5200447 | UNKNOWN |  |  | 999 | MART-PHOS PHOSPHATE /CHMF-LIQ | NJAC | C | NJAC-Z1-MART.-PHOS | P201 | INSV | INST | LOD_EAM_01 | 2015-06-18 | 107 MARTIN AVE |  | PHOSPHORIC ACID |  | 0.000 UN |  |  | VOLUMETRIC LIQ FEEDER | AW
5200446 | UNKNOWN |  |  | 999 | MART-HYPO SODHYP PST /CHMF-LIQ | NJAC | C | NJAC-Z1-MART.-HYPO | P201 | INSV | INST | LOD_EAM_01 | 2015-06-18 | 107 MARTIN AVE |  | SODIUM HYPOCHLORITE |  | 0.000 UN |  |  | VOLUMETRIC LIQ FEEDER | AW
5200445 | UNKNOWN |  |  | 999 | MART-HYPO SODHYP PRE /CHMF-LIQ | NJAC | C | NJAC-Z1-MART.-HYPO | P201 | INSV | INST | LOD_EAM_01 | 2015-06-18 | 107 MARTIN AVE |  | SODIUM HYPOCHLORITE |  | 0.000 UN |  |  | VOLUMETRIC LIQ FEEDER | AW
5200444 | UNKNOWN |  |  | 999 | MART-CAUS SODIUM HYDROXIDE /CHMF-LIQ | NJAC | C | NJAC-Z1-MART.-CAUS | P201 | INSV | INST | LOD_EAM_01 | 2015-06-18 | 107 MARTIN AVE |  | SODIUM HYDROXIDE |  | 0.000 UN |  |  | VOLUMETRIC LIQ FEEDER | AW
5200443 | UNKNOWN |  |  | 999 | FIRE-PHOS PHOSPHATE /CHMF-LIQ | NJAC | C | NJAC-Z1-FIRE.-PHOS | P201 | INSV | INST | LOD_EAM_01 | 2015-06-18 | 3226 FIRE RD |  | PHOSPHORIC ACID |  | 0.000 UN |  |  | VOLUMETRIC LIQ FEEDER | AW
5200442 | UNKNOWN |  |  | 999 | FIRE-HYPO SODIUM HYPOCHLORITE /CHMF-LIQ | NJAC | C | NJAC-Z1-FIRE.-HYPO | P201 | INSV | INST | LOD_EAM_01 | 2015-06-18 | 3226 FIRE RD |  | SODIUM HYPOCHLORITE |  | 0.000 UN |  |  | VOLUMETRIC LIQ FEEDER | AW
5200441 | UNKNOWN |  |  | 999 | FIRE-CAUS SODIUM HYDROXIDE /CHMF-LIQ | NJAC | C | NJAC-Z1-FIRE.-CAUS | P201 | INSV | INST | LOD_EAM_01 | 2015-06-18 | 3226 FIRE RD |  | SODIUM HYDROXIDE |  | 0.000 UN |  |  | VOLUMETRIC LIQ FEEDER | AW
5200440 | UNKNOWN |  |  | 999 | DOBB-PHOS PHOSPHATE /CHMF-LIQ | NJAC | C | NJAC-Z1-DOBB.-PHOS | P201 | INSV | INST | LOD_EAM_01 | 2015-06-18 | 1002 DOBBS AVE |  | PHOSPHORIC ACID |  | 0.000 UN |  |  | VOLUMETRIC LIQ FEEDER | AW
5200439 | UNKNOWN |  |  | 999 | DOBB-SODIUM HYPOCHLORITE PRE /CHMF-LIQ | NJAC | C | NJAC-Z1-DOBB.-HYPO | P201 | INSV | INST | LOD_EAM_01 | 2015-06-18 | 1002 DOBBS AVE |  | SODIUM HYPOCHLORITE |  | 0.000 UN |  |  | VOLUMETRIC LIQ FEEDER | AW
5200438 | UNKNOWN |  |  | 999 | DOBB-SODIUM HYPOCHLORITE POST /CHMF-LIQ | NJAC | C | NJAC-Z1-DOBB.-HYPO | P201 | INSV | INST | LOD_EAM_01 | 2015-06-18 | 1002 DOBBS AVE |  | SODIUM HYPOCHLORITE |  | 0.000 UN |  |  | VOLUMETRIC LIQ FEEDER | AW
5200437 | UNKNOWN |  |  | 999 | DOBB-HYPO SODIUM HYPO STANDBY /CHMF-LIQ | NJAC | C | NJAC-Z1-DOBB.-HYPO | P201 | INSV | INST | LOD_EAM_01 | 2015-06-18 | 1002 DOBBS AVE |  | SODIUM HYPOCHLORITE |  | 0.000 UN |  |  | VOLUMETRIC LIQ FEEDER | AW
5200436 | UNKNOWN |  |  | 999 | DOBB-CAUS SODIUM HYDROXIDE /CHMF-LIQ | NJAC | C | NJAC-Z1-DOBB.-CAUS | P201 | INSV | INST | LOD_EAM_01 | 2015-06-18 | 1002 DOBBS AVE |  | SODIUM HYDROXIDE |  | 0.000 UN |  |  | VOLUMETRIC LIQ FEEDER | AW
5200435 | UNKNOWN |  |  | 999 | CRIS-PHOS PHOSPHATE /CHMF-LIQ | NJAC | C | NJAC-Z1-CRIS.-PHOS | P201 | OOS | INAC INST | LOD_EAM_01 | 2015-06-18 | 452 CHRIS GAUPP DR |  | PHOSPHORIC ACID |  | 0.000 UN |  |  | VOLUMETRIC LIQ FEEDER | AW
5200434 | UNKNOWN |  |  | 999 | CRIS-HYPO SODIUM HYPOCHLORITE /CHMF-LIQ | NJAC | C | NJAC-Z1-CRIS.-HYPO | P201 | INSV | INST | LOD_EAM_01 | 2015-06-18 | 452 CHRIS GAUPP DR |  | SODIUM HYPOCHLORITE |  | 0.000 UN |  |  | VOLUMETRIC LIQ FEEDER | AW
5200433 | UNKNOWN |  |  | 999 | BARG-PHOS PHOSPHATE /CHMF-LIQ | NJAC | C | NJAC-Z1-BARG.-PHOS | P201 | INSV | INST | LOD_EAM_01 | 2015-06-18 | 6707 MILL ROAD |  | PHOSPHORIC ACID |  | 0.000 UN |  |  | VOLUMETRIC LIQ FEEDER | AW
5200432 | UNKNOWN |  |  | 999 | BARG-HYPO SODIUM HYPOCHLORITE /CHMF-LIQ | NJAC | C | NJAC-Z1-BARG.-HYPO | P201 | INSV | INST | LOD_EAM_01 | 2015-06-18 | 6707 MILL ROAD |  | SODIUM HYPOCHLORITE |  | 0.000 UN |  |  | VOLUMETRIC LIQ FEEDER | AW
5200431 | UNKNOWN |  |  | 999 | BARG-CAUS SODIUM HYDROXIDE /CHMF-LIQ | NJAC | C | NJAC-Z1-BARG.-CAUS | P201 | INSV | INST | LOD_EAM_01 | 2015-06-18 | 6707 MILL ROAD |  | SODIUM HYDROXIDE |  | 0.000 UN |  |  | VOLUMETRIC LIQ FEEDER | AW
5200430 | UNKNOWN |  |  | 999 | ABSC PHOSPHATE #1 /CHMF-LIQ | NJAC | C | NJAC-Z1-ABSC.-PHOS | P201 | INSV | INST | LOD_EAM_01 | 2015-06-18 | 534 NEW JERSEY AVE |  | PHOSPHORIC ACID |  | 0.000 UN |  |  | VOLUMETRIC LIQ FEEDER | AW
5200429 | UNKNOWN |  |  | 999 | ABSC-SODIUM HYPOCHLORITE STAND /CHMF-LIQ | NJAC | C | NJAC-Z1-ABSC.-HYPO | P201 | INSV | INST | LOD_EAM_01 | 2015-06-18 | 534 NEW JERSEY AVE |  | SODIUM HYPOCHLORITE |  | 0.000 UN |  |  | VOLUMETRIC LIQ FEEDER | AW
5200428 | UNKNOWN |  |  | 999 | ABSC-SODIUM HYPOCHLORITE PRE#2 /CHMF-LIQ | NJAC | C | NJAC-Z1-ABSC.-HYPO | P201 | INSV | INST | LOD_EAM_01 | 2015-06-18 | 534 NEW JERSEY AVE |  | SODIUM HYPOCHLORITE |  | 0.000 UN |  |  | VOLUMETRIC LIQ FEEDER | AW
5200427 | UNKNOWN |  |  | 999 | ABSC-SODIUM HYPOCHLORITE PRE#1 /CHMF-LIQ | NJAC | C | NJAC-Z1-ABSC.-HYPO | P201 | INSV | INST | LOD_EAM_01 | 2015-06-18 | 534 NEW JERSEY AVE |  | SODIUM HYPOCHLORITE |  | 0.000 UN |  |  | VOLUMETRIC LIQ FEEDER | AW
5200426 | UNKNOWN |  |  | 999 | ABSC-SODIUM HYPOCHLORITE POST /CHMF-LIQ | NJAC | C | NJAC-Z1-ABSC.-HYPO | P201 | INSV | INST | LOD_EAM_01 | 2015-06-18 | 534 NEW JERSEY AVE |  | SODIUM HYPOCHLORITE |  | 0.000 UN |  |  | VOLUMETRIC LIQ FEEDER | AW
5200425 | UNKNOWN |  |  | 999 | ABSC-CAUS TRANSFER #1 /CHMF-LIQ | NJAC | C | NJAC-Z1-ABSC.-CAUS | P201 | INSV | INST | LOD_EAM_01 | 2015-06-18 | 534 JERSEY AVENUE |  | SODIUM HYDROXIDE |  | 0.000 UN |  |  | VOLUMETRIC LIQ FEEDER | AW
5200474 | UNKNOWN |  |  | 999 | SPRC-PHOS PHOSPHATE #2 /CHMF-LIQ | NJAC | C | NJAC-Z1-SPRC.-PHOS | P201 | INSV | INST | LOD_EAM_01 | 2015-06-18 | 5055 SPRUCE AVE |  | PHOSPHORIC ACID |  | 0.000 UN |  |  | VOLUMETRIC LIQ FEEDER | AW
5200473 | UNKNOWN |  |  | 999 | SPRC-PHOS PHOSPHATE #1 /CHMF-LIQ | NJAC | C | NJAC-Z1-SPRC.-PHOS | P201 | INSV | INST | LOD_EAM_01 | 2015-06-18 | 5055 SPRUCE AVE |  | PHOSPHORIC ACID |  | 0.000 UN |  |  | VOLUMETRIC LIQ FEEDER | AW
5200472 | UNKNOWN |  |  | 999 | SPRC-SODIUM HYPOCHLORITE #2 /CHMF-LIQ | NJAC | C | NJAC-Z1-SPRC.-HYPO | P201 | INSV | INST | LOD_EAM_01 | 2015-06-18 | 5055 SPRUCE AVE |  | SODIUM HYPOCHLORITE |  | 0.000 UN |  |  | VOLUMETRIC LIQ FEEDER | AW
5200471 | UNKNOWN |  |  | 999 | SPRC-SODIUM HYPOCHLORITE #1 /CHMF-LIQ | NJAC | C | NJAC-Z1-SPRC.-HYPO | P201 | INSV | INST | LOD_EAM_01 | 2015-06-18 | 5055 SPRUCE AVE |  | SODIUM HYPOCHLORITE |  | 0.000 UN |  |  | VOLUMETRIC LIQ FEEDER | AW
5200470 | UNKNOWN |  |  | 999 | SPRC-CAUS SODIUM HYDROXIDE #2 /CHMF-LIQ | NJAC | C | NJAC-Z1-SPRC.-CAUS | P201 | INSV | INST | LOD_EAM_01 | 2015-06-18 | 5055 SPRUCE AVE |  | SODIUM HYDROXIDE |  | 0.000 UN |  |  | VOLUMETRIC LIQ FEEDER | AW
5200469 | UNKNOWN |  |  | 999 | SPRC-CAUS SODIUM HYDROXIDE #1 /CHMF-LIQ | NJAC | C | NJAC-Z1-SPRC.-CAUS | P201 | INSV | INST | LOD_EAM_01 | 2015-06-18 | 5055 SPRUCE AVE |  | SODIUM HYDROXIDE |  | 0.000 UN |  |  | VOLUMETRIC LIQ FEEDER | AW
5200468 | UNKNOWN |  |  | 999 | SMFP-PHOS PHOSPHATE #2 /CHMF-LIQ | NJAC | C | NJAC-Z1-SMFP.-PHOS | P201 | INSV | INST | LOD_EAM_01 | 2015-06-18 | 525 E MOSS MILL ROAD |  | PHOSPHORIC ACID |  | 0.000 UN |  |  | VOLUMETRIC LIQ FEEDER | AW
5200467 | UNKNOWN |  |  | 999 | SMFP-PHOS PHOSPHATE #1 /CHMF-LIQ | NJAC | C | NJAC-Z1-SMFP.-PHOS | P201 | INSV | INST | LOD_EAM_01 | 2015-06-18 | 525 E MOSS MILL ROAD |  | PHOSPHORIC ACID |  | 0.000 UN |  |  | VOLUMETRIC LIQ FEEDER | AW
5200466 | UNKNOWN |  |  | 999 | SMFP-SODIUM HYPOCHLORITE #2 /CHMF-LIQ | NJAC | C | NJAC-Z1-SMFP.-HYPO | P201 | INSV | INST | LOD_EAM_01 | 2015-06-18 | 525 E MOSS MILL ROAD |  | SODIUM HYPOCHLORITE |  | 0.000 UN |  |  | VOLUMETRIC LIQ FEEDER | AW
5200465 | UNKNOWN |  |  | 999 | SMFP-SODIUM HYPOCHLORITE #1 /CHMF-LIQ | NJAC | C | NJAC-Z1-SMFP.-HYPO | P201 | INSV | INST | LOD_EAM_01 | 2015-06-18 | 525 E MOSS MILL ROAD |  | SODIUM HYPOCHLORITE |  | 0.000 UN |  |  | VOLUMETRIC LIQ FEEDER | AW
5200464 | UNKNOWN |  |  | 999 | SMFP-HYPO SODHYP PST /CHMF-LIQ | NJAC | C | NJAC-Z1-SMFP.-HYPO | P201 | INSV | INST | LOD_EAM_01 | 2015-06-18 | 525 E MOSS MILL ROAD |  | SODIUM HYPOCHLORITE |  | 0.000 UN |  |  | VOLUMETRIC LIQ FEEDER | AW
5200463 | UNKNOWN |  |  | 999 | SMFP-SODIUM HYDROXIDE POST /CHMF-LIQ | NJAC | C | NJAC-Z1-SMFP.-CAUS | P201 | INSV | INST | LOD_EAM_01 | 2015-06-18 | 525 E MOSS MILL ROAD |  | SODIUM HYDROXIDE |  | 0.000 UN |  |  | VOLUMETRIC LIQ FEEDER | AW
5200462 | UNKNOWN |  |  | 999 | SMFP-CAUS SODIUM HYDROXIDE #2 /CHMF-LIQ | NJAC | C | NJAC-Z1-SMFP.-CAUS | P201 | INSV | INST | LOD_EAM_01 | 2015-06-18 | 525 E MOSS MILL ROAD |  | SODIUM HYDROXIDE |  | 0.000 UN |  |  | VOLUMETRIC LIQ FEEDER | AW
5200461 | UNKNOWN |  |  | 999 | SMFP-CAUS SODIUM HYDROXIDE #1 /CHMF-LIQ | NJAC | C | NJAC-Z1-SMFP.-CAUS | P201 | INSV | INST | LOD_EAM_01 | 2015-06-18 | 525 E MOSS MILL ROAD |  | SODIUM HYDROXIDE |  | 0.000 UN |  |  | VOLUMETRIC LIQ FEEDER | AW
5200460 | UNKNOWN |  |  | 999 | SMFP-CAUS SODA STNDBY /CHMF-LIQ | NJAC | C | NJAC-Z1-SMFP.-CAUS | P201 | INSV | INST | LOD_EAM_01 | 2015-06-18 | 525 E MOSS MILL ROAD |  | SODIUM HYDROXIDE |  | 0.000 UN |  |  | VOLUMETRIC LIQ FEEDER | AW
5200459 | UNKNOWN |  |  | 999 | SMFP-CAUS SODA ASR INJ /CHMF-LIQ | NJAC | C | NJAC-Z1-SMFP.-CAUS | P201 | INSV | INST | LOD_EAM_01 | 2015-06-18 | 525 E MOSS MILL ROAD |  | SODIUM HYDROXIDE |  | 0.000 UN |  |  | VOLUMETRIC LIQ FEEDER | AW
5200458 | UNKNOWN |  |  | 999 | OAKS-PHOS PHOSPHATE #2 /CHMF-LIQ | NJAC | C | NJAC-Z1-OAKS.-PHOS | P201 | INSV | INST | LOD_EAM_01 | 2015-06-18 | 267 W. JIMMIE LEEDS ROAD |  | PHOSPHORIC ACID |  | 0.000 UN |  |  | VOLUMETRIC LIQ FEEDER | AW
5200457 | UNKNOWN |  |  | 999 | OAKS-PHOS PHOSPHATE #1 /CHMF-LIQ | NJAC | C | NJAC-Z1-OAKS.-PHOS | P201 | INSV | INST | LOD_EAM_01 | 2015-06-18 | 267 W. JIMMIE LEEDS ROAD |  | PHOSPHORIC ACID |  | 0.000 UN |  |  | VOLUMETRIC LIQ FEEDER | AW
5200456 | UNKNOWN |  |  | 999 | OAKS-HYPO SODIUM HYPOCHLORITE /CHMF-LIQ | NJAC | C | NJAC-Z1-OAKS.-HYPO | P201 | INSV | INST | LOD_EAM_01 | 2015-06-18 | 267 W. JIMMIE LEEDS ROAD |  | SODIUM HYPOCHLORITE |  | 0.000 UN |  |  | VOLUMETRIC LIQ FEEDER | AW
5200455 | UNKNOWN |  |  | 999 | OAKS-CAUS SODIUM HYDROXIDE /CHMF-LIQ | NJAC | C | NJAC-Z1-OAKS.-CAUS | P201 | INSV | INST | LOD_EAM_01 | 2015-06-18 | 267 W. JIMMIE LEEDS ROAD |  | SODIUM HYDROXIDE |  | 0.000 UN |  |  | VOLUMETRIC LIQ FEEDER | AW
5200454 | UNKNOWN |  |  | 999 | NLIN-PHOS PHOSPHATE /CHMF-LIQ | NJAC | C | NJAC-Z1-NLIN.-PHOS | P201 | INSV | INST | LOD_EAM_01 | 2015-06-18 | 605 NEW ROAD |  | PHOSPHORIC ACID |  | 0.000 UN |  |  | VOLUMETRIC LIQ FEEDER | AW
5200453 | UNKNOWN |  |  | 999 | NLIN-HYPO SODIUM HYPOCHLORITE /CHMF-LIQ | NJAC | C | NJAC-Z1-NLIN.-HYPO | P201 | INSV | INST | LOD_EAM_01 | 2015-06-18 | 605 NEW ROAD |  | SODIUM HYPOCHLORITE |  | 0.000 UN |  |  | VOLUMETRIC LIQ FEEDER | AW
5200452 | UNKNOWN |  |  | 999 | NLIN-CAUS SODIUM HYDROXIDE /CHMF-LIQ | NJAC | C | NJAC-Z1-NLIN.-CAUS | P201 | INSV | INST | LOD_EAM_01 | 2015-06-18 | 605 NEW ROAD |  | SODIUM HYDROXIDE |  | 0.000 UN |  |  | VOLUMETRIC LIQ FEEDER | AW
5200451 | UNKNOWN |  |  | 999 | MILL-PHOS PHOSPHATE /CHMF-LIQ | NJAC | C | NJAC-Z1-MILL.-PHOS | P201 | INSV | INST | LOD_EAM_01 | 2015-06-18 | 100 MILL ROAD |  | PHOSPHORIC ACID |  | 0.000 UN |  |  | VOLUMETRIC LIQ FEEDER | AW
5200450 | UNKNOWN |  |  | 999 | MILL-HYPO SODHYP PST /CHMF-LIQ | NJAC | C | NJAC-Z1-MILL.-HYPO | P201 | INSV | INST | LOD_EAM_01 | 2015-06-18 | 100 MILL ROAD |  | SODIUM HYPOCHLORITE |  | 0.000 UN |  |  | VOLUMETRIC LIQ FEEDER | AW
5210908 | PULSATRON |  |  |  | CRIS-PHOS PHOSPHATE1 /CHMF-LIQ | NJAC | C | NJAC-Z1-CRIS.-PHOS | P201 | INSV | INST | HEIMER | 2016-02-01 | 452 CHRIS GAUPP DR |  | PHOSPHORIC ACID | FLOW PACING | 0.000 UN | GPD | OTHER | VOLUMETRIC LIQ FEEDER | AW
5210909 | PULSATRON |  |  |  | CRIS-PHOS PHOSPHATE2 /CHMF-LIQ | NJAC | C | NJAC-Z1-CRIS.-PHOS | P201 | INSV | INST | HEIMER | 2016-02-01 | 452 CHRIS GAUPP DR |  | PHOSPHORIC ACID | FLOW PACING | 0.000 UN | GPD | OTHER | VOLUMETRIC LIQ FEEDER | AW

## Pump Grinder
Equipment |  | Function class | Inventory no. | Position | Description | AuthorizGroup | EquipCategory | Functional Loc. | Planning plant | User status | System status | Created by | Created on | Street | Size/dimens. | Application | BHP Rating | Flow Maximum | Flow Rating | Flow UOM | Grinder Pump Type | Lube Type 1 | Lube Type 2 | Orientation | Owned By | Pmp-Bearing#(lower/o | Pmp-Bearing#(upper/i | Pmp-BearingTP-lower/ | Pmp-BearingTP-upper/ | Pmp-Discharge Size | Pmp-Efficiency (fact | Pmp-Impeller Mat'l | Pmp-Impeller Size | Pmp-Inlet Size | Pmp-Material
5099937 | FAIRBANKS |  | NJFR-45-PSLF-1 |  | ST41 Pump #1 /PUMP | NJOS | M | NJOSW-WW-ST41. | P201 | INSV | INST | HUSSAARM | 2013-10-13 | 41 STREET & WEST AVE |  | SEWER LIFT | 0.00 HP AW | 0.000 GPM | 0.00 UN | GPM | GRINDER END SUCTION |  |  | VERTICAL | AW |  |  |  |  | XX | 0.00 % |  | 0.0000 "
5099938 | FAIRBANKS |  | NJFR-45-PSLF-2 |  | ST41 Pump #2 /PUMP | NJOS | M | NJOSW-WW-ST41. | P201 | INSV | INST | HUSSAARM | 2013-10-13 | 41 STREET & WEST AVE |  | SEWER LIFT | 0.00 HP AW | 0.000 GPM | 0.00 UN | GPM | GRINDER END SUCTION |  |  | VERTICAL | AW |  |  |  |  | XX | 0.00 % |  | 0.0000 "
5099939 | FAIRBANKS |  | NJFR-48-PSLF-2 |  | ST53 Pump #2 /PUMP | NJOS | M | NJOSW-WW-ST53. | P201 | INSV | INST | HUSSAARM | 2013-10-13 | 53 STREET & WEST AVE |  | SEWER LIFT | 0.00 HP AW | 0.000 GPM | 0.00 UN | GPM | GRINDER END SUCTION |  |  | VERTICAL | AW |  |  |  |  | XX | 0.00 % |  | 0.0000 "
5099940 | FAIRBANKS |  | NJFR-48-PSLF-1 |  | ST53 Pump #1 /PUMP | NJOS | M | NJOSW-WW-ST53. | P201 | INSV | INST | HUSSAARM | 2013-10-13 | 53 STREET & WEST AVE |  | SEWER LIFT | 0.00 HP AW | 0.000 GPM | 0.00 UN | GPM | GRINDER END SUCTION |  |  | VERTICAL | AW |  |  |  |  | XX | 0.00 % |  | 0.0000 "
5099942 | FLYGT |  | NJFR-36-PSLF-2 |  | BAYP Pump #2 /PUMP | NJOS | M | NJOSW-WW-BAYP. | P201 | INSV | INST | HUSSAARM | 2013-10-13 | 61 BAYONNE PLACE |  | SEWER LIFT | 0.00 HP AW | 0.000 GPM | 0.00 UN | GPM | GRINDER SUBMERSIBLE |  |  | VERTICAL | AW |  |  |  |  | XX | 0.00 % |  | 0.0000 "
5099943 | FLYGT |  | NJFR-36-PSLF-1 |  | BAYP Pump #1 /PUMP | NJOS | M | NJOSW-WW-BAYP. | P201 | INSV | INST | HUSSAARM | 2013-10-13 | 61 BAYONNE PLACE |  | SEWER LIFT | 0.00 HP AW | 0.000 GPM | 200.00 UN | GPM | GRINDER SUBMERSIBLE |  |  | VERTICAL | AW |  |  |  |  | XX | 0.00 % |  | 0.0000 "
5099944 | GOULDS |  | NJFR-50-PSLF-1 |  | BLUW Pump #1 /PUMP | NJOS | M | NJOSW-WW-BLUW. | P201 | INSV | INST | HUSSAARM | 2013-10-13 | NAUTILUS DRIVE |  | SEWER LIFT | 0.00 HP AW | 0.000 GPM | 0.00 UN | GPM | GRINDER SUBMERSIBLE |  |  | VERTICAL | AW |  |  |  |  | XX | 0.00 % |  | 0.0000 "
5099946 | GOULDS |  | NJFR-50-PSLF-2 |  | BLUW Pump #2 /PUMP | NJOS | M | NJOSW-WW-BLUW. | P201 | INSV | INST | HUSSAARM | 2013-10-13 | NAUTILUS DRIVE |  | SEWER LIFT | 0.00 HP AW | 0.000 GPM | 0.00 UN | GPM | GRINDER SUBMERSIBLE |  |  | VERTICAL | AW |  |  |  |  | XX | 0.00 % |  | 0.0000 "
5099949 | FLYGT |  | NJFR-58-PSLF-1 |  | MPRK Pump #1 /PUMP | NJOS | M | NJOSW-WW-MPRK. | P201 | INSV | INST | HUSSAARM | 2013-10-13 | OXFORD LANE |  | SEWER LIFT | 0.00 HP AW | 0.000 GPM | 0.00 UN | GPM | GRINDER SUBMERSIBLE |  |  | VERTICAL | AW |  |  |  |  | XX | 0.00 % |  | 0.0000 "
5099951 | FLYGT |  | NJFR-58-PSLF-2 |  | MPRK Pump #2 /PUMP | NJOS | M | NJOSW-WW-MPRK. | P201 | INSV | INST | HUSSAARM | 2013-10-13 | OXFORD LANE |  | SEWER LIFT | 0.00 HP AW | 0.000 GPM | 0.00 UN | GPM | GRINDER SUBMERSIBLE |  |  | VERTICAL | AW |  |  |  |  | XX | 0.00 % |  | 0.0000 "
5099952 | GOULDS |  | NJFR-34-PSLF-1 |  | OCRF Pump #1 /PUMP | NJOS | M | NJOSW-WW-OCRF. | P201 | INSV | INST | HUSSAARM | 2013-10-13 | OCEAN REEF DRIVE |  | SEWER LIFT | 0.00 HP AW | 0.000 GPM | 0.00 UN | GPM | GRINDER SUBMERSIBLE |  |  | VERTICAL | AW |  |  |  |  | XX | 0.00 % |  | 0.0000 "
5099953 | GOULDS |  | NJFR-34-PSLF-2 |  | OCRF Pump #2 /PUMP | NJOS | M | NJOSW-WW-OCRF. | P201 | INSV | INST | HUSSAARM | 2013-10-13 | OCEAN REEF DRIVE |  | SEWER LIFT | 0.00 HP AW | 0.000 GPM | 0.00 UN | GPM | GRINDER SUBMERSIBLE |  |  | VERTICAL | AW |  |  |  |  | XX | 0.00 % |  | 0.0000 "
5099954 | FLYGT |  | NJFR-35-PSLF-2 |  | ST17 Pump #2 /PUMP | NJOS | M | NJOSW-WW-ST17. | P201 | INSV | INST | HUSSAARM | 2013-10-13 | 39 W 17TH ST |  | SEWER LIFT | 0.00 HP AW | 0.000 GPM | 0.00 UN | GPM | GRINDER SUBMERSIBLE |  |  | VERTICAL | AW |  |  |  |  | XX | 0.00 % |  | 0.0000 "
5099955 | FLYGT |  | NJFR-35-PSLF-1 |  | ST17 Pump #1 /PUMP | NJOS | M | NJOSW-WW-ST17. | P201 | OOS | INAC INST | HUSSAARM | 2013-10-13 | 39 W 17TH ST |  | SEWER LIFT | 0.00 HP AW | 0.000 GPM | 0.00 UN | GPM | GRINDER SUBMERSIBLE |  |  | VERTICAL | AW |  |  |  |  | XX | 0.00 % |  | 0.0000 "

## Air Compressor
Equipment |  | Function class | Inventory no. | Position | Description | AuthorizGroup | EquipCategory | Functional Loc. | Planning plant | User status | System status | Created by | Created on | Street | Size/dimens. | Application | BHP Rating | Capacity Rating | Capacity UOM | Compressor Type | Drive Type | Max Pressure | Owned By | RPM Operating | Special Mtn Note | Special Mtn Note Det | Stages | Tnk-Volume (gal)
5097135 | UNKNOWN |  | NJFR-6-ACMP-1 |  | ST11 Air /COMPRESSOR | NJCM | M | NJCM-OC-ST11. | P201 | INSV | INST | HUSSAARM | 2013-10-13 | 1108 WEST AVE |  | ENVIRONMENTAL COMPLIANCE |  |  |  | STATIONARY POSITIVE DISP |  |  | AW
5097136 | UNKNOWN |  | NJFR-9-ACMP-1 |  | ST52 Air /COMPRESSOR | NJCM | M | NJCM-OC-ST52. | P201 | INSV | INST | HUSSAARM | 2013-10-13 | 5161 ASBURY AVE |  | ENVIRONMENTAL COMPLIANCE |  |  |  | STATIONARY POSITIVE DISP |  |  | AW
5097137 | UNKNOWN |  | NJFR-43-ACMP-1 |  | NORT Air /COMPRESSOR | NJCM | M | NJCM-OC-NORT. | P201 | INSV | INST | HUSSAARM | 2013-10-13 | 734 BATTERSEA RD |  | ENVIRONMENTAL COMPLIANCE |  |  |  | STATIONARY POSITIVE DISP |  |  | AW
5097138 | UNKNOWN |  | NJFR-3-ACMP-1 |  | WSTA Air /COMPRESSOR | NJCM | M | NJCM-OC-WSTA. | P201 | INSV | INST | HUSSAARM | 2013-10-13 | 66 W STATION RD |  | ENVIRONMENTAL COMPLIANCE |  |  |  | STATIONARY POSITIVE DISP |  |  | AW
5097139 | UNKNOWN |  | NJFR-2-ACMP-1 |  | LAKE Air /COMPRESSOR | NJCM | M | NJCM-MT-LAKE. | P201 | INSV | INST | HUSSAARM | 2013-10-13 | 1390 ROUTE 9 SOUTH |  | ENVIRONMENTAL COMPLIANCE |  |  |  | STATIONARY POSITIVE DISP |  |  | AW
5097140 | UNKNOWN |  | NJFR-37-ACMP-1 |  | HAND Air /COMPRESSOR | NJCM | M | NJCM-MT-HAND. | P201 | OOS | INAC INST | HUSSAARM | 2013-10-13 | 205 MECHANIC ST |  | ENVIRONMENTAL COMPLIANCE |  |  |  | STATIONARY POSITIVE DISP |  |  | AW
5099957 | CHAMPION |  | NJFR-4-ACMP-2 |  | GARD Air Compressor Pump #2 /COMPRESSOR | NJOS | M | NJOSW-WW-GARD. | P201 | OOS | INAC INST | HUSSAARM | 2013-10-13 | ATLANTIC BOULEVARD |  | WASTE PROCESSING | 15.00 HP AW | 0.00 UN |  | STATIONARY POSITIVE DISP | BELT | 0.0 PSI | AW |  |  |  |  | 0.00 1GL
5099958 | CHAMPION |  | NJFR-4-ACMP-1 |  | GARD Air Compressor Pump #1 /COMPRESSOR | NJOS | M | NJOSW-WW-GARD. | P201 | OOS | INAC INST | HUSSAARM | 2013-10-13 | ATLANTIC BOULEVARD |  | WASTE PROCESSING |  |  |  | STATIONARY POSITIVE DISP | BELT |  | AW
5150313 | UNKNOWN |  |  |  | BARG Air/Compressor | NJAC | M | NJAC-Z1-BARG. | P201 | OOS | INAC INST | HUSSAARM | 2013-10-13 | 6707 MILL ROAD | [5 empty] | STATIONARY POSITIVE DISP |  |  | AW

## Chemical Generators
Equipment | Manufacturer | Function class | Inventory no. | Position | Description | AuthorizGroup | EquipCategory | Functional Loc. | Planning plant | User status | System status | Created by | Created on | Street | Size/dimens. | Application | Chemical Generator T | Chm-Dosing Control | Chm-Feed Rate | Chm-Feed Rate UOM | Chm-Material | Owned By | Special Mtn Note | Special Mtn Note Det
5099261 | SEVERN TRENT |  | NJFR-54-CFLQ-5 |  | MAIN-HYPO Hypo Generator /CHEM-GEN | NJCM | C | NJCM-MT-MAIN.-HYPO | P201 | INSV | INST | HUSSAARM | 2013-10-13 | 412 N ROUTE 9 |  | SODIUM HYPOCHLORITE | SODIUM HYPO |  | 0.000 UN |  | PLASTIC | AW
5102482 | SEVERN TRENT |  | NJFR-30-CFLQ-12 |  | SMFP-HYPO Generator /CHEM-GEN | NJAC | C | NJAC-Z1-SMFP.-HYPO | P201 | INSV | INST | HUSSAARM | 2013-10-13 | 525 E MOSS MILL ROAD |  | SODIUM HYPOCHLORITE | SODIUM HYPO |  | 0.000 UN |  | PLASTIC | AW
5118106 | SEVERN TRENT |  | NJFR-30-CFLQ-12 |  | TILT-HYPO Generator /CHEM-GEN | NJAC | C | NJAC-Z1-TILT.-HYPO | P201 | INSV | INST | HUSSAARM | 2013-10-13 | 2580 TILTON RD |  | SODIUM HYPOCHLORITE | SODIUM HYPO | FLOW PACING | 0.000 UN |  | PLASTIC | AW
5132167 | SEVERN TRENT |  |  |  | SWFT-HYPO Generator /CHEM-GEN | NJAC | C | NJAC-Z1-SWFT.-HYPO | P201 | INSV | INST | HUSSAARM | 2013-10-13 | 11 SWIFT AVE |  |  | SODIUM HYPO |  | 0.000 UN |  |  | AW
5132480 | SEVERN TRENT |  |  |  | ST27 HYPO /CHEM-GEN | NJCM | C | NJCM-OC-ST27.-HYPO | P201 | INSV | INST | HUSSAARM | 2013-10-13 | 2661 WEST AVE |  | SODIUM HYPOCHLORITE | SODIUM HYPO |  | 0.000 UN |  |  | AW
5132482 | SEVERN TRENT |  |  |  | STR3 HYPO /CHEM-GEN | NJCM | C | NJCM-OC-STR3.-HYPO | P201 | INSV | INST | HUSSAARM | 2013-10-13 | 248 WEST AVE |  | SODIUM HYPOCHLORITE | SODIUM HYPO |  | 0.000 UN | LB/DAY |  | AW
5198700 | SEVERN TRENT |  |  |  | ABSC-Hypo Generator /CHEM-GEN | NJAC | C | NJAC-Z1-ABSC.-HYPO | P201 | INSV | INST | FREEMAJ1 | 2015-05-22 | 534 NEW JERSEY AVE |  | SODIUM HYPOCHLORITE | SODIUM HYPO |  | 100.000 UN | LB/DAY |  | AW
5198701 | SEVERN TRENT |  |  |  | HAND Hypo Generator /CHEM-GEN | NJCM | C | NJCM-MT-HAND. | P201 | INSV | INST | FREEMAJ1 | 2015-05-22 | 205 MECHANIC ST |  | SODIUM HYPOCHLORITE | SODIUM HYPO |  | 100.000 UN | LB/DAY |  | AW
5212101 | SEVERN TRENT |  |  |  | STGE-Hypo Generator /CHEM-GEN | NJAC | C | NJCM-UT-STGE.-HYPO | P201 | INSV | INST | HEIMER | 2016-03-01 | 112 Stagecoach Rd |  | SODIUM HYPOCHLORITE | SODIUM HYPO | OTHER | 0.000 UN | GPM | PLASTIC | AW