## Overall
Class | Keyword | Volume
ADJSPD | ADJUSTABLE SPEED DRIVE | 62
AED | DEFIBRILLATOR | 5
BATT | BATTERY | 163
BATTCHGR | BATTERY CHARGER | 32
BLWR | BLOWER | 9
BOILER | BOILER | 14
BURNER | BURNER | 0
CALIB | CALIBRATION DEVICE | 0
CATHODIC | CATHODIC PROTECTION | 0
CHEM-GEN | CHEMICAL GENERATORS | 21
CHEM-PIP | CHEMICAL PIPING | 192
CHMF-DRY | CHEMICAL DRY FEEDER | 18
CHMF-GAS | CHEMICAL GAS FEEDER | 17
CHMF-LIQ | CHEMICAL LIQUID FEEDER | 26
CNTRLPNL | CONTROL PANEL | 29
CNTRLR | CONTROLLER | 1
CO | CLEAN OUT | 0
COLLSYS | COLLECTION SYSTEM GENERAL | 1
COMM-FWL | FIREWALL | 1
COMM-MOD | MODEM | 22
COMM-RAD | SCADA RADIO | 54
COMM-RTR | NETWORK ROUTER | 4
COMM-SW | NETWORK SWITCH | 2
COMM-TEL | TELEPHONE | 36
COMP | AIR COMPRESSOR | 36
CONTACTR | MOTOR CONTACTOR | 8
CONTAIN | SECONDARY CONTAINMENT | 0
CONVEYOR | CONVEYOR | 7
DAM | DAM | 0
DISTSYS | DISTRIBUTION SYSTEM | 0
DISTTOOL | DISTRIBUTION TOOL | 0
ELEVATOR | ELEVATOR | 2
ELIGHT | EMERGENCY LIGHT | 446
ENG | ENGINE | 32
EYEWASH | EYEWASH | 29
FACILITY | FACILITY AND GROUNDS | 365
FIRE-AL | FIRE ALARM | 28
FIRE-EX | FIRE EXTINGUISHER | 207
FIRE-SUP | FIRE SUPPRESSION | 8
FLO-MET | FLOW METER (NON PREMISE) | 257
FLO-WEIR | FLOW WEIR | 0
GEARBOX | GEARBOX | 6
GEN | EMERGENCY GENERATOR | 36
GMAIN | GRAVITY SEWER MAIN | 0
GRINDER | GRINDER | 0
HOIST | HOIST | 28
HVAC-CHL | HVAC CHILLER | 1
HVAC-CMB | HVAC COMBINATION UNIT | 2
HVAC-DHM | HVAC DEHUMIDIFIER | 45
HVAC-EXC | HEAT EXCHANGER | 0
HVAC-HTR | HVAC HEATER | 248
HVAC-TWR | COOLING TOWER | 0
HVAC-VNT | HVAC VENTILATOR | 95
HVAC-WH | WATER HEATER | 15
HYD | HYDRANT | 0
INDICATR | INDICATOR | 101
INST-SW | INSTRUMENT SWITCH | 121
KIT | KIT (SAFETY, REPAIR, HAZWOPR) | 17
LABEQ | LAB EQUIPMENT | 0
LK-MON | LEAK MONITOR | 0
MH | MANHOLE | 0
MIXR | MIXER | 34
MOT | MOTOR | 380
MOTSTR | MOTOR STARTER | 325
NARUC_EQ | AM WATER NARUC ACCOUNT | 0
OIT | OPERATOR COMPUTER TERMINAL | 0
PC | PC | 12
PDMTOOL | PDM TOOL | 0
PHASECON | PHASE CONVERTER | 0
PMP-CENT | PUMP CENTRIFUGAL | 442
PMP-GRND | PUMP GRINDER | 23
PMP-PD | PUMP POSITIVE DISPLACEMENT | 189
PPE-ARC | ARC FLASH PROTECTION | 0
PPE-FALL | FALL PROTECTION | 0
PPE-FLOT | FLOATATION DEVICE | 0
PPE-RESP | RESPIRATOR | 30
PRESDMP | PRESSURE DAMPER | 0
PRNTR | PRINTER | 0
PVLV | PLANT VALVE | 1582
PWRBRKR | POWER BREAKER | 206
PWRCOND | POWER CONDITIONER | 19
PWRDISC | POWER DISCONNECT | 452
PWRFEEDR | POWER FEEDER CABLE | 14
PWRMON | POWER MONITOR | 1
PWRPNL | POWER PANEL | 240
PWRRELAY | POWER RELAY | 6
PWRSURG | POWER SURGE PROTECTION | 5
RECORDER | RECORDER | 19
RTU-PLC | RTU - PLC | 154
SAFGASDT | GAS DETECTOR | 0
SAF-SHWR | SAFETY SHOWER | 85
SCADASYS | SCADA SYSTEM GEN | 5
SCALE | SCALE | 4
SCRBBR | SCRUBBER | 3
SCREEN | SCREEN | 8
SECSYS | SECURITY SYSTEM | 209
SERVR | SERVER | 4
SVLV | STREET VALVE | 0
SVLV-BO | BLOW OFF VALVE | 6
TNK-CHEM | CHEMICAL TANK | 135
TNK-FUEL | FUEL TANK | 9
TNK-PVAC | AIR/ VACUUM TANK | 0
TNK-WNON | NON POTABLE WATER TANK | 26
TNK-WPOT | POTABLE WATER TANK | 68
TNK-WSTE | WASTE TANK | 22
TOOL | TOOL | 0
TRAN-SW | POWER TRANSFER SWITCH | 45
TRT-AER | AERATOR | 1
TRT-CLAR | CLARIFIER | 19
TRT-CONT | WATER TREATMENT CONTACTOR | 28
TRT-FILT | FILTER | 90
TRT-SOFT | SOFTENER | 0
TRT-STRP | VOC STRIPPER | 1
TRT-UV | UV SANITIZER | 0
UPS | UNINTERUPTED POWER SUPPLY | 51
VEH | VEHICLE | 2
WELL | WELL | 109
WQANLZR | WATER QUALITY ANALYZER | 73
XFMR | TRANSFORMER | 107
XMTR | TRANSMITTER | 386
AMIDATACOLL | AMIDATACOLL | 0
UV-SOUND | UV-SOUND | 0
8478

## SAP Vlookup
Equipment | Manufacturer
5083096 | UNKNOWN
5085003 | UNKNOWN
5085004 | UNKNOWN
5085005 | UNKNOWN
5085008 | UNKNOWN
5085093 | UNKNOWN
5085098 | UNKNOWN
5085099 | UNKNOWN
5086801 | UNKNOWN
5086802 | UNKNOWN
5086804 | UNKNOWN
5086806 | UNKNOWN
5086808 | UNKNOWN
5086809 | UNKNOWN
5086816 | UNKNOWN
5086817 | UNKNOWN
5087421 | UNKNOWN
5087422 | UNKNOWN
5087423 | UNKNOWN
5087424 | UNKNOWN
5087425 | UNKNOWN
5087426 | UNKNOWN
5087427 | UNKNOWN
5087428 | UNKNOWN
5087430 | UNKNOWN
5088113 | UNKNOWN
5088114 | UNKNOWN
5088115 | UNKNOWN
5088119 | UNKNOWN
10418171 | UNKNOWN
5086095 | UNKNOWN
5086096 | UNKNOWN
5086097 | UNKNOWN
5086098 | UNKNOWN
5086099 | UNKNOWN
5091302 | UNKNOWN
5091311 | UNKNOWN
5091321 | UNKNOWN
5091336 | UNKNOWN
5091358 | UNKNOWN
5091376 | UNKNOWN
5091385 | UNKNOWN
5091386 | UNKNOWN
5091396 | UNKNOWN
5091807 | UNKNOWN
5091818 | UNKNOWN
5091820 | UNKNOWN
5091821 | UNKNOWN
5091824 | UNKNOWN
5091834 | UNKNOWN
5091845 | UNKNOWN
5091867 | UNKNOWN
5091890 | UNKNOWN
5092981 | MARATHON
5093250 | UNKNOWN
5093251 | UNKNOWN
5093252 | UNKNOWN
5093253 | UNKNOWN
5093255 | UNKNOWN
5093257 | UNKNOWN
5093258 | NEPTUNE
5093259 | NEPTUNE
5093260 | UNKNOWN
5093261 | UNKNOWN
5093263 | UNKNOWN
5093264 | UNKNOWN
5093265 | UNKNOWN
5093266 | UNKNOWN
5093267 | UNKNOWN
5093268 | UNKNOWN
5093269 | UNKNOWN
5093271 | UNKNOWN
5093272 | UNKNOWN
5093273 | UNKNOWN
5093274 | UNKNOWN
5093275 | UNKNOWN
5093276 | UNKNOWN
5093277 | UNKNOWN
5093501 | MARATHON
5093521 | UNKNOWN
5093541 | UNKNOWN
5093561 | UNKNOWN
5093582 | UNKNOWN
5093904 | UNKNOWN
5093926 | UNKNOWN
5093944 | PACO
5093965 | UNKNOWN
5093985 | FLYGT
5094100 | PACO
5094118 | PACO
5094138 | PACO
5094158 | UNKNOWN
5094177 | UNKNOWN
5094195 | UNKNOWN
5094406 | UNKNOWN
5094417 | UNKNOWN
5094428 | UNKNOWN
5094439 | UNKNOWN
5094450 | UNKNOWN
5094458 | UNKNOWN
5094468 | UNKNOWN
5094483 | UNKNOWN
5094905 | UNKNOWN
5094929 | UNKNOWN
5094952 | UNKNOWN
5094976 | UNKNOWN
5095300 | UNKNOWN
5095324 | UNKNOWN
5095348 | UNKNOWN
5095371 | MILROY
5095396 | PULSAFEEDER
5095520 | PULSAFEEDER
5095543 | PULSAFEEDER
5095567 | PULSAFEEDER
5095592 | MILTON ROY
5095816 | PULSAFEEDER
5095840 | UNKNOWN
5095856 | UNKNOWN
5095869 | UNKNOWN
5095882 | UNKNOWN
5095895 | UNKNOWN
5096108 | PULSAFEEDER
5096122 | PULSATRON
5096133 | UNKNOWN
5096134 | MILTON ROY
5096135 | UNKNOWN
5096136 | UNKNOWN
5096137 | UNKNOWN
5096138 | UNKNOWN
5096139 | CALDWELL TANK
5096140 | UNKNOWN
5096141 | UNKNOWN
5096142 | UNKNOWN
5096143 | UNKNOWN
5096144 | UNKNOWN
5096145 | PULSATRON
5096146 | UNKNOWN
5096147 | UNKNOWN
5096148 | UNKNOWN
5096149 | UNKNOWN
5096150 | UNKNOWN
5096151 | UNKNOWN
5096152 | UNKNOWN
5096153 | UNKNOWN
5096154 | UNKNOWN
5096155 | UNKNOWN
5096156 | MILTON ROY
5096157 | UNKNOWN
5096158 | UNKNOWN
5096159 | UNKNOWN
5096160 | UNKNOWN
5096161 | UNKNOWN
5096162 | UNKNOWN
5096163 | UNKNOWN
5096164 | UNKNOWN
5096165 | UNKNOWN
5096167 | UNKNOWN
5096168 | UNKNOWN
5096169 | UNKNOWN
5096170 | UNKNOWN
5096171 | UNKNOWN
5096172 | UNKNOWN
5096173 | UNKNOWN
5096174 | UNKNOWN
5096175 | UNKNOWN
5096176 | UNKNOWN
5096177 | UNKNOWN
5096179 | UNKNOWN
5096180 | UNKNOWN
5096181 | UNKNOWN
5096182 | UNKNOWN
5096183 | UNKNOWN
5096184 | UNKNOWN
5096185 | UNKNOWN
5096186 | UNKNOWN
5096187 | UNKNOWN
5096188 | UNKNOWN
5096189 | UNKNOWN
5096190 | UNKNOWN
5096191 | UNKNOWN
5096193 | UNKNOWN
5096194 | UNKNOWN
5096195 | UNKNOWN
5096196 | UNKNOWN
5096197 | UNKNOWN
5096198 | UNKNOWN
5096199 | UNKNOWN
5096600 | UNKNOWN
5096601 | UNKNOWN
5096602 | UNKNOWN
5096603 | UNKNOWN
5096605 | UNKNOWN
5096606 | UNKNOWN
5096607 | UNKNOWN
5096608 | UNKNOWN
5096609 | UNKNOWN
5096610 | UNKNOWN
5096611 | UNKNOWN
5096612 | UNKNOWN
5096613 | UNKNOWN
5096614 | UNKNOWN
5096615 | UNKNOWN
5096616 | UNKNOWN
5096617 | UNKNOWN
5096618 | UNKNOWN
5096619 | UNKNOWN
5096620 | UNKNOWN
5096621 | UNKNOWN
5096622 | UNKNOWN
5096623 | UNKNOWN
5096624 | UNKNOWN
5096625 | UNKNOWN
5096626 | UNKNOWN
5096627 | UNKNOWN
5096628 | UNKNOWN
5096629 | UNKNOWN
5096630 | UNKNOWN
5096631 | US MOTORS
5096632 | US MOTORS
5096633 | US MOTORS
5096634 | US MOTORS
5096635 | US MOTORS
5096636 | UNKNOWN
5096637 | PULSATRON
5096638 | UNKNOWN
5096639 | UNKNOWN
5096640 | UNKNOWN
5096641 | UNKNOWN
5096642 | UNKNOWN
5096643 | UNKNOWN
5096644 | UNKNOWN
5096645 | UNKNOWN
5096646 | UNKNOWN
5096647 | UNKNOWN
5096648 | PULSATRON
5096649 | UNKNOWN
5096650 | UNKNOWN
5096651 | UNKNOWN
5096652 | UNKNOWN
5096653 | UNKNOWN
5096654 | UNKNOWN
5096655 | UNKNOWN
5096656 | UNKNOWN
5096657 | UNKNOWN
5096658 | UNKNOWN
5096659 | UNKNOWN
5096660 | UNKNOWN
5096661 | UNKNOWN
5096662 | UNKNOWN
5096663 | UNKNOWN
5096664 | UNKNOWN
5096665 | UNKNOWN
5096666 | UNKNOWN
5096667 | UNKNOWN
5096668 | UNKNOWN
5096669 | UNKNOWN
5096670 | ONAN
5096671 | UNKNOWN
5096672 | CATERPILLAR
5096673 | UNKNOWN
5096674 | UNKNOWN
5096675 | UNKNOWN
5096676 | UNKNOWN
5096677 | UNKNOWN
5096678 | CUMMINS
5096679 | UNKNOWN
5096680 | UNKNOWN
5096681 | UNKNOWN
5096682 | UNKNOWN
5096683 | UNKNOWN
5096684 | UNKNOWN
5096685 | CUMMINS
5096686 | Catepillar
5096687 | UNKNOWN
5096688 | UNKNOWN
5096689 | UNKNOWN
5096690 | UNKNOWN
5096691 | UNKNOWN
5096692 | UNKNOWN
5096693 | UNKNOWN
5096694 | UNKNOWN
5096695 | UNKNOWN
5096696 | UNKNOWN
5096697 | UNKNOWN
5096698 | UNKNOWN
5096699 | UNKNOWN
5096900 | UNKNOWN
5096901 | UNKNOWN
5096902 | UNKNOWN
5096903 | UNKNOWN
5096904 | UNKNOWN
5096905 | UNKNOWN
5096906 | UNKNOWN
5096907 | UNKNOWN
5096908 | UNKNOWN
5096909 | UNKNOWN
5096910 | UNKNOWN
5096911 | UNKNOWN
5096912 | UNKNOWN
5096913 | UNKNOWN
5096914 | UNKNOWN
5096915 | UNKNOWN
5096916 | UNKNOWN
5096917 | UNKNOWN
5096918 | UNKNOWN
5096919 | UNKNOWN
5096920 | UNKNOWN
5096921 | UNKNOWN
5096922 | UNKNOWN
5096930 | UNKNOWN
5096941 | UNKNOWN
5096953 | UNKNOWN
5096963 | UNKNOWN
5096974 | UNKNOWN
5096985 | UNKNOWN
5096996 | UNKNOWN
5097200 | UNKNOWN
5097201 | UNKNOWN
5097202 | UNKNOWN
5097203 | UNKNOWN
5097204 | UNKNOWN
5097205 | UNKNOWN
5097206 | UNKNOWN
5097207 | UNKNOWN
5097208 | UNKNOWN
5097209 | UNKNOWN
5097210 | UNKNOWN
5097211 | UNKNOWN
5097212 | UNKNOWN
5097213 | UNKNOWN
5097214 | UNKNOWN
5097215 | UNKNOWN
5097216 | UNKNOWN
5097217 | UNKNOWN
5097218 | UNKNOWN
5097219 | UNKNOWN
5097220 | UNKNOWN
5097221 | UNKNOWN
5097222 | UNKNOWN
5097223 | UNKNOWN
5097224 | UNKNOWN
5097225 | UNKNOWN
5097226 | UNKNOWN
5097227 | UNKNOWN
5097228 | UNKNOWN
5097229 | UNKNOWN
5097230 | UNKNOWN
5097231 | UNKNOWN
5097238 | UNKNOWN
5097246 | UNKNOWN
5097248 | UNKNOWN
5097264 | UNKNOWN
5097280 | UNKNOWN
5097283 | UNKNOWN
5097285 | UNKNOWN
5097286 | UNKNOWN
5097287 | UNKNOWN
5097288 | UNKNOWN
5097289 | UNKNOWN
5097290 | UNKNOWN
5097291 | UNKNOWN
5097292 | UNKNOWN
5097293 | UNKNOWN
5097294 | UNKNOWN
5097295 | US MOTORS
5097296 | UNKNOWN
5097297 | UNKNOWN
5097298 | UNKNOWN
5097299 | US MOTORS
5097518 | UNKNOWN
5097539 | UNKNOWN
5097562 | UNKNOWN
5097576 | UNKNOWN
5097587 | UNKNOWN
5097598 | UNKNOWN
5097806 | UNKNOWN
5097816 | UNKNOWN
5097827 | UNKNOWN
5097838 | MARATHON
5097849 | MARATHON
5097860 | UNKNOWN
5097871 | UNKNOWN
5097880 | US ELECTRIC
5097886 | UNKNOWN
5097896 | BALDOR
5098407 | UNKNOWN
5098417 | UNKNOWN
5098428 | BALDOR
5098439 | UNKNOWN
5098450 | UNKNOWN
5098461 | UNKNOWN
5098472 | UNKNOWN
5098483 | UNKNOWN
5098494 | UNKNOWN
5099005 | UNKNOWN
5099013 | UNKNOWN
5099014 | UNKNOWN
5099015 | UNKNOWN
5099016 | US ELECTRIC
5099017 | US ELECTRIC
5099018 | US ELECTRIC
5099019 | US MOTORS
5099020 | UNKNOWN
5099031 | US ELECTRIC
5099048 | US ELECTRIC
5099071 | US ELECTRIC
5099091 | US ELECTRIC
5100401 | UNKNOWN
5100406 | UNKNOWN
5100416 | UNKNOWN
5100435 | UNKNOWN
5100455 | UNKNOWN
5100478 | UNKNOWN
5101211 | UNKNOWN
5101243 | UNKNOWN
5101275 | UNKNOWN
5101507 | UNKNOWN
5101540 | UNKNOWN
5101572 | UNKNOWN
5101586 | UNKNOWN
5101589 | OZONIA
5101592 | APC
5101594 | UNKNOWN
5101595 | UNKNOWN
5101598 | UNKNOWN
5102101 | UNKNOWN
5102113 | UNKNOWN
5102134 | UNKNOWN
5102156 | UNKNOWN
5102175 | UNKNOWN
5102186 | UNKNOWN
5102455 | WALLACE-TIERNAN
5102508 | UNKNOWN
5102532 | UNKNOWN
5102557 | UNKNOWN
5102579 | UNKNOWN
5102801 | UNKNOWN
5102825 | UNKNOWN
5102848 | UNKNOWN
5102871 | UNKNOWN
5102891 | UNKNOWN
5103546 | UNKNOWN
5103547 | UNKNOWN
5103548 | UNKNOWN
5103549 | UNKNOWN
5103550 | UNKNOWN
5103551 | UNKNOWN
5103553 | UNKNOWN
5103554 | UNKNOWN
5103555 | UNKNOWN
5103556 | UNKNOWN
5103557 | UNKNOWN
5103559 | UNKNOWN
5103560 | UNKNOWN
5103561 | UNKNOWN
5103562 | UNKNOWN
5103563 | UNKNOWN
5103564 | UNKNOWN
5103565 | UNKNOWN
5103566 | UNKNOWN
5103567 | UNKNOWN
5103569 | UNKNOWN
5103570 | UNKNOWN
5103571 | UNKNOWN
5103572 | UNKNOWN
5103573 | UNKNOWN
5103575 | UNKNOWN
5103576 | UNKNOWN
5103577 | UNKNOWN
5103578 | UNKNOWN
5103579 | UNKNOWN
5103580 | UNKNOWN
5103581 | UNKNOWN
5103582 | UNKNOWN
5103583 | UNKNOWN
5103585 | UNKNOWN
5103586 | UNKNOWN
5103587 | UNKNOWN
5103588 | UNKNOWN
5103589 | UNKNOWN
5103590 | UNKNOWN
5103592 | UNKNOWN
5103593 | UNKNOWN
5103594 | UNKNOWN
5103595 | UNKNOWN
5103596 | UNKNOWN
5103597 | UNKNOWN
5103598 | UNKNOWN
5103599 | UNKNOWN
5103602 | UNKNOWN
5103613 | UNKNOWN
5103624 | UNKNOWN
5103635 | NEPTUNE
5103646 | NEPTUNE
5103662 | UNKNOWN
5103686 | UNKNOWN
5103800 | UNKNOWN
5103801 | EMERSON
5103802 | UNKNOWN
5103803 | UNKNOWN
5103804 | UNKNOWN
5103805 | US MOTORS
5103806 | US MOTORS
5103807 | UNKNOWN
5103808 | UNKNOWN
5103809 | UNKNOWN
5103810 | UNKNOWN
5103811 | UNKNOWN
5103812 | UNKNOWN
5103813 | UNKNOWN
5103814 | UNKNOWN
5103815 | UNKNOWN
5103816 | UNKNOWN
5103817 | UNKNOWN
5103818 | UNKNOWN
5103819 | UNKNOWN
5103820 | UNKNOWN
5103821 | UNKNOWN
5103822 | UNKNOWN
5103823 | UNKNOWN
5103824 | UNKNOWN
5103825 | UNKNOWN
5103826 | UNKNOWN
5103827 | UNKNOWN
5103828 | UNKNOWN
5103829 | UNKNOWN
5103830 | UNKNOWN
5103831 | UNKNOWN
5103832 | UNKNOWN
5103833 | UNKNOWN
5103834 | UNKNOWN
5103835 | UNKNOWN
5103836 | UNKNOWN
5103837 | UNKNOWN
5103838 | UNKNOWN
5103839 | UNKNOWN
5103840 | UNKNOWN
5103841 | UNKNOWN
5103842 | UNKNOWN
5103843 | UNKNOWN
5103844 | UNKNOWN
5103845 | UNKNOWN
5103846 | UNKNOWN
5103847 | UNKNOWN
5103848 | UNKNOWN
5103849 | UNKNOWN
5103850 | UNKNOWN
5103851 | UNKNOWN
5103852 | UNKNOWN
5103853 | UNKNOWN
5103854 | UNKNOWN
5103855 | UNKNOWN
5103856 | UNKNOWN
5103857 | UNKNOWN
5103858 | UNKNOWN
5103859 | UNKNOWN
5103860 | UNKNOWN
5103861 | UNKNOWN
5103862 | UNKNOWN
5103863 | UNKNOWN
5103864 | UNKNOWN
5103865 | CUMMINS
5103866 | UNKNOWN
5103867 | UNKNOWN
5103868 | CUMMINS
5103869 | UNKNOWN
5103870 | UNKNOWN
5103871 | UNKNOWN
5103872 | UNKNOWN
5103873 | UNKNOWN
5103874 | UNKNOWN
5103875 | UNKNOWN
5103876 | UNKNOWN
5103877 | UNKNOWN
5103878 | UNKNOWN
5103879 | UNKNOWN
5103880 | UNKNOWN
5103881 | UNKNOWN
5103882 | UNKNOWN
5103883 | UNKNOWN
5103884 | UNKNOWN
5103885 | UNKNOWN
5103886 | UNKNOWN
5103887 | UNKNOWN
5103888 | UNKNOWN
5103889 | UNKNOWN
5103890 | UNKNOWN
5103891 | UNKNOWN
5103892 | UNKNOWN
5103893 | UNKNOWN
5103894 | UNKNOWN
5103895 | UNKNOWN
5103896 | UNKNOWN
5103897 | UNKNOWN
5103898 | UNKNOWN
5103899 | UNKNOWN
5104308 | UNKNOWN
5104330 | UNKNOWN
5104355 | UNKNOWN
5104381 | UNKNOWN
5104606 | NEPTUNE
5104631 | NEPTUNE
5104900 | UNKNOWN
5104902 | UNKNOWN
5104903 | UNKNOWN
5104904 | UNKNOWN
5104905 | UNKNOWN
5104906 | UNKNOWN
5104907 | UNKNOWN
5104909 | UNKNOWN
5104910 | UNKNOWN
5104911 | UNKNOWN
5104912 | UNKNOWN
5104913 | UNKNOWN
5104914 | UNKNOWN
5104915 | UNKNOWN
5104916 | UNKNOWN
5104918 | UNKNOWN
5104919 | UNKNOWN
5104920 | UNKNOWN
5104921 | UNKNOWN
5104922 | UNKNOWN
5104923 | UNKNOWN
5104925 | UNKNOWN
5104926 | UNKNOWN
5104927 | UNKNOWN
5104928 | UNKNOWN
5104929 | UNKNOWN
5104930 | UNKNOWN
5104931 | UNKNOWN
5104932 | UNKNOWN
5104934 | UNKNOWN
5104935 | UNKNOWN
5104936 | UNKNOWN
5104937 | UNKNOWN
5104938 | UNKNOWN
5104939 | UNKNOWN
5104941 | UNKNOWN
5104942 | UNKNOWN
5104943 | UNKNOWN
5104944 | UNKNOWN
5104945 | UNKNOWN
5104946 | UNKNOWN
5104947 | UNKNOWN
5104948 | UNKNOWN
5104949 | UNKNOWN
5104951 | UNKNOWN
5104952 | UNKNOWN
5104953 | UNKNOWN
5104954 | UNKNOWN
5104955 | UNKNOWN
5104956 | UNKNOWN
5104958 | UNKNOWN
5104959 | UNKNOWN
5104960 | UNKNOWN
5104961 | UNKNOWN
5104962 | UNKNOWN
5104963 | UNKNOWN
5104964 | UNKNOWN
5104965 | UNKNOWN
5104966 | UNKNOWN
5104968 | UNKNOWN
5104969 | UNKNOWN
5104970 | UNKNOWN
5104971 | UNKNOWN
5104972 | UNKNOWN
5104974 | UNKNOWN
5104975 | UNKNOWN
5104976 | UNKNOWN
5104977 | UNKNOWN
5104978 | UNKNOWN
5104979 | UNKNOWN
5104980 | UNKNOWN
5104981 | UNKNOWN
5104982 | UNKNOWN
5104984 | UNKNOWN
5104985 | UNKNOWN
5104986 | UNKNOWN
5104987 | UNKNOWN
5104988 | UNKNOWN
5104989 | UNKNOWN
5104991 | UNKNOWN
5104992 | UNKNOWN
5104993 | UNKNOWN
5104994 | UNKNOWN
5104995 | UNKNOWN
5104996 | UNKNOWN
5104997 | UNKNOWN
5104998 | UNKNOWN
5105330 | UNKNOWN
5105355 | UNKNOWN
5105379 | UNKNOWN
5105700 | UNKNOWN
5105722 | UNKNOWN
5105742 | UNKNOWN
5105753 | NEPTUNE
5105764 | UNKNOWN
5105775 | UNKNOWN
5105795 | UNKNOWN
5105800 | UNKNOWN
5105801 | UNKNOWN
5105802 | UNKNOWN
5105803 | UNKNOWN
5105804 | UNKNOWN
5105805 | UNKNOWN
5105807 | UNKNOWN
5105808 | UNKNOWN
5105809 | UNKNOWN
5105810 | UNKNOWN
5105811 | UNKNOWN
5105812 | UNKNOWN
5105813 | UNKNOWN
5105814 | UNKNOWN
5105815 | UNKNOWN
5105817 | UNKNOWN
5105818 | UNKNOWN
5105820 | UNKNOWN
5105821 | UNKNOWN
5105822 | UNKNOWN
5105823 | UNKNOWN
5105824 | UNKNOWN
5105825 | UNKNOWN
5105826 | UNKNOWN
5105827 | UNKNOWN
5105828 | UNKNOWN
5105829 | UNKNOWN
5105830 | UNKNOWN
5105831 | UNKNOWN
5105833 | UNKNOWN
5105834 | UNKNOWN
5105835 | UNKNOWN
5105837 | UNKNOWN
5105838 | UNKNOWN
5105839 | UNKNOWN
5105840 | UNKNOWN
5105841 | UNKNOWN
5105842 | UNKNOWN
5105843 | UNKNOWN
5105844 | UNKNOWN
5105845 | UNKNOWN
5105846 | UNKNOWN
5105847 | UNKNOWN
5105848 | UNKNOWN
5105850 | UNKNOWN
5105851 | UNKNOWN
5105853 | UNKNOWN
5105854 | UNKNOWN
5105855 | UNKNOWN
5105856 | UNKNOWN
5105857 | UNKNOWN
5105858 | UNKNOWN
5105859 | UNKNOWN
5105860 | UNKNOWN
5105861 | UNKNOWN
5105862 | UNKNOWN
5105863 | UNKNOWN
5105864 | UNKNOWN
5105866 | UNKNOWN
5105867 | UNKNOWN
5105868 | UNKNOWN
5105870 | UNKNOWN
5105871 | UNKNOWN
5105872 | UNKNOWN
5105873 | UNKNOWN
5105874 | UNKNOWN
5105875 | UNKNOWN
5105876 | UNKNOWN
5105877 | UNKNOWN
5105878 | UNKNOWN
5105879 | UNKNOWN
5105880 | UNKNOWN
5105881 | UNKNOWN
5105883 | UNKNOWN
5105884 | UNKNOWN
5105886 | UNKNOWN
5105887 | UNKNOWN
5105888 | UNKNOWN
5105889 | UNKNOWN
5105890 | UNKNOWN
5105891 | UNKNOWN
5105892 | UNKNOWN
5105893 | UNKNOWN
5105894 | UNKNOWN
5105895 | UNKNOWN
5105896 | UNKNOWN
5105897 | UNKNOWN
5105899 | UNKNOWN
5106619 | UNKNOWN
5106644 | UNKNOWN
5106667 | UNKNOWN
5106690 | UNKNOWN
5106800 | UNKNOWN
5106801 | UNKNOWN
5106802 | UNKNOWN
5106804 | UNKNOWN
5106805 | UNKNOWN
5106806 | UNKNOWN
5106807 | UNKNOWN
5106808 | UNKNOWN
5106809 | UNKNOWN
5106810 | UNKNOWN
5106811 | UNKNOWN
5106812 | UNKNOWN
5106813 | UNKNOWN
5106815 | UNKNOWN
5106817 | UNKNOWN
5106818 | UNKNOWN
5106819 | UNKNOWN
5106820 | UNKNOWN
5106821 | UNKNOWN
5106822 | UNKNOWN
5106823 | UNKNOWN
5106824 | UNKNOWN
5106825 | UNKNOWN
5106826 | UNKNOWN
5106828 | UNKNOWN
5106829 | UNKNOWN
5106830 | UNKNOWN
5106832 | UNKNOWN
5106833 | UNKNOWN
5106834 | UNKNOWN
5106835 | UNKNOWN
5106836 | UNKNOWN
5106837 | UNKNOWN
5106838 | UNKNOWN
5106839 | UNKNOWN
5106840 | UNKNOWN
5106841 | UNKNOWN
5106842 | UNKNOWN
5106844 | UNKNOWN
5106845 | UNKNOWN
5106846 | UNKNOWN
5106848 | UNKNOWN
5106849 | UNKNOWN
5106850 | UNKNOWN
5106851 | UNKNOWN
5106852 | UNKNOWN
5106853 | UNKNOWN
5106854 | UNKNOWN
5106855 | UNKNOWN
5106856 | UNKNOWN
5106858 | UNKNOWN
5106859 | UNKNOWN
5106860 | UNKNOWN
5106862 | UNKNOWN
5106863 | UNKNOWN
5106864 | UNKNOWN
5106865 | UNKNOWN
5106866 | UNKNOWN
5106867 | UNKNOWN
5106868 | UNKNOWN
5106869 | UNKNOWN
5106870 | UNKNOWN
5106871 | UNKNOWN
5106872 | UNKNOWN
5106874 | UNKNOWN
5106875 | UNKNOWN
5106877 | UNKNOWN
5106878 | UNKNOWN
5106879 | UNKNOWN
5106880 | UNKNOWN
5106881 | UNKNOWN
5106882 | UNKNOWN
5106883 | UNKNOWN
5106884 | UNKNOWN
5106885 | UNKNOWN
5106886 | UNKNOWN
5106888 | UNKNOWN
5106889 | UNKNOWN
5106890 | UNKNOWN
5106892 | UNKNOWN
5106893 | UNKNOWN
5106894 | MARCH
5106895 | MILTON ROY
5106896 | UNKNOWN
5106897 | MILTON ROY
5106898 | MILTON ROY
5106899 | MILTON ROY
5107044 | UNKNOWN
5107046 | UNKNOWN
5107048 | UNKNOWN
5107050 | UNKNOWN
5107051 | UNKNOWN
5107053 | UNKNOWN
5107055 | UNKNOWN
5107057 | UNKNOWN
5107058 | UNKNOWN
5107060 | UNKNOWN
5107062 | UNKNOWN
5107064 | BRISTOL BABCOCK
5107066 | MDS
5107068 | B-B ELECTRONICS
5107069 | HP
5107071 | DELL
5107073 | DELL
5107075 | DELL
5107077 | HP
5107078 | DELL
5107080 | DELL
5107082 | DELL
5107084 | DELL
5107086 | UNKNOWN
5107087 | DELL
5107089 | DELL
5107099 | UNKNOWN
5107115 | UNKNOWN
5107128 | UNKNOWN
5107129 | UNKNOWN
5107130 | UNKNOWN
5107131 | UNKNOWN
5107132 | UNKNOWN
5107138 | UNKNOWN
5107149 | UNKNOWN
5107161 | UNKNOWN
5107173 | UNKNOWN
5107183 | UNKNOWN
5107194 | UNKNOWN
5107701 | UNKNOWN
5107703 | UNKNOWN
5107704 | UNKNOWN
5107706 | UNKNOWN
5107708 | UNKNOWN
5107710 | UNKNOWN
5107712 | UNKNOWN
5107713 | UNKNOWN
5107715 | UNKNOWN
5107717 | UNKNOWN
5107719 | UNKNOWN
5107721 | UNKNOWN
5107723 | UNKNOWN
5107725 | NEW PIG
5107727 | NEW PIG
5107729 | NEW PIG
5107730 | UNKNOWN
5107732 | NEW PIG
5107734 | NEW PIG
5107736 | NEW PIG
5107737 | NEW PIG
5107739 | NEW PIG
5107900 | UNKNOWN
5107902 | UNKNOWN
5107903 | UNKNOWN
5107905 | UNKNOWN
5107906 | UNKNOWN
5107907 | UNKNOWN
5107908 | MILTON ROY
5107909 | UNKNOWN
5107910 | UNKNOWN
5107911 | MILTON ROY
5107912 | UNKNOWN
5107913 | UNKNOWN
5107914 | UNKNOWN
5107916 | WALLACE-TIERNAN
5107917 | UNKNOWN
5107918 | UNKNOWN
5107920 | UNKNOWN
5107921 | UNKNOWN
5107922 | UNKNOWN
5107923 | UNKNOWN
5107924 | UNKNOWN
5107925 | UNKNOWN
5107926 | MARCH
5107927 | UNKNOWN
5107928 | UNKNOWN
5107930 | UNKNOWN
5107931 | UNKNOWN
5107932 | UNKNOWN
5107933 | WALLACE-TIERNAN
5107935 | UNKNOWN
5107936 | Ingersoll
5107937 | Ingersoll
5107938 | UNKNOWN
5107939 | UNKNOWN
5107940 | UNKNOWN
5107941 | UNKNOWN
5107942 | UNKNOWN
5107944 | UNKNOWN
5107945 | UNKNOWN
5107946 | UNKNOWN
5107947 | UNKNOWN
5107949 | UNKNOWN
5107950 | GOULDS
5107951 | Gould
5107952 | Gould
5107953 | UNKNOWN
5107954 | UNKNOWN
5107955 | MOYNO
5107956 | MOYNO
5107957 | FLYGT
5107959 | UNKNOWN
5107960 | UNKNOWN
5107961 | UNKNOWN
5107963 | UNKNOWN
5107964 | UNKNOWN
5107965 | UNKNOWN
5107966 | UNKNOWN
5107967 | UNKNOWN
5107968 | UNKNOWN
5107969 | UNKNOWN
5107970 | UNKNOWN
5107971 | UNKNOWN
5107973 | UNKNOWN
5107974 | UNKNOWN
5107975 | UNKNOWN
5107977 | Peerless
5107978 | Peerless
5107979 | Peerless
5107980 | UNKNOWN
5107981 | UNKNOWN
5107982 | UNKNOWN
5107983 | UNKNOWN
5107984 | UNKNOWN
5107985 | UNKNOWN
5107987 | UNKNOWN
5107988 | UNKNOWN
5107989 | UNKNOWN
5107991 | UNKNOWN
5107992 | Wheeler
5107993 | Wheeler
5107994 | Wheeler
5107995 | UNKNOWN
5107996 | UNKNOWN
5107997 | UNKNOWN
5107998 | UNKNOWN
5108404 | UNKNOWN
5108413 | UNKNOWN
5108472 | UNKNOWN
5108483 | UNKNOWN
5108494 | UNKNOWN
5108600 | UNKNOWN
5108601 | UNKNOWN
5108602 | UNKNOWN
5108603 | UNKNOWN
5108605 | UNKNOWN
5108606 | UNKNOWN
5108607 | UNKNOWN
5108608 | UNKNOWN
5108609 | Worthington
5108610 | Worthington
5108611 | Gould
5108613 | UNKNOWN
5108614 | Gould
5108615 | US MOTORS
5108616 | UNKNOWN
5108618 | MOYNO
5108619 | MILTON ROY
5108620 | UNKNOWN
5108621 | UNKNOWN
5108622 | UNKNOWN
5108623 | MILTON ROY
5108624 | UNKNOWN
5108625 | MILTON ROY
5108627 | UNKNOWN
5108628 | UNKNOWN
5108629 | UNKNOWN
5108630 | UNKNOWN
5108631 | CORNELL
5108633 | CORNELL
5108634 | WALLACE-TIERNAN
5108635 | WALLACE-TIERNAN
5108636 | WALLACE-TIERNAN
5108637 | UNKNOWN
5108638 | MARCH
5108639 | UNKNOWN
5108640 | UNKNOWN
5108642 | UNKNOWN
5108643 | UNKNOWN
5108644 | UNKNOWN
5108645 | MOYNO
5108647 | FLYGT
5108648 | UNKNOWN
5108649 | UNKNOWN
5108650 | UNKNOWN
5108651 | UNKNOWN
5108652 | UNKNOWN
5108653 | UNKNOWN
5108654 | UNKNOWN
5108656 | UNKNOWN
5108657 | UNKNOWN
5108658 | UNKNOWN
5108659 | UNKNOWN
5108661 | UNKNOWN
5108662 | WESTINGHOUSE
5108663 | WESTINGHOUSE
5108664 | WESTINGHOUSE
5108665 | MILTON ROY
5108666 | WESTINGHOUSE
5108667 | UNKNOWN
5108669 | UNKNOWN
5108670 | UNKNOWN
5108671 | UNKNOWN
5108672 | UNKNOWN
5108673 | UNKNOWN
5108675 | UNKNOWN
5108676 | UNKNOWN
5108677 | UNKNOWN
5108678 | DELAVAL
5108679 | UNKNOWN
5108680 | UNKNOWN
5108681 | UNKNOWN
5108683 | UNKNOWN
5108684 | MARATHON
5108685 | UNKNOWN
5108686 | UNKNOWN
5108687 | UNKNOWN
5108689 | UNKNOWN
5108690 | UNKNOWN
5108691 | US MOTORS
5108692 | US MOTORS
5108693 | UNKNOWN
5108694 | UNKNOWN
5108695 | GE
5108697 | GE
5108698 | MILTON ROY
5108699 | UNKNOWN
5109305 | UNKNOWN
5109316 | UNKNOWN
5109327 | UNKNOWN
5109338 | UNKNOWN
5109349 | UNKNOWN
5109371 | UNKNOWN
5109393 | UNKNOWN
5109600 | UNKNOWN
5109601 | UNKNOWN
5109603 | UNKNOWN
5109604 | UNKNOWN
5109605 | PULSAFEEDER
5109606 | UNKNOWN
5109607 | UNKNOWN
5109608 | UNKNOWN
5109609 | MARATHON
5109610 | UNKNOWN
5109612 | UNKNOWN
5109613 | UNKNOWN
5109614 | MILTON ROY
5109615 | UNKNOWN
5109617 | UNKNOWN
5109618 | UNKNOWN
5109619 | UNKNOWN
5109620 | UNKNOWN
5109621 | UNKNOWN
5109622 | UNKNOWN
5109623 | ABS
5109624 | GOULDS
5109626 | GOULDS
5109627 | WALLACE-TIERNAN
5109628 | PEERLESS
5109629 | PEERLESS
5109631 | CORNELL
5109632 | CORNELL
5109633 | CORNELL
5109634 | CORNELL
5109635 | CORNELL
5109636 | UNKNOWN
5109637 | UNKNOWN
5109639 | UNKNOWN
5109640 | MILTON ROY
5109641 | MILTON ROY
5109642 | MARCH
5109644 | UNKNOWN
5109645 | MILTON ROY
5109646 | MOYNO
5109647 | MARCH
5109648 | MOYNO
5109649 | FLYGT
5109650 | FLYGT
5109651 | MOYNO
5109653 | MOYNO
5109654 | FLYGT
5109655 | MOYNO
5109656 | MOYNO
5109657 | UNKNOWN
5109659 | UNKNOWN
5109660 | UNKNOWN
5109661 | UNKNOWN
5109662 | UNKNOWN
5109663 | UNKNOWN
5109664 | UNKNOWN
5109665 | PEERLESS
5109666 | PEERLESS
5109668 | UNKNOWN
5109669 | AURORA
5109670 | AURORA
5109671 | PEERLESS
5109673 | PEERLESS
5109674 | CORNELL
5109675 | CORNELL
5109676 | PULSAFEEDER
5109677 | UNKNOWN
5109678 | CORNELL
5109679 | CORNELL
5109680 | ABS
5109681 | ABS
5109683 | PEERLESS
5109684 | PEERLESS
5109685 | GRUNDFOS
5109687 | AURORA
5109688 | UNKNOWN
5109689 | UNKNOWN
5109690 | UNKNOWN
5109691 | UNKNOWN
5109692 | UNKNOWN
5109693 | UNKNOWN
5109694 | AURORA
5109696 | AURORA
5109697 | CORNELL
5109698 | CORNELL
5109699 | UNKNOWN
5109915 | UNKNOWN
5109936 | UNKNOWN
5109958 | UNKNOWN
5109980 | UNKNOWN
5110401 | DAYTON
5110402 | ABS
5110403 | UNKNOWN
5110404 | UNKNOWN
5110405 | MILTON ROY
5110406 | UNKNOWN
5110407 | CORNELL
5110409 | CORNELL
5110410 | ABS
5110411 | ABS
5110412 | ABS
5110413 | ABS
5110414 | CORNELL
5110416 | CORNELL
5110417 | ABS
5110418 | ABS
5110419 | UNKNOWN
5110420 | UNKNOWN
5110421 | UNKNOWN
5110422 | LMI
5110424 | UNKNOWN
5110425 | UNKNOWN
5110426 | UNKNOWN
5110427 | ABS
5110428 | UNKNOWN
5110429 | UNKNOWN
5110431 | UNKNOWN
5110432 | UNKNOWN
5110433 | UNKNOWN
5110434 | ABS
5110435 | UNKNOWN
5110436 | UNKNOWN
5110437 | UNKNOWN
5110439 | UNKNOWN
5110441 | UNKNOWN
5110442 | UNKNOWN
5110443 | ABS
5110444 | ABS
5110445 | UNKNOWN
5110446 | UNKNOWN
5110447 | UNKNOWN
5110448 | UNKNOWN
5110449 | UNKNOWN
5110450 | UNKNOWN
5110451 | UNKNOWN
5110453 | UNKNOWN
5110455 | ABS
5110456 | FMC
5110457 | INGERSOL RAND
5110458 | GAST
5110459 | FMC
5110460 | FMC
5110461 | FMC
5110462 | FMC
5110463 | INGERSOL RAND
5110464 | UNKNOWN
5110465 | US MOTORS
5110466 | UNKNOWN
5110467 | UNKNOWN
5110469 | US ELECTRIC
5110470 | UNKNOWN
5110472 | UNKNOWN
5110473 | UNKNOWN
5110474 | UNKNOWN
5110475 | UNKNOWN
5110476 | UNKNOWN
5110477 | US ELECTRIC
5110478 | EMERSON
5110479 | UNKNOWN
5110480 | UNKNOWN
5110481 | UNKNOWN
5110483 | UNKNOWN
5110484 | UNKNOWN
5110486 | EMERSON
5110487 | UNKNOWN
5110488 | UNKNOWN
5110489 | UNKNOWN
5110490 | UNKNOWN
5110491 | UNKNOWN
5110492 | UNKNOWN
5110493 | UNKNOWN
5110494 | UNKNOWN
5110495 | UNKNOWN
5110496 | UNKNOWN
5110497 | UNKNOWN
5110499 | US MOTORS
5110502 | UNKNOWN
5110523 | UNKNOWN
5110545 | UNKNOWN
5110568 | UNKNOWN
5110590 | UNKNOWN
5110912 | UNKNOWN
5110935 | UNKNOWN
5110957 | UNKNOWN
5111200 | WESTINGHOUSE
5111202 | WESTINGHOUSE
5111203 | UNKNOWN
5111204 | UNKNOWN
5111205 | UNKNOWN
5111206 | UNKNOWN
5111207 | UNKNOWN
5111208 | UNKNOWN
5111209 | WESTINGHOUSE
5111210 | WESTINGHOUSE
5111211 | UNKNOWN
5111212 | UNKNOWN
5111214 | UNKNOWN
5111215 | UNKNOWN
5111216 | UNKNOWN
5111217 | UNKNOWN
5111219 | UNKNOWN
5111220 | UNKNOWN
5111221 | UNKNOWN
5111222 | UNKNOWN
5111223 | UNKNOWN
5111224 | UNKNOWN
5111225 | UNKNOWN
5111226 | UNKNOWN
5111227 | UNKNOWN
5111228 | UNKNOWN
5111231 | UNKNOWN
5111232 | UNKNOWN
5111233 | UNKNOWN
5111234 | UNKNOWN
5111235 | UNKNOWN
5111236 | UNKNOWN
5111237 | UNKNOWN
5111238 | UNKNOWN
5111239 | UNKNOWN
5111240 | UNKNOWN
5111242 | UNKNOWN
5111244 | UNKNOWN
5111246 | UNKNOWN
5111248 | UNKNOWN
5111249 | UNKNOWN
5111251 | UNKNOWN
5111253 | UNKNOWN
5111255 | US MOTORS
5111257 | UNKNOWN
5111259 | UNKNOWN
5111261 | US MOTORS
5111263 | US MOTORS
5111265 | WESTINGHOUSE
5111267 | US MOTORS
5111270 | WESTINGHOUSE
5111271 | UNKNOWN
5111274 | WESTINGHOUSE
5111276 | WESTINGHOUSE
5111278 | UNKNOWN
5111279 | SEVERN TRENT
5111280 | UNKNOWN
5111282 | UNKNOWN
5111284 | US MOTORS
5111286 | US MOTORS
5111288 | BALDOR
5111290 | BALDOR
5111292 | UNKNOWN
5111294 | US MOTORS
5111296 | UNKNOWN
5111298 | UNKNOWN
5112100 | UNKNOWN
5112103 | US MOTORS
5112105 | UNKNOWN
5112107 | UNKNOWN
5112109 | UNKNOWN
5112111 | UNKNOWN
5112113 | UNKNOWN
5112115 | UNKNOWN
5112117 | UNKNOWN
5112119 | UNKNOWN
5112121 | UNKNOWN
5112123 | WESTINGHOUSE
5112125 | WESTINGHOUSE
5112127 | UNKNOWN
5112130 | UNKNOWN
5112132 | EMERSON
5112134 | US MOTORS
5112136 | US MOTORS
5112138 | UNKNOWN
5112140 | UNKNOWN
5112142 | US Motors
5112144 | UNKNOWN
5112145 | UNKNOWN
5112147 | UNKNOWN
5112149 | WESTINGHOUSE
5112152 | WESTINGHOUSE
5112153 | US MOTORS
5112156 | US MOTORS
5112158 | EMERSON
5112160 | UNKNOWN
5112162 | US MOTORS
5112164 | US MOTORS
5112165 | UNKNOWN
5112167 | UNKNOWN
5112169 | US MOTORS
5112171 | US MOTORS
5112173 | RELIANCE
5112175 | RELIANCE
5112177 | MARATHON
5112179 | US MOTORS
5112182 | US MOTORS
5112184 | US MOTORS
5112186 | UNKNOWN
5112187 | UNKNOWN
5112189 | UNKNOWN
5112191 | UNKNOWN
5112193 | UNKNOWN
5112195 | UNKNOWN
5112197 | BALDOR
5112199 | BALDOR
5112600 | UNKNOWN
5112602 | UNKNOWN
5112604 | UNKNOWN
5112607 | BALDOR
5112608 | BALDOR
5112610 | BALDOR
5112612 | BALDOR
5112614 | BALDOR
5112615 | UNKNOWN
5112617 | UNKNOWN
5112619 | UNKNOWN
5112621 | UNKNOWN
5112623 | UNKNOWN
5112625 | UNKNOWN
5112627 | UNKNOWN
5112629 | UNKNOWN
5112631 | UNKNOWN
5112633 | UNKNOWN
5112635 | UNKNOWN
5112637 | UNKNOWN
5112639 | UNKNOWN
5112641 | US ELECTRIC
5112642 | US ELECTRIC
5112644 | BALDOR
5112646 | BALDOR
5112648 | US ELECTRIC
5112650 | US ELECTRIC
5112652 | BALDOR
5112654 | BALDOR
5112656 | BALDOR
5112658 | BALDOR
5112660 | UNKNOWN
5112662 | UNKNOWN
5112664 | UNKNOWN
5112666 | BALDOR
5112668 | BALDOR
5112670 | BALDOR
5112672 | BALDOR
5112674 | BALDOR
5112676 | UNKNOWN
5112678 | UNKNOWN
5112680 | BALDOR
5112682 | BALDOR
5112685 | BALDOR
5112687 | BALDOR
5112689 | UNKNOWN
5112692 | UNKNOWN
5112694 | UNKNOWN
5112696 | EMERSON
5112698 | UNKNOWN
5113200 | UNKNOWN
5113202 | US MOTORS
5113204 | US ELECTRIC
5113206 | EMERSON
5113208 | UNKNOWN
5113210 | DAYTON
5113213 | UNKNOWN
5113215 | NEPTUNE
5113218 | NEPTUNE
5113220 | NEPTUNE
5113222 | NEPTUNE
5113224 | UNKNOWN
5113226 | NEPTUNE
5113228 | NEPTUNE
5113230 | NEPTUNE
5113232 | NEPTUNE
5113234 | UNKNOWN
5113237 | NEPTUNE
5113239 | NEPTUNE
5113242 | UNKNOWN
5113244 | UNKNOWN
5113246 | NEPTUNE
5113248 | NEPTUNE
5113251 | NEPTUNE
5113253 | NEPTUNE
5113255 | NEPTUNE
5113257 | NEPTUNE
5113260 | UNKNOWN
5113262 | NEPTUNE
5113265 | BIF
5113267 | UNKNOWN
5113269 | NEPTUNE
5113271 | NEPTUNE
5113274 | NEPTUNE
5113276 | NEPTUNE
5113278 | NEPTUNE
5113280 | NEPTUNE
5113282 | NEPTUNE
5113284 | UNKNOWN
5113287 | NEPTUNE
5113289 | NEPTUNE
5113292 | UNKNOWN
5113294 | NEPTUNE
5113296 | UNKNOWN
5113299 | UNKNOWN
5113601 | UNKNOWN
5113603 | NEPTUNE
5113605 | UNKNOWN
5113607 | UNKNOWN
5113610 | UNKNOWN
5113612 | UNKNOWN
5113614 | NEPTUNE
5113617 | NEPTUNE
5113620 | NEPTUNE
5113622 | SENSUS
5113624 | NEPTUNE
5113626 | NEPTUNE
5113628 | NEPTUNE
5113630 | NEPTUNE
5113632 | NEPTUNE
5113634 | BIF
5113636 | UNKNOWN
5113638 | NEPTUNE
5113641 | NEPTUNE
5113644 | NEPTUNE
5113646 | NEPTUNE
5113649 | NEPTUNE
5113651 | NEPTUNE
5113653 | NEPTUNE
5113655 | NEPTUNE
5113657 | NEPTUNE
5113659 | UNKNOWN
5113661 | UNKNOWN
5113662 | NEPTUNE
5113663 | NEPTUNE
5113665 | UNKNOWN
5113666 | NEPTUNE
5113667 | UNKNOWN
5113668 | NEPTUNE
5113669 | NEPTUNE
5113670 | NEPTUNE
5113671 | NEPTUNE
5113672 | NEPTUNE
5113673 | NEPTUNE
5113674 | NEPTUNE
5113676 | NEPTUNE
5113677 | NEPTUNE
5113678 | UNKNOWN
5113679 | UNKNOWN
5113680 | UNKNOWN
5113681 | UNKNOWN
5113682 | NEPTUNE
5113683 | NEPTUNE
5113684 | NEPTUNE
5113685 | NEPTUNE
5113686 | NEPTUNE
5113687 | NEPTUNE
5113689 | NEPTUNE
5113690 | UNKNOWN
5113691 | NEPTUNE
5113692 | UNKNOWN
5113693 | UNKNOWN
5113694 | NEPTUNE
5113695 | NEPTUNE
5113696 | NEPTUNE
5113697 | NEPTUNE
5113699 | NEPTUNE
5114200 | NEPTUNE
5114204 | NEPTUNE
5114206 | UNKNOWN
5114208 | UNKNOWN
5114210 | NEPTUNE
5114212 | NEPTUNE
5114214 | UNKNOWN
5114216 | NEPTUNE
5114218 | NEPTUNE
5114220 | NEPTUNE
5114222 | NEPTUNE
5114225 | NEPTUNE
5114227 | UNKNOWN
5114230 | NEPTUNE
5114232 | NEPTUNE
5114234 | NEPTUNE
5114236 | NEPTUNE
5114238 | NEPTUNE
5114240 | NEPTUNE
5114242 | NEPTUNE
5114244 | NEPTUNE
5114246 | NEPTUNE
5114248 | NEPTUNE
5114250 | NEPTUNE
5114252 | UNKNOWN
5114255 | NEPTUNE
5114257 | NEPTUNE
5114259 | NEPTUNE
5114261 | NEPTUNE
5114263 | NEPTUNE
5114265 | NEPTUNE
5114268 | NEPTUNE
5114270 | NEPTUNE
5114272 | NEPTUNE
5114274 | GREAT LAKES
5114276 | WALLACE-TIERNAN
5114279 | WALLACE-TIERNAN
5114282 | WALLACE-TIERNAN
5114284 | WALLACE-TIERNAN
5114286 | WALLACE-TIERNAN
5114287 | WALLACE-TIERNAN
5114288 | WALLACE-TIERNAN
5114289 | WALLACE-TIERNAN
5114290 | UNKNOWN
5114291 | UNKNOWN
5114293 | GREAT LAKES
5114295 | WALLACE-TIERNAN
5114298 | WALLACE-TIERNAN
5114900 | WALLACE-TIERNAN
5114903 | GREAT LAKES
5114905 | WALLACE-TIERNAN
5114907 | UNKNOWN
5114909 | WALLACE-TIERNAN
5114911 | UNKNOWN
5114913 | GREAT LAKES
5114914 | UNKNOWN
5114916 | UNKNOWN
5114918 | UNKNOWN
5114920 | UNKNOWN
5114923 | UNKNOWN
5114925 | UNKNOWN
5114928 | UNKNOWN
5114930 | UNKNOWN
5114933 | UNKNOWN
5114935 | UNKNOWN
5114937 | UNKNOWN
5114939 | UNKNOWN
5114941 | UNKNOWN
5114943 | UNKNOWN
5114945 | UNKNOWN
5114947 | UNKNOWN
5114949 | UNKNOWN
5114952 | UNKNOWN
5114955 | UNKNOWN
5114957 | UNKNOWN
5114959 | UNKNOWN
5114961 | UNKNOWN
5114963 | ROSEMOUNT
5114965 | UNKNOWN
5114968 | UNKNOWN
5114970 | UNKNOWN
5114972 | UNKNOWN
5114974 | UNKNOWN
5114976 | UNKNOWN
5114978 | UNKNOWN
5114981 | UNKNOWN
5114983 | UNKNOWN
5114985 | UNKNOWN
5114987 | UNKNOWN
5114988 | UNKNOWN
5114990 | UNKNOWN
5114992 | UNKNOWN
5114994 | UNKNOWN
5114996 | UNKNOWN
5114998 | UNKNOWN
5115500 | UNKNOWN
5115501 | UNKNOWN
5115502 | UNKNOWN
5115503 | UNKNOWN
5115504 | UNKNOWN
5115506 | UNKNOWN
5115509 | UNKNOWN
5115511 | UNKNOWN
5115513 | UNKNOWN
5115515 | UNKNOWN
5115517 | UNKNOWN
5115519 | UNKNOWN
5115521 | UNKNOWN
5115523 | UNKNOWN
5115525 | UNKNOWN
5115527 | UNKNOWN
5115529 | UNKNOWN
5115531 | UNKNOWN
5115533 | UNKNOWN
5115536 | UNKNOWN
5115538 | UNKNOWN
5115540 | UNKNOWN
5115542 | UNKNOWN
5115544 | UNKNOWN
5115547 | UNKNOWN
5115549 | UNKNOWN
5115550 | UNKNOWN
5115552 | UNKNOWN
5115554 | UNKNOWN
5115556 | UNKNOWN
5115559 | UNKNOWN
5115561 | UNKNOWN
5115564 | UNKNOWN
5115566 | UNKNOWN
5115567 | UNKNOWN
5115569 | UNKNOWN
5115571 | UNKNOWN
5115573 | UNKNOWN
5115575 | UNKNOWN
5115577 | UNKNOWN
5115579 | UNKNOWN
5115582 | UNKNOWN
5115585 | UNKNOWN
5115587 | UNKNOWN
5115589 | UNKNOWN
5115591 | UNKNOWN
5115593 | UNKNOWN
5115594 | UNKNOWN
5115595 | UNKNOWN
5115596 | UNKNOWN
5115597 | UNKNOWN
5115598 | UNKNOWN
5115599 | UNKNOWN
5116200 | UNKNOWN
5116201 | UNKNOWN
5116202 | UNKNOWN
5116203 | UNKNOWN
5116204 | UNKNOWN
5116205 | UNKNOWN
5116207 | UNKNOWN
5116209 | UNKNOWN
5116211 | UNKNOWN
5116212 | UNKNOWN
5116213 | UNKNOWN
5116214 | UNKNOWN
5116215 | UNKNOWN
5116216 | UNKNOWN
5116217 | ROSEMOUNT
5116218 | UNKNOWN
5116219 | UNKNOWN
5116220 | UNKNOWN
5116221 | UNKNOWN
5116222 | UNKNOWN
5116223 | UNKNOWN
5116224 | UNKNOWN
5116225 | UNKNOWN
5116226 | UNKNOWN
5116227 | UNKNOWN
5116228 | UNKNOWN
5116229 | UNKNOWN
5116231 | UNKNOWN
5116233 | UNKNOWN
5116234 | UNKNOWN
5116235 | UNKNOWN
5116236 | UNKNOWN
5116237 | UNKNOWN
5116238 | UNKNOWN
5116239 | UNKNOWN
5116240 | UNKNOWN
5116241 | UNKNOWN
5116242 | UNKNOWN
5116243 | UNKNOWN
5116244 | UNKNOWN
5116245 | UNKNOWN
5116246 | UNKNOWN
5116247 | UNKNOWN
5116248 | UNKNOWN
5116249 | UNKNOWN
5116250 | UNKNOWN
5116251 | UNKNOWN
5116252 | UNKNOWN
5116253 | UNKNOWN
5116254 | UNKNOWN
5116255 | UNKNOWN
5116256 | UNKNOWN
5116257 | UNKNOWN
5116258 | UNKNOWN
5116259 | UNKNOWN
5116260 | UNKNOWN
5116263 | UNKNOWN
5116265 | ROSEMOUNT
5116266 | UNKNOWN
5116267 | ROSEMOUNT
5116268 | UNKNOWN
5116269 | UNKNOWN
5116270 | UNKNOWN
5116271 | BRISTOL BABCOCK
5116272 | UNKNOWN
5116273 | BRISTOL BABCOCK
5116274 | UNKNOWN
5116275 | UNKNOWN
5116276 | UNKNOWN
5116277 | UNKNOWN
5116278 | UNKNOWN
5116279 | UNKNOWN
5116280 | UNKNOWN
5116281 | UNKNOWN
5116282 | UNKNOWN
5116283 | BRISTOL BABCOCK
5116285 | BRISTOL BABCOCK
5116287 | BRISTOL BABCOCK
5116290 | UNKNOWN
5116292 | BRISTOL BABCOCK
5116293 | BRISTOL BABCOCK
5116295 | UNKNOWN
5116297 | BRISTOL BABCOCK
5116299 | ROSEMOUNT
5116787 | UNKNOWN
5116789 | UNKNOWN
5116791 | UNKNOWN
5116793 | UNKNOWN
5116795 | UNKNOWN
5116797 | SQUARE D
5116799 | SQUARE D
5116801 | ROSEMOUNT
5116803 | ROSEMOUNT
5116805 | UNKNOWN
5116807 | UNKNOWN
5116809 | BRISTOL BABCOCK
5116811 | UNKNOWN
5116814 | UNKNOWN
5116817 | ROSEMOUNT
5116819 | ROSEMOUNT
5116822 | BRISTOL BABCOCK
5116825 | UNKNOWN
5116828 | UNKNOWN
5116831 | BRISTOL BABCOCK
5116834 | UNKNOWN
5116836 | UNKNOWN
5116839 | BRISTOL BABCOCK
5116842 | BRISTOL BABCOCK
5116845 | BRISTOL BABCOCK
5116848 | BRISTOL BABCOCK
5116852 | UNKNOWN
5116854 | BRISTOL BABCOCK
5116857 | BRISTOL BABCOCK
5116859 | UNKNOWN
5116862 | UNKNOWN
5116865 | UNKNOWN
5116868 | UNKNOWN
5116871 | UNKNOWN
5116874 | UNKNOWN
5116876 | BRISTOL BABCOCK
5116879 | UNKNOWN
5116882 | UNKNOWN
5116885 | UNKNOWN
5116889 | UNKNOWN
5116891 | ROSEMOUNT
5116894 | UNKNOWN
5116897 | UNKNOWN
5117100 | UNKNOWN
5117103 | UNKNOWN
5117106 | UNKNOWN
5117109 | ROSEMOUNT
5117112 | ROSEMOUNT
5117115 | UNKNOWN
5117118 | BRISTOL BABCOCK
5117121 | UNKNOWN
5117123 | UNKNOWN
5117127 | UNKNOWN
5117131 | BRISTOL BABCOCK
5117135 | ROSEMOUNT
5117137 | ALLEN BRADLEY
5117140 | ROSEMOUNT
5117143 | ROSEMOUNT
5117146 | UNKNOWN
5117150 | UNKNOWN
5117152 | BRISTOL BABCOCK
5117154 | BRISTOL BABCOCK
5117159 | BRISTOL BABCOCK
5117162 | BRISTOL BABCOCK
5117165 | ROSEMOUNT
5117169 | ROSEMOUNT
5117172 | ROSEMOUNT
5117175 | UNKNOWN
5117179 | BRISTOL BABCOCK
5117182 | UNKNOWN
5117185 | ROSEMOUNT
5117187 | ROSEMOUNT
5117192 | UNKNOWN
5117195 | UNKNOWN
5117198 | BRISTOL BABCOCK
5117301 | UNKNOWN
5117303 | SQUARE D
5117305 | UNKNOWN
5117307 | UNKNOWN
5117309 | UNKNOWN
5117311 | UNKNOWN
5117313 | UNKNOWN
5117315 | UNKNOWN
5117317 | UNKNOWN
5117319 | UNKNOWN
5117321 | UNKNOWN
5117323 | UNKNOWN
5117325 | UNKNOWN
5117327 | UNKNOWN
5117329 | UNKNOWN
5117331 | UNKNOWN
5117333 | UNKNOWN
5117335 | UNKNOWN
5117337 | UNKNOWN
5117339 | UNKNOWN
5117341 | UNKNOWN
5117343 | UNKNOWN
5117345 | UNKNOWN
5117347 | UNKNOWN
5117349 | UNKNOWN
5117351 | UNKNOWN
5117353 | UNKNOWN
5117355 | UNKNOWN
5117357 | UNKNOWN
5117359 | UNKNOWN
5117361 | UNKNOWN
5117363 | UNKNOWN
5117365 | UNKNOWN
5117367 | UNKNOWN
5117369 | UNKNOWN
5117372 | UNKNOWN
5117373 | UNKNOWN
5117375 | UNKNOWN
5117377 | UNKNOWN
5117379 | UNKNOWN
5117382 | UNKNOWN
5117384 | UNKNOWN
5117386 | UNKNOWN
5117388 | UNKNOWN
5117390 | UNKNOWN
5117392 | UNKNOWN
5117394 | SQUARE D
5117396 | UNKNOWN
5117398 | UNKNOWN
5117601 | BRISTOL BABCOCK
5117604 | BRISTOL BABCOCK
5117608 | UNKNOWN
5117611 | UNKNOWN
5117615 | BRISTOL BABCOCK
5117618 | BRISTOL BABCOCK
5117620 | UNKNOWN
5117623 | FOXBORO
5117627 | FOXBORO
5117900 | UNKNOWN
5117902 | UNKNOWN
5117904 | UNKNOWN
5117906 | UNKNOWN
5117908 | UNKNOWN
5117910 | UNKNOWN
5117912 | UNKNOWN
5117914 | UNKNOWN
5117917 | UNKNOWN
5117919 | UNKNOWN
5117921 | UNKNOWN
5117923 | UNKNOWN
5117925 | UNKNOWN
5117927 | UNKNOWN
5117929 | UNKNOWN
5117931 | UNKNOWN
5117933 | ASCO
5117935 | CUTLER HAMMER
5117937 | CUTLER HAMMER
5117939 | SQUARE D
5117941 | ASCO
5117943 | UNKNOWN
5117945 | UNKNOWN
5117947 | UNKNOWN
5117949 | SQUARE D
5117951 | UNKNOWN
5117953 | UNKNOWN
5117955 | SQUARE D
5117957 | GE
5117959 | UNKNOWN
5117971 | UNKNOWN
5117973 | ASCO
5117975 | UNKNOWN
5117977 | UNKNOWN
5117979 | UNKNOWN
5117981 | UNKNOWN
5117983 | UNKNOWN
5117985 | UNKNOWN
5117987 | UNKNOWN
5117989 | UNKNOWN
5117992 | UNKNOWN
5117993 | UNKNOWN
5117995 | UNKNOWN
5117996 | UNKNOWN
5117998 | UNKNOWN
5118500 | UNKNOWN
5118501 | UNKNOWN
5118502 | UNKNOWN
5118504 | CUMMINS
5118506 | UNKNOWN
5118508 | UNKNOWN
5118512 | UNKNOWN
5118514 | UNKNOWN
5118516 | UNKNOWN
5118518 | UNKNOWN
5118520 | UNKNOWN
5118524 | UNKNOWN
5118526 | UNKNOWN
5118528 | UNKNOWN
5118530 | UNKNOWN
5118532 | UNKNOWN
5118533 | UNKNOWN
5118535 | UNKNOWN
5118537 | UNKNOWN
5118543 | Cummins
5118545 | UNKNOWN
5118548 | Cummins
5118550 | CUMMINS
5118554 | UNKNOWN
5118556 | UNKNOWN
5118559 | UNKNOWN
5118561 | UNKNOWN
5118563 | UNKNOWN
5118564 | UNKNOWN
5118566 | UNKNOWN
5118568 | UNKNOWN
5118570 | UNKNOWN
5118572 | UNKNOWN
5118574 | UNKNOWN
5118576 | UNKNOWN
5118579 | UNKNOWN
5118581 | UNKNOWN
5118583 | UNKNOWN
5118585 | UNKNOWN
5118589 | UNKNOWN
5118591 | UNKNOWN
5118597 | UNKNOWN
5118599 | UNKNOWN
5118900 | UNKNOWN
5118902 | UNKNOWN
5118904 | UNKNOWN
5118906 | UNKNOWN
5118908 | UNKNOWN
5118910 | UNKNOWN
5118912 | UNKNOWN
5118914 | UNKNOWN
5118916 | UNKNOWN
5118918 | UNKNOWN
5118920 | UNKNOWN
5118921 | UNKNOWN
5118923 | UNKNOWN
5118925 | UNKNOWN
5118927 | SNYDER IND
5118929 | SNYDER IND
5118931 | SNYDER IND
5118933 | SNYDER IND
5118935 | JUSTIN
5118937 | SNYDER IND
5118939 | SNYDER IND
5118941 | UNKNOWN
5118943 | UNKNOWN
5118944 | UNKNOWN
5118946 | UNKNOWN
5118948 | NALGENE
5118950 | UNKNOWN
5118952 | UNKNOWN
5118954 | CHEM-TAINER
5118956 | UNKNOWN
5118964 | UNKNOWN
5118970 | UNKNOWN
5118987 | UNKNOWN
5119527 | UNKNOWN
5119547 | UNKNOWN
5119569 | UNKNOWN
5119580 | UNKNOWN
5119591 | UNKNOWN
5120001 | UNKNOWN
5120012 | UNKNOWN
5120023 | UNKNOWN
5120047 | UNKNOWN
5120071 | UNKNOWN
5120093 | UNKNOWN
5120617 | UNKNOWN
5120640 | UNKNOWN
5120663 | UNKNOWN
5120686 | UNKNOWN
5120800 | UNKNOWN
5120801 | UNKNOWN
5120802 | UNKNOWN
5120803 | UNKNOWN
5120804 | UNKNOWN
5120805 | UNKNOWN
5120806 | UNKNOWN
5120807 | UNKNOWN
5120808 | UNKNOWN
5120809 | UNKNOWN
5120810 | UNKNOWN
5120811 | UNKNOWN
5120812 | UNKNOWN
5120813 | UNKNOWN
5120814 | UNKNOWN
5121310 | UNKNOWN
5121334 | UNKNOWN
5121358 | UNKNOWN
5121370 | UNKNOWN
5121383 | UNKNOWN
5121396 | UNKNOWN
5122208 | PULSATRON
5122221 | UNKNOWN
5122234 | UNKNOWN
5122246 | UNKNOWN
5122263 | UNKNOWN
5122825 | UNKNOWN
5122845 | UNKNOWN
5122864 | UNKNOWN
5122885 | UNKNOWN
5123506 | UNKNOWN
5123528 | UNKNOWN
5123549 | UNKNOWN
5123571 | UNKNOWN
5123592 | UNKNOWN
5123914 | UNKNOWN
5123935 | UNKNOWN
5123957 | UNKNOWN
5123978 | UNKNOWN
5123999 | UNKNOWN
5124004 | CUTLER HAMMER
5124620 | UNKNOWN
5124641 | UNKNOWN
5124663 | UNKNOWN
5124682 | UNKNOWN
5124693 | UNKNOWN
5125004 | UNKNOWN
5125015 | UNKNOWN
5125026 | UNKNOWN
5125037 | UNKNOWN
5125048 | UNKNOWN
5125092 | UNKNOWN
5125614 | UNKNOWN
5125635 | UNKNOWN
5125656 | UNKNOWN
5125678 | UNKNOWN
5125986 | UNKNOWN
5125987 | UNKNOWN
5126100 | UNKNOWN
5126122 | UNKNOWN
5126144 | UNKNOWN
5126166 | UNKNOWN
5126189 | UNKNOWN
5126549 | UNKNOWN
5126551 | UNKNOWN
5126553 | UNKNOWN
5126555 | GE
5126558 | UNKNOWN
5126559 | UNKNOWN
5126561 | UNKNOWN
5126563 | UNKNOWN
5126565 | UNKNOWN
5126567 | UNKNOWN
5126570 | UNKNOWN
5126572 | UNKNOWN
5126573 | UNKNOWN
5126575 | UNKNOWN
5126577 | UNKNOWN
5126579 | UNKNOWN
5126581 | UNKNOWN
5126583 | UNKNOWN
5126585 | UNKNOWN
5126588 | UNKNOWN
5126590 | UNKNOWN
5126592 | UNKNOWN
5126593 | UNKNOWN
5126595 | UNKNOWN
5126598 | UNKNOWN
5126611 | UNKNOWN
5126633 | UNKNOWN
5126655 | UNKNOWN
5126677 | UNKNOWN
5126699 | UNKNOWN
5126919 | UNKNOWN
5126940 | UNKNOWN
5126956 | UNKNOWN
5126966 | UNKNOWN
5126979 | UNKNOWN
5126995 | UNKNOWN
5127606 | Bradley
5127612 | UNKNOWN
5127614 | UNKNOWN
5127616 | UNKNOWN
5127618 | UNKNOWN
5127621 | UNKNOWN
5127622 | UNKNOWN
5127624 | UNKNOWN
5127626 | UNKNOWN
5127628 | UNKNOWN
5127630 | UNKNOWN
5127632 | UNKNOWN
5127634 | UNKNOWN
5127636 | UNKNOWN
5127638 | UNKNOWN
5127640 | UNKNOWN
5127641 | UNKNOWN
5127800 | UNKNOWN
5127802 | UNKNOWN
5127804 | UNKNOWN
5127806 | UNKNOWN
5127808 | UNKNOWN
5127810 | UNKNOWN
5127811 | UNKNOWN
5127814 | UNKNOWN
5127816 | UNKNOWN
5127818 | UNKNOWN
5127820 | UNKNOWN
5127822 | UNKNOWN
5127824 | UNKNOWN
5127826 | UNKNOWN
5127829 | UNKNOWN
5127831 | UNKNOWN
5127833 | UNKNOWN
5127834 | UNKNOWN
5127835 | UNKNOWN
5127836 | UNKNOWN
5127837 | UNKNOWN
5127838 | UNKNOWN
5127841 | UNKNOWN
5127842 | UNKNOWN
5127843 | UNKNOWN
5127844 | UNKNOWN
5127845 | UNKNOWN
5127846 | UNKNOWN
5127847 | UNKNOWN
5127849 | SQUARE D
5127850 | UNKNOWN
5127851 | UNKNOWN
5127852 | SQUARE D
5127854 | SQUARE D
5127855 | SQUARE D
5127856 | GE
5127857 | SQUARE D
5127859 | SQUARE D
5127860 | GE
5127861 | SQUARE D
5127862 | SQUARE D
5127863 | UNKNOWN
5127864 | UNKNOWN
5127866 | UNKNOWN
5127869 | UNKNOWN
5127870 | UNKNOWN
5127871 | UNKNOWN
5127872 | UNKNOWN
5127873 | UNKNOWN
5127874 | UNKNOWN
5127875 | UNKNOWN
5127876 | UNKNOWN
5127877 | ASCO
5127879 | UNKNOWN
5127880 | UNKNOWN
5127881 | UNKNOWN
5127883 | UNKNOWN
5127884 | UNKNOWN
5127885 | UNKNOWN
5127887 | UNKNOWN
5127888 | UNKNOWN
5127889 | UNKNOWN
5127890 | UNKNOWN
5127892 | UNKNOWN
5127894 | UNKNOWN
5127895 | UNKNOWN
5127896 | UNKNOWN
5127899 | UNKNOWN
5128650 | UNKNOWN
5128652 | UNKNOWN
5128654 | UNKNOWN
5128656 | UNKNOWN
5128657 | UNKNOWN
5128659 | PEERLESS
5128661 | PEERLESS
5128663 | PEERLESS
5128665 | PEERLESS
5128668 | UNKNOWN
5128670 | FLYGT
5128672 | PEERLESS
5128674 | PEERLESS
5128676 | PEERLESS
5128678 | PEERLESS
5128680 | UNKNOWN
5128682 | FLYGT
5128684 | PEERLESS
5128686 | PEERLESS
5128688 | PEERLESS
5128690 | PEERLESS
5128693 | PEERLESS
5128695 | PEERLESS
5128697 | PEERLESS
5128699 | PEERLESS
5128701 | UNKNOWN
5128702 | UNKNOWN
5128703 | UNKNOWN
5128704 | SQUARE D
5128705 | UNKNOWN
5128707 | UNKNOWN
5128717 | UNKNOWN
5128718 | UNKNOWN
5128719 | UNKNOWN
5128720 | UNKNOWN
5128721 | UNKNOWN
5128722 | UNKNOWN
5128723 | UNKNOWN
5128725 | UNKNOWN
5128727 | UNKNOWN
5128728 | UNKNOWN
5128729 | UNKNOWN
5128730 | UNKNOWN
5128731 | UNKNOWN
5128732 | UNKNOWN
5128733 | UNKNOWN
5128735 | UNKNOWN
5128737 | UNKNOWN
5128738 | UNKNOWN
5128739 | UNKNOWN
5128740 | UNKNOWN
5128742 | UNKNOWN
5128743 | UNKNOWN
5128745 | UNKNOWN
5128746 | UNKNOWN
5128747 | UNKNOWN
5128748 | UNKNOWN
5128749 | UNKNOWN
5128750 | UNKNOWN
5128751 | UNKNOWN
5128752 | UNKNOWN
5128753 | UNKNOWN
5128755 | UNKNOWN
5128757 | UNKNOWN
5128758 | UNKNOWN
5128760 | UNKNOWN
5128761 | UNKNOWN
5128762 | UNKNOWN
5128764 | UNKNOWN
5128765 | UNKNOWN
5128766 | UNKNOWN
5128767 | UNKNOWN
5128768 | UNKNOWN
5128769 | UNKNOWN
5128771 | UNKNOWN
5128772 | UNKNOWN
5128773 | UNKNOWN
5128775 | UNKNOWN
5128777 | UNKNOWN
5128778 | UNKNOWN
5128779 | UNKNOWN
5128781 | UNKNOWN
5128785 | UNKNOWN
5128787 | UNKNOWN
5128789 | UNKNOWN
5128791 | UNKNOWN
5128793 | UNKNOWN
5128795 | UNKNOWN
5128797 | UNKNOWN
5128799 | UNKNOWN
5129002 | UNKNOWN
5129004 | UNKNOWN
5129006 | UNKNOWN
5129008 | AURORA
5129011 | AURORA
5129013 | WALLACE-TIERNAN
5129015 | WALLACE-TIERNAN
5129017 | WALLACE-TIERNAN
5129019 | UNKNOWN
5129021 | UNKNOWN
5129023 | UNKNOWN
5129025 | WALLACE-TIERNAN
5129027 | UNKNOWN
5129029 | WALLACE-TIERNAN
5129031 | MILTON ROY
5129032 | MILTON ROY
5129034 | MILTON ROY
5129036 | FLEX PRO
5129038 | FLEX PRO
5129040 | BLUE-WHITE INDUSTRIES
5129042 | KECO
5129043 | SIEMANS
5129045 | KECO
5129047 | GOULDS
5129049 | GOULDS
5129051 | WALLACE-TIERNAN
5129054 | WALLACE-TIERNAN
5129056 | WALLACE-TIERNAN
5129057 | WALLACE-TIERNAN
5129059 | WALLACE-TIERNAN
5129061 | UNKNOWN
5129063 | WALLACE-TIERNAN
5129065 | WALLACE-TIERNAN
5129067 | UNKNOWN
5129069 | UNKNOWN
5129072 | UNKNOWN
5129074 | FLYGT
5129076 | FLYGT
5129078 | FLYGT
5129080 | FLYGT
5129082 | FLYGT
5129085 | FLYGT
5129087 | FLYGT
5129089 | FLYGT
5129091 | FLYGT
5129093 | FLYGT
5129095 | MOYNO
5129097 | MOYNO
5129099 | MOYNO
5129300 | MOYNO
5129302 | UNKNOWN
5129304 | UNKNOWN
5129306 | MOYNO
5129308 | MOYNO
5129309 | MOYNO
5129311 | UNKNOWN
5129313 | UNKNOWN
5129315 | UNKNOWN
5129317 | UNKNOWN
5129319 | UNKNOWN
5129320 | UNKNOWN
5129322 | AURORA
5129324 | AURORA
5129326 | AURORA
5129328 | AURORA
5129330 | AURORA
5129332 | AURORA
5129335 | AURORA
5129336 | AURORA
5129337 | AURORA
5129338 | UNKNOWN
5129339 | UNKNOWN
5129340 | UNKNOWN
5129341 | UNKNOWN
5129342 | UNKNOWN
5129343 | UNKNOWN
5129344 | UNKNOWN
5129345 | UNKNOWN
5129347 | UNKNOWN
5129350 | UNKNOWN
5129352 | UNKNOWN
5129354 | UNKNOWN
5129357 | UNKNOWN
5129359 | UNKNOWN
5129362 | UNKNOWN
5129364 | UNKNOWN
5129366 | UNKNOWN
5129368 | UNKNOWN
5129371 | UNKNOWN
5129373 | UNKNOWN
5129375 | UNKNOWN
5129378 | UNKNOWN
5129380 | UNKNOWN
5129383 | UNKNOWN
5129385 | DURCO
5129387 | DURCO
5129389 | UNKNOWN
5129391 | UNKNOWN
5129394 | UNKNOWN
5129396 | UNKNOWN
5129398 | UNKNOWN
5129601 | UNKNOWN
5129604 | UNKNOWN
5129606 | UNKNOWN
5129608 | UNKNOWN
5129610 | UNKNOWN
5129612 | UNKNOWN
5129613 | UNKNOWN
5129615 | UNKNOWN
5129618 | UNKNOWN
5129620 | UNKNOWN
5129622 | UNKNOWN
5129625 | UNKNOWN
5129627 | UNKNOWN
5129629 | UNKNOWN
5129631 | UNKNOWN
5129632 | UNKNOWN
5129635 | UNKNOWN
5129637 | UNKNOWN
5129640 | UNKNOWN
5129641 | UNKNOWN
5129644 | UNKNOWN
5129646 | UNKNOWN
5129649 | UNKNOWN
5129651 | UNKNOWN
5129653 | UNKNOWN
5129655 | UNKNOWN
5129657 | UNKNOWN
5129660 | UNKNOWN
5129662 | UNKNOWN
5129664 | UNKNOWN
5129667 | UNKNOWN
5129668 | UNKNOWN
5129670 | UNKNOWN
5129672 | UNKNOWN
5129675 | UNKNOWN
5129677 | UNKNOWN
5129679 | UNKNOWN
5129681 | UNKNOWN
5129683 | UNKNOWN
5129685 | UNKNOWN
5129687 | UNKNOWN
5129689 | UNKNOWN
5129691 | UNKNOWN
5129693 | UNKNOWN
5129695 | UNKNOWN
5129698 | UNKNOWN
5129900 | UNKNOWN
5129902 | CINCINNATI FAN
5129904 | CINCINNATI FAN
5129907 | CINCINNATI FAN
5129909 | UNKNOWN
5129911 | UNKNOWN
5129913 | UNKNOWN
5129915 | UNKNOWN
5129917 | UNKNOWN
5129919 | UNKNOWN
5129921 | UNKNOWN
5129922 | UNKNOWN
5129924 | UNKNOWN
5129926 | UNKNOWN
5129928 | ATLAS CAPCO
5129930 | UNKNOWN
5129932 | UNKNOWN
5129935 | UNKNOWN
5129937 | UNKNOWN
5129939 | UNKNOWN
5129941 | UNKNOWN
5129943 | UNKNOWN
5129945 | UNKNOWN
5129947 | UNKNOWN
5129949 | UNKNOWN
5129951 | UNKNOWN
5129953 | SEW
5129955 | UNKNOWN
5129957 | UNKNOWN
5129959 | UNKNOWN
5129961 | UNKNOWN
5129963 | UNKNOWN
5129965 | UNKNOWN
5129967 | UNKNOWN
5129969 | UNKNOWN
5129971 | UNKNOWN
5129973 | UNKNOWN
5129975 | UNKNOWN
5129977 | UNKNOWN
5129979 | UNKNOWN
5129981 | UNKNOWN
5129983 | UNKNOWN
5129985 | UNKNOWN
5129987 | UNKNOWN
5129989 | UNKNOWN
5129990 | UNKNOWN
5129992 | UNKNOWN
5129994 | UNKNOWN
5129996 | UNKNOWN
5129998 | UNKNOWN
5130000 | UNKNOWN
5130002 | UNKNOWN
5130004 | UNKNOWN
5130006 | UNKNOWN
5130008 | UNKNOWN
5130010 | PHILADELPHIA
5130012 | PHILADELPHIA
5130014 | UNKNOWN
5130016 | UNKNOWN
5130018 | US MOTORS
5130020 | US MOTORS
5130022 | US MOTORS
5130024 | US MOTORS
5130026 | US MOTORS
5130029 | US MOTORS
5130031 | US MOTORS
5130033 | US ELECTRIC
5130035 | US MOTORS
5130036 | US MOTORS
5130039 | US MOTORS
5130041 | US MOTORS
5130043 | US ELECTRIC
5130045 | US ELECTRIC
5130047 | US MOTORS
5130049 | US MOTORS
5130051 | US ELECTRIC
5130053 | US ELECTRIC
5130056 | UNKNOWN
5130057 | UNKNOWN
5130059 | UNKNOWN
5130061 | UNKNOWN
5130063 | UNKNOWN
5130065 | BRISTOL BABCOCK
5130067 | FLUID COMPONENTS INTERNATIONAL
5130069 | FLUID COMPONENTS INTERNATIONAL
5130071 | FLUID COMPONENTS INTERNATIONAL
5130074 | FLUID COMPONENTS INTERNATIONAL
5130076 | FLUID COMPONENTS INTERNATIONAL
5130078 | FLUID COMPONENTS INTERNATIONAL
5130081 | BRISTOL BABCOCK
5130083 | FOXBORO
5130085 | SIGNATURE
5130087 | UNIVERSAL FLOW MONITOR
5130089 | UNIVERSAL FLOW MONITOR
5130092 | UNIVERSAL FLOW MONITOR
5130094 | INVENSYS FOXBORO
5130096 | DIETERICH STANDARD
5130098 | DIETERICH STANDARD
5130101 | UNKNOWN
5130103 | UNKNOWN
5130105 | UNKNOWN
5130107 | UNKNOWN
5130109 | UNKNOWN
5130111 | UNKNOWN
5130114 | UNKNOWN
5130116 | UNKNOWN
5130118 | UNKNOWN
5130120 | UNKNOWN
5130122 | UNKNOWN
5130124 | UNKNOWN
5130126 | UNKNOWN
5130128 | UNKNOWN
5130130 | UNKNOWN
5130133 | UNKNOWN
5130135 | UNKNOWN
5130137 | UNKNOWN
5130140 | UNKNOWN
5130142 | UNKNOWN
5130144 | UNKNOWN
5130147 | UNKNOWN
5130149 | UNKNOWN
5130151 | UNKNOWN
5130153 | UNKNOWN
5130155 | UNKNOWN
5130157 | UNKNOWN
5130159 | UNKNOWN
5130161 | UNKNOWN
5130164 | UNKNOWN
5130167 | UNKNOWN
5130169 | UNKNOWN
5130171 | UNKNOWN
5130173 | UNKNOWN
5130175 | UNKNOWN
5130177 | UNKNOWN
5130181 | UNKNOWN
5130183 | UNKNOWN
5130185 | UNKNOWN
5130187 | UNKNOWN
5130189 | UNKNOWN
5130191 | UNKNOWN
5130193 | UNKNOWN
5130195 | UNKNOWN
5130197 | UNKNOWN
5130600 | FLUID COMPONENTS INTERNATIONAL
5130602 | SIEMENS
5130605 | SIEMENS
5130607 | SIGNATURE
5130609 | INVERSYS SYSTEMS
5130611 | SIEMENS
5130613 | INVERSYS
5130616 | SIGNATURE
5130618 | SIGNATURE
5130620 | BRISTOL BABCOCK
5130623 | EVOQUA
5130625 | WALLACE-TIERNAN
5130627 | AFX IN USA
5130629 | IN USA
5130631 | IN/USA INC.
5130633 | IN USA
5130635 | IN USA
5130637 | AFX IN USA
5130639 | AFX IN USA
5130641 | IN USA
5130642 | ROSEMONT
5130643 | ROSEMONT
5130644 | ROSEMONT
5130645 | ROSEMONT
5130646 | US FILTER
5130647 | HACH
5130648 | HACH
5130649 | HACH
5130650 | HACH
5130651 | HACH
5130652 | HACH
5130653 | HACH
5130654 | HACH
5130655 | HACH
5130656 | HACH
5130657 | HACH
5130658 | HACH
5130659 | HACH
5130660 | HACH
5130661 | HACH
5130662 | HACH
5130663 | HACH
5130664 | HACH
5130665 | HACH
5130666 | UNKNOWN
5130667 | UNKNOWN
5130668 | WALLACE-TIERNAN
5130669 | CHLOR-SCALE
5130670 | CHLOR-SCALE
5130671 | UNKNOWN
5130672 | UNKNOWN
5130673 | UNKNOWN
5130674 | UNKNOWN
5130675 | UNKNOWN
5130676 | BRISTOL BABCOCK
5130677 | BRISTOL
5130678 | BRISTOL BABCOCK
5130679 | BRISTOL BABCOCK
5130680 | BRISTOL BABCOCK
5130681 | BRISTOL BABCOCK
5130682 | BRISTOL BABCOCK
5130683 | FOXBORO
5130684 | BRISTOL BABCOCK
5130686 | UNKNOWN
5130688 | UNKNOWN
5130690 | UNKNOWN
5130692 | UNKNOWN
5130694 | UNKNOWN
5130696 | UNKNOWN
5130698 | UNKNOWN
5130900 | UNKNOWN
5130902 | UNKNOWN
5130904 | UNKNOWN
5130906 | UNKNOWN
5130908 | UNKNOWN
5130910 | UNKNOWN
5130913 | UNKNOWN
5130915 | UNKNOWN
5130917 | UNKNOWN
5130920 | UNKNOWN
5130922 | UNKNOWN
5130924 | UNKNOWN
5130926 | UNKNOWN
5130928 | UNKNOWN
5130930 | UNKNOWN
5130933 | UNKNOWN
5130935 | UNKNOWN
5130937 | UNKNOWN
5130939 | UNKNOWN
5130941 | UNKNOWN
5130943 | UNKNOWN
5130945 | UNKNOWN
5130948 | UNKNOWN
5130950 | UNKNOWN
5130952 | UNKNOWN
5130954 | UNKNOWN
5130956 | UNKNOWN
5130959 | UNKNOWN
5130961 | UNKNOWN
5130963 | UNKNOWN
5130965 | UNKNOWN
5130968 | UNKNOWN
5130970 | UNKNOWN
5130972 | SQUARE D
5130974 | UNKNOWN
5130976 | SQUARE D
5130978 | UNKNOWN
5130981 | UNKNOWN
5130983 | UNKNOWN
5130985 | UNKNOWN
5130987 | UNKNOWN
5130989 | UNKNOWN
5130991 | UNKNOWN
5130993 | UNKNOWN
5130996 | UNKNOWN
5130998 | UNKNOWN
5131200 | UNKNOWN
5131202 | UNKNOWN
5131204 | UNKNOWN
5131206 | SIEMENS
5131208 | SIEMENS
5131210 | UNKNOWN
5131212 | UNKNOWN
5131214 | UNKNOWN
5131216 | UNKNOWN
5131218 | UNKNOWN
5131220 | UNKNOWN
5131222 | UNKNOWN
5131224 | UNKNOWN
5131226 | UNKNOWN
5131229 | UNKNOWN
5131231 | UNKNOWN
5131233 | UNKNOWN
5131235 | UNKNOWN
5131237 | UNKNOWN
5131240 | UNKNOWN
5131242 | UNKNOWN
5131244 | UNKNOWN
5131246 | DREXELBROOK
5131249 | UNKNOWN
5131251 | UNKNOWN
5131253 | UNKNOWN
5131256 | UNKNOWN
5131258 | UNKNOWN
5131261 | UNKNOWN
5131263 | UNKNOWN
5131265 | UNKNOWN
5131267 | UNKNOWN
5131269 | UNKNOWN
5131271 | UNKNOWN
5131274 | DREXELBROOK
5131276 | DREXELBROOK
5131278 | DREXELBROOK
5131281 | DREXELBROOK
5131283 | DREXELBROOK
5131285 | DREXELBROOK
5131287 | DREXELBROOK
5131289 | DREXELBROOK
5131292 | UNKNOWN
5131294 | UNKNOWN
5131296 | UNKNOWN
5131298 | UNKNOWN
5131701 | UNKNOWN
5131703 | UNKNOWN
5131704 | UNKNOWN
5131706 | UNKNOWN
5131708 | UNKNOWN
5131710 | UNKNOWN
5131713 | UNKNOWN
5131715 | UNKNOWN
5131717 | UNKNOWN
5131719 | UNKNOWN
5131721 | UNKNOWN
5131723 | UNKNOWN
5131725 | UNKNOWN
5131727 | UNKNOWN
5131731 | UNKNOWN
5131733 | UNKNOWN
5131735 | UNKNOWN
5131737 | UNKNOWN
5131739 | UNKNOWN
5131741 | UNKNOWN
5131743 | UNKNOWN
5131745 | UNKNOWN
5131748 | UNKNOWN
5131750 | UNKNOWN
5131752 | UNKNOWN
5131754 | UNKNOWN
5131756 | UNKNOWN
5131758 | UNKNOWN
5131760 | UNKNOWN
5131764 | UNKNOWN
5131766 | UNKNOWN
5131768 | UNKNOWN
5131770 | UNKNOWN
5131772 | UNKNOWN
5131774 | UNKNOWN
5131776 | UNKNOWN
5131778 | UNKNOWN
5131780 | UNKNOWN
5131783 | UNKNOWN
5131785 | UNKNOWN
5131787 | UNKNOWN
5131789 | UNKNOWN
5131791 | UNKNOWN
5131793 | UNKNOWN
5131796 | UNKNOWN
5131799 | UNKNOWN
5131801 | UNKNOWN
5131802 | SIEMENS
5131803 | SIEMENS
5131804 | Pulsar
5131805 | Miltronics
5131806 | Miltronics
5131807 | Miltronics
5131808 | SIEMENS
5131809 | SIEMENS
5131810 | UNKNOWN
5131811 | UNKNOWN
5131812 | DREXELBROOK ENG CO.
5131813 | SIEMENS
5131814 | UNKNOWN
5131815 | MILLTRONICS
5131816 | MILLTRONICS
5131817 | Miltronics
5131818 | Miltronics
5131819 | SIEMENS
5131820 | MILLTRONICS
5131821 | UNKNOWN
5131822 | POWELL
5131823 | DREXELBROOK
5131824 | SIEMENS
5131826 | SIEMENS
5131828 | UNKNOWN
5131830 | UNKNOWN
5131833 | UNKNOWN
5131835 | UNKNOWN
5131837 | UNKNOWN
5131839 | UNKNOWN
5131841 | UNKNOWN
5131844 | UNKNOWN
5131846 | PNEUMECATOR
5131848 | PNEUMECATOR
5131850 | UNKNOWN
5131852 | UNKNOWN
5131854 | BRISTOL BABCOCK
5131856 | BRISTOL BABCOCK
5131858 | BRISTOL BABCOCK
5131860 | FOXBORO
5131862 | BRISTOL BABCOCK
5131864 | BRISTOL BABCOCK
5131866 | BRISTOL BABCOCK
5131869 | BRISTOL BABCOCK
5131871 | FOXBORO
5131873 | FOXBORO
5131875 | UNKNOWN
5131877 | UNKNOWN
5131879 | UNKNOWN
5131881 | UNKNOWN
5131883 | UNKNOWN
5131884 | UNKNOWN
5131886 | UNKNOWN
5131888 | UNKNOWN
5131890 | UNKNOWN
5131891 | UNKNOWN
5131893 | UNKNOWN
5131895 | UNKNOWN
5131898 | UNKNOWN
5131899 | UNKNOWN
5132183 | JOHN DEERE
5132186 | UNKNOWN
5132300 | UNKNOWN
5132302 | UNKNOWN
5132304 | UNKNOWN
5132306 | UNKNOWN
5132308 | UNKNOWN
5132310 | UNKNOWN
5132312 | SQUARE D
5132315 | UNKNOWN
5132317 | UNKNOWN
5132319 | UNKNOWN
5132321 | UNKNOWN
5132323 | UNKNOWN
5132326 | UNKNOWN
5132331 | UNKNOWN
5132334 | UNKNOWN
5132337 | UNKNOWN
5132339 | UNKNOWN
5132341 | UNKNOWN
5132344 | UNKNOWN
5132346 | UNKNOWN
5132348 | UNKNOWN
5132350 | UNKNOWN
5132352 | UNKNOWN
5132354 | UNKNOWN
5132356 | UNKNOWN
5132358 | UNKNOWN
5132360 | SQUARE D
5132362 | UNKNOWN
5132366 | UNKNOWN
5132369 | SQUARE D
5132371 | SQUARE D
5132373 | ALLEN BRADLEY
5132375 | ALLEN BRADLEY
5132377 | SQUARE D
5132379 | SQUARE D
5132381 | SQUARE D
5132383 | UNKNOWN
5132385 | SQUARE D
5132388 | SQUARE D
5132390 | UNKNOWN
5132392 | SQUARE D
5132394 | SQUARE D
5132396 | SQUARE D
5132398 | SQUARE D
5132400 | UNKNOWN
5132401 | UNKNOWN
5132402 | UNKNOWN
5132403 | UNKNOWN
5132404 | UNKNOWN
5132405 | UNKNOWN
5132406 | UNKNOWN
5132407 | UNKNOWN
5132408 | UNKNOWN
5132409 | UNKNOWN
5132410 | UNKNOWN
5132411 | UNKNOWN
5132412 | UNKNOWN
5132413 | UNKNOWN
5132414 | UNKNOWN
5132415 | UNKNOWN
5132416 | UNKNOWN
5132417 | UNKNOWN
5132420 | UNKNOWN
5132422 | UNKNOWN
5132424 | UNKNOWN
5132427 | UNKNOWN
5132429 | UNKNOWN
5132431 | UNKNOWN
5132433 | UNKNOWN
5132435 | UNKNOWN
5132437 | UNKNOWN
5132439 | UNKNOWN
5132441 | UNKNOWN
5132444 | BRISTOL BABCOCK
5132446 | BRISTOL BABCOCK
5132448 | UNKNOWN
5132450 | UNKNOWN
5132452 | UNKNOWN
5132454 | ASHCROFT
5132456 | ASHCROFT
5132458 | ASHCROFT
5132460 | UNKNOWN
5132462 | UNKNOWN
5132464 | UNKNOWN
5132466 | UNKNOWN
5132468 | UNKNOWN
5132470 | UNKNOWN
5132472 | UNKNOWN
5132474 | UNKNOWN
5132476 | UNKNOWN
5132477 | UNKNOWN
5132479 | UNKNOWN
5132481 | UNKNOWN
5132483 | ASHCROFT
5132485 | UNKNOWN
5132487 | ASHCROFT
5132489 | ASHCROFT
5132491 | ASHCROFT
5132493 | ASHCROFT
5132495 | ASHCROFT
5132497 | ASHCROFT
5132499 | ASHCROFT
5132801 | ASHCROFT
5132803 | ASHCROFT
5132805 | ASHCROFT
5132807 | ASHCROFT
5132809 | ASHCROFT
5132811 | ASHCROFT
5132813 | ASHCROFT
5132815 | ASHCROFT
5132817 | UNKNOWN
5132819 | UNKNOWN
5132821 | UNKNOWN
5132822 | UNKNOWN
5132824 | UNKNOWN
5132826 | UNKNOWN
5132828 | UNKNOWN
5132830 | UNKNOWN
5132832 | UNKNOWN
5132834 | UNKNOWN
5132836 | UNKNOWN
5132838 | UNKNOWN
5132840 | UNKNOWN
5132841 | UNKNOWN
5132843 | UNKNOWN
5132845 | UNKNOWN
5132847 | UNKNOWN
5132848 | UNKNOWN
5132850 | UNKNOWN
5132851 | UNKNOWN
5132852 | UNKNOWN
5132853 | UNKNOWN
5132854 | ASHCROFT
5132855 | UNKNOWN
5132856 | UNKNOWN
5132857 | UNKNOWN
5132858 | UNKNOWN
5132859 | UNKNOWN
5132860 | UNKNOWN
5132861 | UNKNOWN
5132862 | UNKNOWN
5132863 | UNKNOWN
5132864 | UNKNOWN
5132865 | UNKNOWN
5132866 | UNKNOWN
5132867 | UNKNOWN
5132868 | UNKNOWN
5132869 | UNKNOWN
5132870 | UNKNOWN
5132871 | UNKNOWN
5132873 | UNKNOWN
5132875 | UNKNOWN
5133002 | SQUARE D
5133004 | SQUARE D
5133006 | SQUARE D
5133008 | SQUARE D
5133010 | UNKNOWN
5133012 | GE
5133014 | GE
5133016 | GE
5133019 | GE
5133021 | GE
5133024 | GE
5133026 | SQUARE D
5133028 | SQUARE D
5133030 | ALLEN BRADLEY
5133032 | ALLEN BRADLEY
5133036 | UNKNOWN
5133038 | ASCO
5133040 | CUTLER HAMMER
5133042 | ASCO
5133044 | ONAN
5133046 | UNKNOWN
5133048 | UNKNOWN
5133050 | UNKNOWN
5133052 | UNKNOWN
5133054 | SQUARE D
5133057 | UNKNOWN
5133059 | UNKNOWN
5133061 | UNKNOWN
5133063 | UNKNOWN
5133065 | UNKNOWN
5133067 | UNKNOWN
5133071 | UNKNOWN
5133073 | UNKNOWN
5133075 | UNKNOWN
5133077 | ONAN
5133079 | UNKNOWN
5133081 | WESTINGHOUSE
5133082 | UNKNOWN
5133084 | UNKNOWN
5133086 | UNKNOWN
5133088 | UNKNOWN
5133091 | UNKNOWN
5133093 | ASCO
5133095 | UNKNOWN
5133097 | UNKNOWN
5133099 | UNKNOWN
5133602 | UNKNOWN
5133605 | UNKNOWN
5133607 | UNKNOWN
5133608 | ITE
5133610 | UNKNOWN
5133612 | UNKNOWN
5133614 | UNKNOWN
5133616 | UNKNOWN
5133618 | UNKNOWN
5133620 | UNKNOWN
5133622 | UNKNOWN
5133625 | UNKNOWN
5133627 | UNKNOWN
5133629 | UNKNOWN
5133630 | UNKNOWN
5133632 | UNKNOWN
5133635 | UNKNOWN
5133638 | UNKNOWN
5133640 | UNKNOWN
5133642 | UNKNOWN
5133644 | UNKNOWN
5133646 | UNKNOWN
5133648 | UNKNOWN
5133650 | UNKNOWN
5133652 | UNKNOWN
5133654 | UNKNOWN
5133657 | UNKNOWN
5133659 | UNKNOWN
5133661 | UNKNOWN
5133664 | UNKNOWN
5133666 | UNKNOWN
5133669 | UNKNOWN
5133671 | UNKNOWN
5133673 | UNKNOWN
5133675 | UNKNOWN
5133676 | UNKNOWN
5133678 | UNKNOWN
5133680 | UNKNOWN
5133682 | UNKNOWN
5133684 | UNKNOWN
5133687 | UNKNOWN
5133689 | UNKNOWN
5133691 | UNKNOWN
5133693 | UNKNOWN
5133695 | UNKNOWN
5133697 | UNKNOWN
5134100 | UNKNOWN
5134102 | UNKNOWN
5134104 | UNKNOWN
5134106 | UNKNOWN
5134108 | UNKNOWN
5134110 | UNKNOWN
5134112 | UNKNOWN
5134114 | UNKNOWN
5134116 | UNKNOWN
5134119 | UNKNOWN
5134121 | UNKNOWN
5134123 | UNKNOWN
5134125 | UNKNOWN
5134127 | UNKNOWN
5134129 | UNKNOWN
5134132 | UNKNOWN
5134134 | UNKNOWN
5134136 | UNKNOWN
5134138 | UNKNOWN
5134141 | UNKNOWN
5134142 | UNKNOWN
5134144 | UNKNOWN
5134146 | UNKNOWN
5134150 | UNKNOWN
5134153 | UNKNOWN
5134154 | UNKNOWN
5134156 | UNKNOWN
5134158 | UNKNOWN
5134160 | UNKNOWN
5134162 | UNKNOWN
5134165 | UNKNOWN
5134167 | UNKNOWN
5134169 | UNKNOWN
5134171 | UNKNOWN
5134173 | UNKNOWN
5134175 | UNKNOWN
5134177 | UNKNOWN
5134179 | UNKNOWN
5134183 | UNKNOWN
5134185 | UNKNOWN
5134187 | UNKNOWN
5134189 | UNKNOWN
5134192 | UNKNOWN
5134194 | UNKNOWN
5134196 | UNKNOWN
5134198 | UNKNOWN
5134500 | UNKNOWN
5134502 | UNKNOWN
5134504 | UNKNOWN
5134506 | UNKNOWN
5134508 | UNKNOWN
5134511 | UNKNOWN
5134513 | UNKNOWN
5134516 | UNKNOWN
5134518 | UNKNOWN
5134519 | UNKNOWN
5134521 | UNKNOWN
5134523 | UNKNOWN
5134525 | UNKNOWN
5134528 | UNKNOWN
5134530 | UNKNOWN
5134532 | UNKNOWN
5134534 | UNKNOWN
5134536 | UNKNOWN
5134539 | UNKNOWN
5134540 | UNKNOWN
5134544 | UNKNOWN
5134546 | UNKNOWN
5134548 | UNKNOWN
5134550 | UNKNOWN
5134552 | UNKNOWN
5134554 | UNKNOWN
5134556 | UNKNOWN
5134558 | UNKNOWN
5134561 | UNKNOWN
5134564 | UNKNOWN
5134565 | UNKNOWN
5134567 | UNKNOWN
5134569 | UNKNOWN
5134571 | UNKNOWN
5134574 | UNKNOWN
5134577 | UNKNOWN
5134579 | UNKNOWN
5134581 | ITE
5134583 | UNKNOWN
5134585 | UNKNOWN
5134587 | UNKNOWN
5134589 | UNKNOWN
5134592 | UNKNOWN
5134594 | UNKNOWN
5134596 | UNKNOWN
5134598 | UNKNOWN
5134900 | UNKNOWN
5134902 | UNKNOWN
5134904 | UNKNOWN
5134908 | GE
5134910 | UNKNOWN
5134912 | ITE
5134914 | UNKNOWN
5134916 | UNKNOWN
5134918 | UNKNOWN
5134920 | UNKNOWN
5134923 | UNKNOWN
5134925 | UNKNOWN
5134927 | UNKNOWN
5134929 | UNKNOWN
5134931 | UNKNOWN
5134933 | UNKNOWN
5134935 | UNKNOWN
5134938 | UNKNOWN
5134941 | UNKNOWN
5134944 | UNKNOWN
5134946 | UNKNOWN
5134948 | UNKNOWN
5134950 | UNKNOWN
5134952 | UNKNOWN
5134955 | UNKNOWN
5134956 | UNKNOWN
5134958 | UNKNOWN
5134961 | UNKNOWN
5134962 | UNKNOWN
5134964 | UNKNOWN
5134966 | UNKNOWN
5134969 | UNKNOWN
5134971 | UNKNOWN
5134974 | UNKNOWN
5134976 | UNKNOWN
5134978 | UNKNOWN
5134980 | UNKNOWN
5134982 | UNKNOWN
5134984 | UNKNOWN
5134987 | UNKNOWN
5134989 | UNKNOWN
5134991 | UNKNOWN
5134993 | UNKNOWN
5134995 | UNKNOWN
5134997 | UNKNOWN
5134999 | UNKNOWN
5135302 | UNKNOWN
5135304 | UNKNOWN
5135306 | UNKNOWN
5135308 | UNKNOWN
5135310 | UNKNOWN
5135312 | UNKNOWN
5135314 | UNKNOWN
5135316 | UNKNOWN
5135319 | UNKNOWN
5135321 | UNKNOWN
5135323 | UNKNOWN
5135325 | UNKNOWN
5135327 | UNKNOWN
5135329 | UNKNOWN
5135332 | UNKNOWN
5135334 | UNKNOWN
5135336 | UNKNOWN
5135339 | UNKNOWN
5135341 | UNKNOWN
5135343 | UNKNOWN
5135345 | UNKNOWN
5135346 | UNKNOWN
5135349 | UNKNOWN
5135351 | UNKNOWN
5135353 | UNKNOWN
5135355 | UNKNOWN
5135357 | UNKNOWN
5135359 | UNKNOWN
5135361 | UNKNOWN
5135365 | UNKNOWN
5135368 | UNKNOWN
5135370 | UNKNOWN
5135372 | ALLEN BRADLEY
5135374 | ALLEN BRADLEY
5135376 | UNKNOWN
5135378 | UNKNOWN
5135380 | UNKNOWN
5135382 | UNKNOWN
5135385 | UNKNOWN
5135386 | GE
5135388 | UNKNOWN
5135390 | UNKNOWN
5135392 | UNKNOWN
5135393 | UNKNOWN
5135398 | UNKNOWN
5135900 | UNKNOWN
5135902 | UNKNOWN
5135904 | UNKNOWN
5135906 | UNKNOWN
5135908 | UNKNOWN
5135910 | UNKNOWN
5135912 | UNKNOWN
5135914 | UNKNOWN
5135916 | UNKNOWN
5135919 | UNKNOWN
5135921 | UNKNOWN
5135923 | UNKNOWN
5135925 | UNKNOWN
5135927 | UNKNOWN
5135931 | UNKNOWN
5135933 | UNKNOWN
5135935 | UNKNOWN
5135936 | UNKNOWN
5135937 | UNKNOWN
5135939 | UNKNOWN
5135941 | UNKNOWN
5135943 | UNKNOWN
5135945 | UNKNOWN
5135947 | UNKNOWN
5135950 | UNKNOWN
5135952 | UNKNOWN
5135954 | UNKNOWN
5135956 | UNKNOWN
5135958 | UNKNOWN
5135962 | UNKNOWN
5135963 | UNKNOWN
5135965 | UNKNOWN
5135967 | UNKNOWN
5135969 | UNKNOWN
5135971 | UNKNOWN
5135973 | UNKNOWN
5135974 | UNKNOWN
5135976 | UNKNOWN
5135978 | UNKNOWN
5135980 | UNKNOWN
5135982 | UNKNOWN
5135983 | UNKNOWN
5135984 | UNKNOWN
5135986 | UNKNOWN
5135988 | UNKNOWN
5135992 | UNKNOWN
5135993 | UNKNOWN
5135995 | UNKNOWN
5135997 | UNKNOWN
5135999 | UNKNOWN
5136117 | WESTINGHOUSE
5136119 | WESTINGHOUSE
5136121 | WESTINGHOUSE
5136123 | MAGNETEK
5136124 | MAGNETEK
5136126 | UNKNOWN
5136128 | UNKNOWN
5136130 | UNKNOWN
5136131 | UNKNOWN
5136133 | UNKNOWN
5136135 | UNKNOWN
5136137 | UNKNOWN
5136139 | UNKNOWN
5136141 | UNKNOWN
5136143 | UNKNOWN
5136144 | UNKNOWN
5136146 | UNKNOWN
5136148 | UNKNOWN
5136149 | UNKNOWN
5136151 | UNKNOWN
5136153 | UNKNOWN
5136155 | UNKNOWN
5136157 | UNKNOWN
5136158 | UNKNOWN
5136160 | UNKNOWN
5136162 | UNKNOWN
5136164 | UNKNOWN
5136166 | UNKNOWN
5136168 | UNKNOWN
5136170 | UNKNOWN
5136172 | UNKNOWN
5136174 | UNKNOWN
5136176 | UNKNOWN
5136178 | UNKNOWN
5136179 | UNKNOWN
5136182 | UNKNOWN
5136184 | UNKNOWN
5136185 | UNKNOWN
5136187 | UNKNOWN
5136189 | UNKNOWN
5136191 | UNKNOWN
5136193 | UNKNOWN
5136194 | UNKNOWN
5136196 | UNKNOWN
5136199 | UNKNOWN
5136301 | UNKNOWN
5136303 | UNKNOWN
5136305 | ALLEN BRADLEY
5136307 | UNKNOWN
5136310 | ALLEN BRADLEY
5136312 | ALLEN BRADLEY
5136315 | SQUARE D
5136317 | SQUARE D
5136319 | SQUARE D
5136323 | SQUARE D
5136325 | SQUARE D
5136327 | SQUARE D
5136329 | SQUARE D
5136331 | SQUARE D
5136333 | SQUARE D
5136335 | UNKNOWN
5136337 | UNKNOWN
5136339 | UNKNOWN
5136342 | UNKNOWN
5136344 | UNKNOWN
5136346 | UNKNOWN
5136348 | UNKNOWN
5136350 | UNKNOWN
5136353 | ALLEN BRADLEY
5136355 | ALLEN BRADLEY
5136358 | UNKNOWN
5136360 | UNKNOWN
5136362 | UNKNOWN
5136364 | UNKNOWN
5136366 | UNKNOWN
5136368 | ALLEN BRADLEY
5136370 | ALLEN BRADLEY
5136372 | UNKNOWN
5136374 | UNKNOWN
5136377 | UNKNOWN
5136379 | ALLEN BRADLEY
5136381 | ALLEN BRADLEY
5136383 | ONAN
5136385 | KOHLER
5136388 | CUMMINS
5136391 | DETROIT
5136393 | DETROIT
5136395 | DETROIT
5136397 | CUMMINS
5136399 | DETROIT
5136701 | UNKNOWN
5136702 | UNKNOWN
5136705 | UNKNOWN
5136706 | UNKNOWN
5136708 | UNKNOWN
5136710 | UNKNOWN
5136712 | UNKNOWN
5136714 | WESTINGHOUSE
5136716 | UNKNOWN
5136718 | UNKNOWN
5136720 | UNKNOWN
5136722 | UNKNOWN
5136724 | UNKNOWN
5136726 | UNKNOWN
5136728 | UNKNOWN
5136730 | UNKNOWN
5136732 | UNKNOWN
5136734 | UNKNOWN
5136736 | UNKNOWN
5136738 | UNKNOWN
5136740 | UNKNOWN
5136742 | UNKNOWN
5136744 | UNKNOWN
5136746 | UNKNOWN
5136748 | UNKNOWN
5136750 | UNKNOWN
5136752 | UNKNOWN
5136754 | UNKNOWN
5136756 | UNKNOWN
5136757 | UNKNOWN
5136759 | UNKNOWN
5136761 | UNKNOWN
5136763 | UNKNOWN
5136765 | UNKNOWN
5136767 | UNKNOWN
5136769 | UNKNOWN
5136771 | UNKNOWN
5136773 | UNKNOWN
5136775 | UNKNOWN
5136777 | UNKNOWN
5136779 | UNKNOWN
5136780 | UNKNOWN
5136782 | UNKNOWN
5136784 | UNKNOWN
5136786 | UNKNOWN
5136788 | UNKNOWN
5136790 | UNKNOWN
5136792 | UNKNOWN
5136794 | UNKNOWN
5136795 | UNKNOWN
5136797 | UNKNOWN
5136799 | UNKNOWN
5137001 | UNKNOWN
5137003 | UNKNOWN
5137005 | UNKNOWN
5137006 | UNKNOWN
5137008 | UNKNOWN
5137010 | UNKNOWN
5137012 | UNKNOWN
5137014 | UNKNOWN
5137016 | UNKNOWN
5137018 | UNKNOWN
5137020 | UNKNOWN
5137021 | UNKNOWN
5137023 | UNKNOWN
5137025 | UNKNOWN
5137027 | UNKNOWN
5137028 | UNKNOWN
5137030 | UNKNOWN
5137032 | UNKNOWN
5137034 | UNKNOWN
5137036 | UNKNOWN
5137037 | UNKNOWN
5137039 | Reliance Electric
5137041 | MARATHON ELECTRIC
5137043 | UNKNOWN
5137045 | UNKNOWN
5137047 | UNKNOWN
5137049 | UNKNOWN
5137051 | UNKNOWN
5137053 | UNKNOWN
5137055 | UNKNOWN
5137056 | UNKNOWN
5137058 | UNKNOWN
5137060 | UNKNOWN
5137062 | UNKNOWN
5137064 | UNKNOWN
5137066 | UNKNOWN
5137068 | UNKNOWN
5137069 | UNKNOWN
5137071 | UNKNOWN
5137073 | UNKNOWN
5137075 | UNKNOWN
5137077 | UNKNOWN
5137079 | UNKNOWN
5137080 | UNKNOWN
5137083 | UNKNOWN
5137084 | UNKNOWN
5137086 | UNKNOWN
5137088 | UNKNOWN
5137090 | UNKNOWN
5137092 | UNKNOWN
5137094 | UNKNOWN
5137096 | UNKNOWN
5137098 | UNKNOWN
5137201 | DETROIT
5137203 | ONAN
5137205 | DETROIT
5137207 | DETROIT
5137210 | DETROIT
5137212 | DETROIT
5137214 | CUMMINS
5137216 | CUMMINS
5137218 | CUMMINS
5137221 | INTERSTATE
5137224 | INTERSTATE
5137225 | INTERSTATE
5137227 | INTERSTATE
5137229 | INTERSTATE
5137231 | INTERSTATE
5137233 | INTERSTATE
5137235 | INTERSTATE
5137236 | INTERSTATE
5137239 | INTERSTATE
5137241 | INTERSTATE
5137243 | INTERSTATE
5137244 | INTERSTATE
5137246 | INTERSTATE
5137249 | INTERSTATE
5137252 | INTERSTATE
5137254 | INTERSTATE
5137256 | INTERSTATE
5137258 | INTERSTATE
5137260 | INTERSTATE
5137262 | INTERSTATE
5137264 | INTERSTATE
5137266 | UNKNOWN
5137268 | UNKNOWN
5137271 | INTERSTATE
5137273 | INTERSTATE
5137275 | INTERSTATE
5137277 | INTERSTATE
5137280 | INTERSTATE
5137283 | INTERSTATE
5137285 | INTERSTATE
5137287 | INTERSTATE
5137289 | INTERSTATE
5137291 | INTERSTATE
5137293 | INTERSTATE
5137295 | INTERSTATE
5137297 | ONAN
5137299 | KOHLER
5137300 | UNKNOWN
5137301 | UNKNOWN
5137303 | UNKNOWN
5137305 | UNKNOWN
5137307 | UNKNOWN
5137310 | UNKNOWN
5137313 | UNKNOWN
5137315 | UNKNOWN
5137318 | UNKNOWN
5137320 | UNKNOWN
5137323 | UNKNOWN
5137326 | UNKNOWN
5137329 | UNKNOWN
5137332 | UNKNOWN
5137334 | UNKNOWN
5137336 | UNKNOWN
5137339 | UNKNOWN
5137342 | UNKNOWN
5137344 | UNKNOWN
5137347 | UNKNOWN
5137350 | UNKNOWN
5137353 | UNKNOWN
5137356 | UNKNOWN
5137359 | UNKNOWN
5137361 | UNKNOWN
5137364 | UNKNOWN
5137367 | UNKNOWN
5137370 | UNKNOWN
5137372 | UNKNOWN
5137375 | UNKNOWN
5137377 | UNKNOWN
5137380 | UNKNOWN
5137383 | UNKNOWN
5137386 | UNKNOWN
5137388 | UNKNOWN
5137391 | UNKNOWN
5137394 | UNKNOWN
5137397 | UNKNOWN
5137399 | UNKNOWN
5137802 | UNKNOWN
5137805 | UNKNOWN
5137808 | UNKNOWN
5137811 | UNKNOWN
5137813 | UNKNOWN
5137816 | UNKNOWN
5137819 | UNKNOWN
5137821 | UNKNOWN
5137824 | UNKNOWN
5137827 | UNKNOWN
5137830 | UNKNOWN
5137832 | UNKNOWN
5137834 | UNKNOWN
5137836 | UNKNOWN
5137838 | UNKNOWN
5137839 | UNKNOWN
5137841 | UNKNOWN
5137843 | UNKNOWN
5137845 | UNKNOWN
5137847 | UNKNOWN
5137848 | UNKNOWN
5137850 | UNKNOWN
5137852 | UNKNOWN
5137854 | UNKNOWN
5137856 | UNKNOWN
5137858 | UNKNOWN
5137859 | UNKNOWN
5137861 | UNKNOWN
5137863 | UNKNOWN
5137865 | UNKNOWN
5137867 | UNKNOWN
5137869 | UNKNOWN
5137870 | UNKNOWN
5137872 | UNKNOWN
5137874 | UNKNOWN
5137876 | UNKNOWN
5137878 | UNKNOWN
5137879 | UNKNOWN
5137881 | UNKNOWN
5137883 | UNKNOWN
5137885 | UNKNOWN
5137886 | UNKNOWN
5137888 | UNKNOWN
5137890 | UNKNOWN
5137891 | UNKNOWN
5137893 | UNKNOWN
5137895 | UNKNOWN
5137897 | UNKNOWN
5137899 | UNKNOWN
5137901 | CUMMINS
5137902 | Detroit Diesel
5137904 | Detroit Diesel
5137908 | Detroit Gas
5137911 | Cummins
5137913 | Detroit Diesel
5137915 | Detroit Diesel
5137917 | UNKNOWN
5137918 | Detroit Diesel
5137920 | Detroit Diesel
5137921 | Detroit Diesel
5137923 | Detroit Diesel
5137924 | CUMMINS
5137925 | Cummins
5137926 | CUMMINS POWER
5137928 | BRISTOL BABCOCK
5137929 | BRISTOL BABCOCK
5137931 | BRISTOL BABCOCK
5137932 | BRISTOL BABCOCK
5137933 | BRISTOL BABCOCK
5137934 | BRISTOL BABCOCK
5137935 | BRISTOL BABCOCK
5137936 | BRISTOL BABCOCK
5137937 | BRISTOL BABCOCK
5137938 | BRISTOL BABCOCK
5137941 | BRISTOL BABCOCK
5137942 | BRISTOL BABCOCK
5137943 | BRISTOL BABCOCK
5137945 | BRISTOL BABCOCK
5137946 | BRISTOL BABCOCK
5137947 | BRISTOL BABCOCK
5137949 | BRISTOL BABCOCK
5137950 | BRISTOL BABCOCK
5137951 | BRISTOL BABCOCK
5137952 | BRISTOL BABCOCK
5137953 | BRISTOL BABCOCK
5137954 | BRISTOL BABCOCK
5137955 | BRISTOL BABCOCK
5137956 | BRISTOL BABCOCK
5137959 | BRISTOL BABCOCK
5137960 | BRISTOL BABCOCK
5137961 | BRISTOL BABCOCK
5137963 | BRISTOL BABCOCK
5137964 | BRISTOL BABCOCK
5137965 | BRISTOL BABCOCK
5137967 | BRISTOL BABCOCK
5137968 | BRISTOL BABCOCK
5137969 | BRISTOL BABCOCK
5137970 | BRISTOL BABCOCK
5137971 | BRISTOL BABCOCK
5137972 | BRISTOL BABCOCK
5137973 | BRISTOL BABCOCK
5137974 | BRISTOL BABCOCK
5137976 | BRISTOL BABCOCK
5137977 | BRISTOL BABCOCK
5137979 | BRISTOL BABCOCK
5137981 | BRISTOL BABCOCK
5137982 | BRISTOL BABCOCK
5137983 | BRISTOL BABCOCK
5137985 | BRISTOL BABCOCK
5137986 | BRISTOL BABCOCK
5137987 | BRISTOL BABCOCK
5137988 | BRISTOL BABCOCK
5137989 | BRISTOL BABCOCK
5137990 | BRISTOL BABCOCK
5137991 | BRISTOL BABCOCK
5137992 | BRISTOL BABCOCK
5137993 | BRISTOL BABCOCK
5137995 | BRISTOL BABCOCK
5137996 | BRISTOL BABCOCK
5137998 | BRISTOL BABCOCK
5138100 | UNKNOWN
5138102 | UNKNOWN
5138104 | UNKNOWN
5138106 | UNKNOWN
5138108 | UNKNOWN
5138110 | UNKNOWN
5138111 | UNKNOWN
5138113 | UNKNOWN
5138115 | UNKNOWN
5138117 | UNKNOWN
5138119 | UNKNOWN
5138121 | UNKNOWN
5138123 | UNKNOWN
5138125 | UNKNOWN
5138126 | UNKNOWN
5138128 | UNKNOWN
5138130 | UNKNOWN
5138132 | UNKNOWN
5138133 | UNKNOWN
5138135 | UNKNOWN
5138137 | UNKNOWN
5138139 | UNKNOWN
5138141 | UNKNOWN
5138143 | UNKNOWN
5138145 | UNKNOWN
5138148 | UNKNOWN
5138150 | UNKNOWN
5138153 | UNKNOWN
5138156 | UNKNOWN
5138159 | UNKNOWN
5138161 | UNKNOWN
5138164 | UNKNOWN
5138167 | UNKNOWN
5138170 | UNKNOWN
5138173 | UNKNOWN
5138175 | UNKNOWN
5138178 | UNKNOWN
5138181 | UNKNOWN
5138183 | UNKNOWN
5138185 | UNKNOWN
5138188 | UNKNOWN
5138191 | UNKNOWN
5138194 | WESTINGHOUSE
5138197 | UNKNOWN
5138199 | UNKNOWN
5138601 | UNKNOWN
5138604 | UNKNOWN
5138607 | UNKNOWN
5138610 | UNKNOWN
5138613 | UNKNOWN
5138616 | UNKNOWN
5138619 | UNKNOWN
5138622 | UNKNOWN
5138624 | WESTINGHOUSE
5138627 | WESTINGHOUSE
5138630 | UNKNOWN
5138633 | UNKNOWN
5138636 | UNKNOWN
5138639 | UNKNOWN
5138642 | UNKNOWN
5138644 | UNKNOWN
5138648 | WESTINGHOUSE
5138651 | UNKNOWN
5138654 | UNKNOWN
5138655 | UNKNOWN
5138659 | UNKNOWN
5138662 | UNKNOWN
5138664 | UNKNOWN
5138667 | UNKNOWN
5138670 | UNKNOWN
5138672 | UNKNOWN
5138675 | UNKNOWN
5138678 | UNKNOWN
5138681 | UNKNOWN
5138683 | UNKNOWN
5138685 | SQUARE D
5138687 | UNKNOWN
5138689 | UNKNOWN
5138692 | UNKNOWN
5138695 | UNKNOWN
5138698 | WESTINGHOUSE
5139001 | UNKNOWN
5139004 | UNKNOWN
5139007 | UNKNOWN
5139010 | SQUARE D
5139013 | UNKNOWN
5139016 | UNKNOWN
5139019 | WESTINGHOUSE
5139022 | UNKNOWN
5139025 | UNKNOWN
5139027 | UNKNOWN
5139030 | UNKNOWN
5139033 | UNKNOWN
5139037 | UNKNOWN
5139040 | UNKNOWN
5139043 | UNKNOWN
5139046 | UNKNOWN
5139049 | UNKNOWN
5139052 | UNKNOWN
5139055 | UNKNOWN
5139058 | UNKNOWN
5139060 | UNKNOWN
5139063 | UNKNOWN
5139066 | UNKNOWN
5139069 | UNKNOWN
5139072 | UNKNOWN
5139075 | UNKNOWN
5139078 | UNKNOWN
5139081 | UNKNOWN
5139084 | CUTLER HAMMER
5139087 | UNKNOWN
5139090 | UNKNOWN
5139093 | UNKNOWN
5139096 | UNKNOWN
5139099 | UNKNOWN
5139100 | BRISTOL BABCOCK
5139101 | BRISTOL BABCOCK
5139103 | BRISTOL BABCOCK
5139104 | BRISTOL BABCOCK
5139105 | BRISTOL BABCOCK
5139106 | BRISTOL BABCOCK
5139107 | BRISTOL BABCOCK
5139108 | BRISTOL BABCOCK
5139109 | BRISTOL BABCOCK
5139110 | BRISTOL BABCOCK
5139111 | BRISTOL BABCOCK
5139113 | BRISTOL BABCOCK
5139115 | BRISTOL BABCOCK
5139116 | BRISTOL BABCOCK
5139117 | BRISTOL BABCOCK
5139120 | BRISTOL BABCOCK
5139121 | BRISTOL BABCOCK
5139122 | BRISTOL BABCOCK
5139123 | BRISTOL BABCOCK
5139124 | BRISTOL BABCOCK
5139125 | BRISTOL BABCOCK
5139126 | BRISTOL BABCOCK
5139127 | BRISTOL BABCOCK
5139128 | BRISTOL BABCOCK
5139129 | BRISTOL BABCOCK
5139130 | BRISTOL BABCOCK
5139132 | BRISTOL BABCOCK
5139134 | BRISTOL BABCOCK
5139135 | BRISTOL BABCOCK
5139136 | BRISTOL BABCOCK
5139137 | BRISTOL BABCOCK
5139140 | BRISTOL BABCOCK
5139141 | BRISTOL BABCOCK
5139142 | BRISTOL BABCOCK
5139143 | BRISTOL BABCOCK
5139144 | BRISTOL BABCOCK
5139145 | BRISTOL BABCOCK
5139146 | BRISTOL BABCOCK
5139147 | BRISTOL BABCOCK
5139148 | BRISTOL BABCOCK
5139150 | BRISTOL BABCOCK
5139152 | MDS
5139153 | MDS
5139154 | MDS
5139155 | UNKNOWN
5139157 | MDS
5139158 | UNKNOWN
5139160 | UNKNOWN
5139161 | UNKNOWN
5139162 | MDS
5139163 | UNKNOWN
5139164 | MDS
5139165 | UNKNOWN
5139166 | UNKNOWN
5139167 | MDS
5139169 | UNKNOWN
5139171 | MDS
5139172 | MDS
5139173 | MDS
5139174 | MDS
5139176 | MDS
5139177 | UNKNOWN
5139178 | MDS
5139180 | UNKNOWN
5139181 | MDS
5139182 | UNKNOWN
5139183 | MDS
5139184 | UNKNOWN
5139185 | FREEWAVE
5139186 | MDS
5139187 | UNKNOWN
5139190 | MDS
5139191 | UNKNOWN
5139192 | MDS
5139193 | UNKNOWN
5139195 | MDS
5139196 | UNKNOWN
5139197 | MDS
5139198 | UNKNOWN
5139199 | UNKNOWN
5139201 | UNKNOWN
5139204 | UNKNOWN
5139207 | UNKNOWN
5139210 | UNKNOWN
5139213 | UNKNOWN
5139216 | UNKNOWN
5139219 | WESTINGHOUSE
5139222 | WESTINGHOUSE
5139225 | WESTINGHOUSE
5139229 | WESTINGHOUSE
5139232 | WESTINGHOUSE
5139235 | UNKNOWN
5139238 | UNKNOWN
5139241 | UNKNOWN
5139244 | UNKNOWN
5139247 | UNKNOWN
5139249 | UNKNOWN
5139251 | UNKNOWN
5139254 | UNKNOWN
5139257 | UNKNOWN
5139260 | UNKNOWN
5139263 | UNKNOWN
5139266 | UNKNOWN
5139268 | UNKNOWN
5139270 | UNKNOWN
5139273 | UNKNOWN
5139277 | UNKNOWN
5139280 | UNKNOWN
5139283 | UNKNOWN
5139286 | UNKNOWN
5139289 | WESTINGHOUSE
5139291 | WESTINGHOUSE
5139294 | WESTINGHOUSE
5139297 | WESTINGHOUSE
5139600 | US DRIVES
5139603 | US DRIVES
5139606 | US DRIVES
5139608 | US DRIVES
5139611 | WESTINGHOUSE
5139614 | WESTINGHOUSE
5139617 | US DRIVES
5139620 | US DRIVES
5139623 | WESTINGHOUSE
5139625 | WESTINGHOUSE
5139628 | WESTINGHOUSE
5139632 | WESTINGHOUSE
5139635 | UNKNOWN
5139639 | UNKNOWN
5139642 | UNKNOWN
5139647 | UNKNOWN
5139651 | UNKNOWN
5139654 | UNKNOWN
5139658 | UNKNOWN
5139662 | UNKNOWN
5139666 | UNKNOWN
5139670 | UNKNOWN
5139673 | UNKNOWN
5139677 | UNKNOWN
5139681 | CUTLER HAMMER
5139685 | UNKNOWN
5139689 | UNKNOWN
5139693 | UNKNOWN
5139697 | UNKNOWN
5139701 | WESTINGHOUSE
5139704 | WESTINGHOUSE
5139708 | UNKNOWN
5139711 | UNKNOWN
5139715 | WESTINGHOUSE
5139718 | WESTINGHOUSE
5139723 | UNKNOWN
5139726 | UNKNOWN
5139731 | UNKNOWN
5139735 | UNKNOWN
5139739 | UNKNOWN
5139743 | UNKNOWN
5139746 | UNKNOWN
5139750 | UNKNOWN
5139755 | UNKNOWN
5139758 | UNKNOWN
5139762 | UNKNOWN
5139765 | UNKNOWN
5139769 | UNKNOWN
5139773 | UNKNOWN
5139777 | UNKNOWN
5139780 | UNKNOWN
5139784 | UNKNOWN
5139788 | UNKNOWN
5139792 | UNKNOWN
5139796 | UNKNOWN
5139799 | UNKNOWN
5139801 | MDS
5139802 | UNKNOWN
5139803 | UNKNOWN
5139804 | UNKNOWN
5139805 | UNKNOWN
5139808 | MDS
5139809 | BRISTOL BABCOCK
5139810 | MDS
5139811 | MDS
5139813 | MDS
5139814 | MDS
5139815 | MDS
5139816 | MDS
5139817 | UNKNOWN
5139818 | MDS
5139819 | UNKNOWN
5139821 | UNKNOWN
5139822 | MDS
5139823 | MDS
5139824 | MDS
5139827 | MDS
5139828 | MDS
5139829 | UNKNOWN
5139830 | UNKNOWN
5139831 | MDS
5139833 | MDS
5139834 | MDS
5139835 | MDS
5139836 | UNKNOWN
5139837 | UNKNOWN
5139838 | UNKNOWN
5139839 | MDS
5139840 | UNKNOWN
5139842 | UNKNOWN
5139845 | UNKNOWN
5139846 | UNKNOWN
5139847 | UNKNOWN
5139848 | UNKNOWN
5139849 | UNKNOWN
5139851 | UNKNOWN
5139852 | UNKNOWN
5139853 | UNKNOWN
5139854 | UNKNOWN
5139855 | UNKNOWN
5139856 | UNKNOWN
5139857 | UNKNOWN
5139858 | UNKNOWN
5139859 | UNKNOWN
5139861 | UNKNOWN
5139864 | UNKNOWN
5139865 | UNKNOWN
5139866 | UNKNOWN
5139867 | UNKNOWN
5139869 | UNKNOWN
5139870 | UNKNOWN
5139871 | UNKNOWN
5139872 | UNKNOWN
5139873 | UNKNOWN
5139874 | UNKNOWN
5139875 | UNKNOWN
5139876 | UNKNOWN
5139877 | UNKNOWN
5139879 | UNKNOWN
5139881 | UNKNOWN
5139883 | UNKNOWN
5139884 | UNKNOWN
5139885 | UNKNOWN
5139886 | UNKNOWN
5139888 | UNKNOWN
5139889 | UNKNOWN
5139890 | UNKNOWN
5139891 | UNKNOWN
5139892 | UNKNOWN
5139893 | UNKNOWN
5139894 | UNKNOWN
5139895 | UNKNOWN
5139896 | UNKNOWN
5139899 | UNKNOWN
5140103 | UNKNOWN
5140107 | UNKNOWN
5140111 | UNKNOWN
5140115 | UNKNOWN
5140119 | UNKNOWN
5140123 | UNKNOWN
5140127 | UNKNOWN
5140130 | UNKNOWN
5140134 | UNKNOWN
5140139 | UNKNOWN
5140142 | UNKNOWN
5140145 | UNKNOWN
5140149 | UNKNOWN
5140154 | WESTINGHOUSE
5140157 | WESTINGHOUSE
5140161 | UNKNOWN
5140165 | UNKNOWN
5140168 | WESTINGHOUSE
5140172 | ENERCON ENGINEERING
5140174 | ENERCON ENGINEERING
5140178 | UNKNOWN
5140182 | WESTINGHOUSE
5140186 | UNKNOWN
5140189 | WESTINGHOUSE
5140193 | WESTINGHOUSE
5140197 | WESTINGHOUSE
5140401 | WESTINGHOUSE
5140404 | WESTINGHOUSE
5140408 | ABB
5140411 | ABB
5140415 | ABB
5140419 | CATERPILLAR
5140422 | CATERPILLAR
5140426 | CATERPILLAR
5140430 | UNKNOWN
5140434 | UNKNOWN
5140440 | UNKNOWN
5140444 | LAMARCHE
5140448 | UNKNOWN
5140452 | UNKNOWN
5140455 | UNKNOWN
5140459 | LAMARCHE
5140463 | CATERPILLAR
5140467 | CATERPILLAR
5140472 | CATERPILLAR
5140476 | BRISTOL BABCOCK
5140480 | BRISTOL BABCOCK
5140485 | BRISTOL BABCOCK
5140487 | BRISTOL BABCOCK
5140489 | BRISTOL BABCOCK
5140492 | BRISTOL BABCOCK
5140495 | BRISTOL BABCOCK
5140498 | BRISTOL BABCOCK
5140601 | BRISTOL BABCOCK
5140604 | BRISTOL BABCOCK
5140606 | BRISTOL BABCOCK
5140609 | BRISTOL BABCOCK
5140612 | BRISTOL BABCOCK
5140615 | BRISTOL BABCOCK
5140619 | BRISTOL BABCOCK
5140621 | BRISTOL BABCOCK
5140624 | BRISTOL BABCOCK
5140626 | BRISTOL BABCOCK
5140630 | BRISTOL BABCOCK
5140633 | BRISTOL BABCOCK
5140636 | UNKNOWN
5140639 | UNKNOWN
5140641 | UNKNOWN
5140643 | UNKNOWN
5140647 | UNKNOWN
5140650 | UNKNOWN
5140652 | UNKNOWN
5140654 | UNKNOWN
5140657 | UNKNOWN
5140661 | UNKNOWN
5140663 | POLYPROCESSING
5140667 | UNKNOWN
5140670 | UNKNOWN
5140673 | UNKNOWN
5140674 | UNKNOWN
5140677 | UNKNOWN
5140678 | UNKNOWN
5140680 | UNKNOWN
5140682 | UNKNOWN
5140684 | UNKNOWN
5140686 | UNKNOWN
5140688 | UNKNOWN
5140691 | UNKNOWN
5140693 | UNKNOWN
5140694 | UNKNOWN
5140697 | UNKNOWN
5140699 | UNKNOWN
5140900 | UNKNOWN
5140902 | CHEM-TAINER
5140903 | UNKNOWN
5140904 | UNKNOWN
5140905 | UNKNOWN
5140907 | UNKNOWN
5140908 | UNKNOWN
5140909 | SNYDER IND
5140910 | POLYPROCESSING
5140911 | POLYPROCESSING
5140912 | UNKNOWN
5140913 | UNKNOWN
5140914 | UNKNOWN
5140916 | UNKNOWN
5140918 | UNKNOWN
5140919 | UNKNOWN
5140920 | UNKNOWN
5140922 | UNKNOWN
5140923 | UNKNOWN
5140925 | UNKNOWN
5140926 | UNKNOWN
5140927 | UNKNOWN
5140928 | UNKNOWN
5140929 | UNKNOWN
5140930 | UNKNOWN
5140931 | UNKNOWN
5140932 | UNKNOWN
5140933 | UNKNOWN
5140934 | UNKNOWN
5140937 | UNKNOWN
5140938 | UNKNOWN
5140939 | UNKNOWN
5140941 | UNKNOWN
5140942 | UNKNOWN
5140944 | UNKNOWN
5140945 | UNKNOWN
5140946 | UNKNOWN
5140947 | UNKNOWN
5140948 | UNKNOWN
5140949 | UNKNOWN
5140950 | UNKNOWN
5140951 | UNKNOWN
5140952 | UNKNOWN
5140953 | UNKNOWN
5140956 | UNKNOWN
5140957 | RAVEN
5140958 | UNKNOWN
5140960 | UNKNOWN
5140961 | UNKNOWN
5140962 | UNKNOWN
5140964 | POLYPROCESSING
5140965 | UNKNOWN
5140966 | UNKNOWN
5140967 | UNKNOWN
5140968 | UNKNOWN
5140969 | UNKNOWN
5140970 | CHEM-TAINER
5140971 | SNYDER IND
5140972 | UNKNOWN
5140975 | UNKNOWN
5140977 | UNKNOWN
5140978 | UNKNOWN
5140979 | UNKNOWN
5140980 | UNKNOWN
5140981 | UNKNOWN
5140983 | UNKNOWN
5140984 | POLYPROCESSING
5140985 | UNKNOWN
5140986 | UNKNOWN
5140987 | UNKNOWN
5140988 | UNKNOWN
5140989 | UNKNOWN
5140990 | UNKNOWN
5140992 | UNKNOWN
5140995 | CHEM-TAINER
5140996 | UNKNOWN
5140997 | UNKNOWN
5140998 | UNKNOWN
5140999 | UNKNOWN
5141101 | UNKNOWN
5141103 | UNKNOWN
5141105 | UNKNOWN
5141107 | UNKNOWN
5141109 | UNKNOWN
5141111 | UNKNOWN
5141113 | UNKNOWN
5141115 | UNKNOWN
5141117 | UNKNOWN
5141119 | UNKNOWN
5141121 | UNKNOWN
5141123 | UNKNOWN
5141125 | UNKNOWN
5141127 | UNKNOWN
5141129 | UNKNOWN
5141131 | UNKNOWN
5141133 | UNKNOWN
5141135 | UNKNOWN
5141138 | UNKNOWN
5141140 | UNKNOWN
5141142 | UNKNOWN
5141144 | UNKNOWN
5141146 | WALLACE-TIERNAN
5141148 | WALLACE-TIERNAN
5141150 | WALLACE-TIERNAN
5141152 | WALLACE-TIERNAN
5141154 | WALLACE-TIERNAN
5141156 | WALLACE-TIERNAN
5141158 | WALLACE-TIERNAN
5141160 | WALLACE-TIERNAN
5141162 | WALLACE-TIERNAN
5141165 | WALLACE-TIERNAN
5141168 | WALLACE-TIERNAN
5141171 | WALLACE-TIERNAN
5141174 | WALLACE-TIERNAN
5141177 | WALLACE-TIERNAN
5141180 | WALLACE-TIERNAN
5141183 | UNKNOWN
5141186 | WALLACE-TIERNAN
5141189 | UNKNOWN
5141192 | UNKNOWN
5141194 | UNKNOWN
5141197 | UNKNOWN
5141400 | UNKNOWN
5141403 | UNKNOWN
5141406 | UNKNOWN
5141409 | UNKNOWN
5141412 | UNKNOWN
5141415 | UNKNOWN
5141418 | WALLACE-TIERNAN
5141421 | WALLACE-TIERNAN
5141425 | WALLACE-TIERNAN
5141428 | UNKNOWN
5141431 | UNKNOWN
5141434 | UNKNOWN
5141438 | UNKNOWN
5141441 | UNKNOWN
5141444 | UNKNOWN
5141447 | UNKNOWN
5141450 | UNKNOWN
5141453 | UNKNOWN
5141456 | UNKNOWN
5141459 | UNKNOWN
5141462 | UNKNOWN
5141465 | UNKNOWN
5141467 | UNKNOWN
5141471 | WALLACE-TIERNAN
5141474 | WALLACE-TIERNAN
5141476 | WALLACE-TIERNAN
5141479 | WALLACE-TIERNAN
5141481 | WALLACE-TIERNAN
5141483 | UNKNOWN
5141486 | UNKNOWN
5141488 | UNKNOWN
5141491 | UNKNOWN
5141493 | UNKNOWN
5141495 | UNKNOWN
5141498 | UNKNOWN
5141776 | UNKNOWN
5141802 | UNKNOWN
5141804 | UNKNOWN
5141806 | UNKNOWN
5141809 | UNKNOWN
5141812 | UNKNOWN
5141815 | UNKNOWN
5141818 | UNKNOWN
5141820 | UNKNOWN
5141823 | UNKNOWN
5141826 | UNKNOWN
5141831 | UNKNOWN
5141834 | UNKNOWN
5141839 | UNKNOWN
5141843 | UNKNOWN
5141846 | WALLACE-TIERNAN
5141850 | UNKNOWN
5141853 | UNKNOWN
5141857 | UNKNOWN
5141861 | UNKNOWN
5141864 | UNKNOWN
5141868 | UNKNOWN
5141872 | UNKNOWN
5141876 | UNKNOWN
5141880 | UNKNOWN
5141884 | UNKNOWN
5141888 | UNKNOWN
5141892 | UNKNOWN
5141896 | UNKNOWN
5141900 | UNKNOWN
5141904 | UNKNOWN
5141908 | UNKNOWN
5141912 | UNKNOWN
5141916 | UNKNOWN
5141920 | UNKNOWN
5141924 | UNKNOWN
5141928 | UNKNOWN
5141932 | UNKNOWN
5141936 | UNKNOWN
5141940 | UNKNOWN
5141945 | UNKNOWN
5141948 | UNKNOWN
5141952 | UNKNOWN
5141955 | UNKNOWN
5141959 | UNKNOWN
5141964 | SEW
5141967 | UNKNOWN
5141971 | UNKNOWN
5141975 | UNKNOWN
5141979 | UNKNOWN
5141983 | POWELL
5141986 | UNKNOWN
5141991 | UNKNOWN
5141994 | UNKNOWN
5141997 | UNKNOWN
5142001 | UNKNOWN
5142002 | UNKNOWN
5142003 | UNKNOWN
5142004 | UNKNOWN
5142005 | UNKNOWN
5142006 | UNKNOWN
5142007 | UNKNOWN
5142008 | UNKNOWN
5142009 | UNKNOWN
5142010 | UNKNOWN
5142013 | UNKNOWN
5142014 | UNKNOWN
5142015 | UNKNOWN
5142016 | SEVERN TRENT
5142017 | SEVERN TRENT
5142019 | UNKNOWN
5142020 | UNKNOWN
5142021 | UNKNOWN
5142022 | UNKNOWN
5142023 | UNKNOWN
5142024 | UNKNOWN
5142025 | UNKNOWN
5142026 | SEVERN TRENT
5142027 | UNKNOWN
5142029 | UNKNOWN
5142031 | UNKNOWN
5142032 | SEVERN TRENT
5142033 | SEVERN TRENT
5142034 | SEVERN TRENT
5142035 | UNKNOWN
5142036 | UNKNOWN
5142037 | UNKNOWN
5142038 | UNKNOWN
5142039 | UNKNOWN
5142040 | UNKNOWN
5142041 | UNKNOWN
5142043 | UNKNOWN
5142044 | UNKNOWN
5142045 | UNKNOWN
5142047 | UNKNOWN
5142049 | UNKNOWN
5142050 | UNKNOWN
5142051 | UNKNOWN
5142052 | UNKNOWN
5142054 | UNKNOWN
5142055 | UNKNOWN
5142056 | WALLACE-TIERNAN
5142057 | UNKNOWN
5142058 | UNKNOWN
5142059 | UNKNOWN
5142061 | UNKNOWN
5142062 | UNKNOWN
5142063 | UNKNOWN
5142064 | UNKNOWN
5142066 | UNKNOWN
5142068 | UNKNOWN
5142069 | UNKNOWN
5142070 | UNKNOWN
5142072 | UNKNOWN
5142073 | UNKNOWN
5142074 | UNKNOWN
5142075 | UNKNOWN
5142076 | UNKNOWN
5142077 | UNKNOWN
5142078 | UNKNOWN
5142080 | UNKNOWN
5142081 | UNKNOWN
5142082 | UNKNOWN
5142083 | UNKNOWN
5142086 | UNKNOWN
5142087 | UNKNOWN
5142088 | UNKNOWN
5142089 | UNKNOWN
5142091 | UNKNOWN
5142092 | UNKNOWN
5142093 | UNKNOWN
5142094 | UNKNOWN
5142095 | UNKNOWN
5142096 | UNKNOWN
5142098 | UNKNOWN
5142099 | UNKNOWN
5142200 | UNKNOWN
5142203 | UNKNOWN
5142205 | UNKNOWN
5142208 | UNKNOWN
5142211 | UNKNOWN
5142214 | UNKNOWN
5142217 | UNKNOWN
5142220 | UNKNOWN
5142223 | UNKNOWN
5142226 | UNKNOWN
5142229 | UNKNOWN
5142232 | UNKNOWN
5142235 | UNKNOWN
5142237 | UNKNOWN
5142240 | UNKNOWN
5142243 | UNKNOWN
5142246 | UNKNOWN
5142249 | UNKNOWN
5142252 | UNKNOWN
5142255 | UNKNOWN
5142257 | UNKNOWN
5142260 | UNKNOWN
5142263 | UNKNOWN
5142266 | UNKNOWN
5142269 | UNKNOWN
5142272 | UNKNOWN
5142274 | UNKNOWN
5142277 | UNKNOWN
5142280 | UNKNOWN
5142283 | UNKNOWN
5142285 | UNKNOWN
5142288 | UNKNOWN
5142291 | UNKNOWN
5142294 | UNKNOWN
5142297 | UNKNOWN
5142299 | UNKNOWN
5142402 | UNKNOWN
5142405 | UNKNOWN
5142408 | UNKNOWN
5142411 | UNKNOWN
5142414 | UNKNOWN
5142416 | UNKNOWN
5142419 | UNKNOWN
5142422 | UNKNOWN
5142425 | UNKNOWN
5142428 | UNKNOWN
5142430 | UNKNOWN
5142433 | UNKNOWN
5142436 | UNKNOWN
5142439 | UNKNOWN
5142441 | UNKNOWN
5142443 | UNKNOWN
5142445 | UNKNOWN
5142447 | UNKNOWN
5142448 | UNKNOWN
5142451 | UNKNOWN
5142453 | UNKNOWN
5142455 | UNKNOWN
5142457 | UNKNOWN
5142459 | UNKNOWN
5142461 | UNKNOWN
5142462 | UNKNOWN
5142464 | UNKNOWN
5142466 | UNKNOWN
5142468 | UNKNOWN
5142470 | UNKNOWN
5142472 | UNKNOWN
5142474 | UNKNOWN
5142477 | UNKNOWN
5142479 | UNKNOWN
5142481 | UNKNOWN
5142483 | UNKNOWN
5142484 | UNKNOWN
5142486 | UNKNOWN
5142489 | UNKNOWN
5142492 | UNKNOWN
5142495 | UNKNOWN
5142498 | UNKNOWN
5142901 | UNKNOWN
5142904 | UNKNOWN
5142907 | UNKNOWN
5142910 | UNKNOWN
5142913 | UNKNOWN
5142916 | UNKNOWN
5142919 | UNKNOWN
5142921 | UNKNOWN
5142924 | UNKNOWN
5142927 | UNKNOWN
5142930 | UNKNOWN
5142932 | UNKNOWN
5142934 | UNKNOWN
5142937 | UNKNOWN
5142940 | UNKNOWN
5142942 | UNKNOWN
5142945 | UNKNOWN
5142948 | UNKNOWN
5142951 | UNKNOWN
5142954 | UNKNOWN
5142958 | UNKNOWN
5142962 | UNKNOWN
5142966 | UNKNOWN
5142970 | UNKNOWN
5142974 | DUPONT
5142978 | LAKELAND
5142982 | LAKELAND
5142986 | LAKELAND
5142990 | DUPONT
5142994 | LAKELAND
5142998 | LAKELAND
5143000 | UNKNOWN
5143001 | UNKNOWN
5143004 | UNKNOWN
5143005 | UNKNOWN
5143006 | UNKNOWN
5143007 | UNKNOWN
5143009 | UNKNOWN
5143010 | UNKNOWN
5143011 | UNKNOWN
5143012 | UNKNOWN
5143013 | UNKNOWN
5143015 | UNKNOWN
5143016 | UNKNOWN
5143017 | UNKNOWN
5143018 | UNKNOWN
5143020 | UNKNOWN
5143022 | UNKNOWN
5143023 | UNKNOWN
5143024 | UNKNOWN
5143025 | UNKNOWN
5143027 | UNKNOWN
5143028 | UNKNOWN
5143029 | UNKNOWN
5143030 | UNKNOWN
5143031 | UNKNOWN
5143032 | UNKNOWN
5143034 | UNKNOWN
5143035 | UNKNOWN
5143036 | UNKNOWN
5143038 | UNKNOWN
5143040 | UNKNOWN
5143041 | UNKNOWN
5143042 | UNKNOWN
5143043 | UNKNOWN
5143044 | UNKNOWN
5143046 | UNKNOWN
5143047 | UNKNOWN
5143048 | UNKNOWN
5143049 | UNKNOWN
5143050 | UNKNOWN
5143052 | UNKNOWN
5143053 | UNKNOWN
5143054 | UNKNOWN
5143056 | UNKNOWN
5143058 | UNKNOWN
5143059 | UNKNOWN
5143060 | UNKNOWN
5143061 | UNKNOWN
5143062 | UNKNOWN
5143064 | UNKNOWN
5143065 | UNKNOWN
5143066 | SEW
5143067 | UNKNOWN
5143069 | UNKNOWN
5143070 | UNKNOWN
5143071 | UNKNOWN
5143072 | UNKNOWN
5143074 | UNKNOWN
5143076 | UNKNOWN
5143077 | UNKNOWN
5143078 | UNKNOWN
5143079 | UNKNOWN
5143080 | UNKNOWN
5143081 | UNKNOWN
5143083 | UNKNOWN
5143084 | UNKNOWN
5143085 | UNKNOWN
5143087 | UNKNOWN
5143088 | UNKNOWN
5143089 | UNKNOWN
5143090 | UNKNOWN
5143092 | UNKNOWN
5143094 | UNKNOWN
5143095 | UNKNOWN
5143096 | UNKNOWN
5143097 | DAYTON
5143098 | UNKNOWN
5143099 | UNKNOWN
5143102 | UNKNOWN
5143106 | WALLACE-TIERNAN
5143110 | WALLACE-TIERNAN
5143114 | UNKNOWN
5143118 | UNKNOWN
5143123 | UNKNOWN
5143127 | UNKNOWN
5143131 | UNKNOWN
5143134 | UNKNOWN
5143138 | UNKNOWN
5143142 | UNKNOWN
5143146 | UNKNOWN
5143150 | UNKNOWN
5143154 | UNKNOWN
5143158 | UNKNOWN
5143162 | UNKNOWN
5143165 | UNKNOWN
5143169 | UNKNOWN
5143172 | UNKNOWN
5143176 | UNKNOWN
5143181 | UNKNOWN
5143184 | UNKNOWN
5143188 | UNKNOWN
5143194 | UNKNOWN
5143199 | SCOTT
5143301 | SCOTT
5143305 | SCOTT
5143309 | SCOTT
5143315 | SCOTT
5143318 | SCOTT
5143321 | SCOTT
5143326 | SCOTT
5143329 | SCOTT
5143334 | UNKNOWN
5143340 | UNKNOWN
5143344 | UNKNOWN
5143348 | UNKNOWN
5143352 | UNKNOWN
5143355 | UNKNOWN
5143359 | UNKNOWN
5143363 | UNKNOWN
5143367 | UNKNOWN
5143371 | UNKNOWN
5143375 | UNKNOWN
5143378 | UNKNOWN
5143383 | UNKNOWN
5143387 | UNKNOWN
5143390 | UNKNOWN
5143395 | UNKNOWN
5143399 | UNKNOWN
5143403 | UNKNOWN
5143407 | UNKNOWN
5143411 | UNKNOWN
5143415 | UNKNOWN
5143420 | UNKNOWN
5143423 | UNKNOWN
5143427 | UNKNOWN
5143431 | UNKNOWN
5143435 | UNKNOWN
5143439 | UNKNOWN
5143442 | UNKNOWN
5143446 | UNKNOWN
5143450 | UNKNOWN
5143453 | UNKNOWN
5143457 | UNKNOWN
5143460 | UNKNOWN
5143464 | UNKNOWN
5143467 | UNKNOWN
5143471 | UNKNOWN
5143476 | UNKNOWN
5143481 | UNKNOWN
5143484 | UNKNOWN
5143487 | UNKNOWN
5143491 | UNKNOWN
5143496 | UNKNOWN
5143700 | UNKNOWN
5143704 | UNKNOWN
5143707 | UNKNOWN
5143711 | UNKNOWN
5143715 | UNKNOWN
5143718 | UNKNOWN
5143722 | UNKNOWN
5143726 | UNKNOWN
5143730 | UNKNOWN
5143733 | UNKNOWN
5143737 | UNKNOWN
5143741 | UNKNOWN
5143745 | UNKNOWN
5143748 | UNKNOWN
5143752 | UNKNOWN
5143755 | UNKNOWN
5143758 | UNKNOWN
5143760 | UNKNOWN
5143763 | UNKNOWN
5143766 | UNKNOWN
5143769 | UNKNOWN
5143772 | UNKNOWN
5143774 | UNKNOWN
5143776 | UNKNOWN
5143780 | UNKNOWN
5143782 | UNKNOWN
5143785 | UNKNOWN
5143788 | UNKNOWN
5143791 | UNKNOWN
5143794 | UNKNOWN
5143796 | UNKNOWN
5143799 | UNKNOWN
5143801 | UNKNOWN
5143802 | UNKNOWN
5143803 | UNKNOWN
5143805 | UNKNOWN
5143807 | UNKNOWN
5143808 | UNKNOWN
5143809 | UNKNOWN
5143810 | UNKNOWN
5143812 | UNKNOWN
5143813 | UNKNOWN
5143814 | UNKNOWN
5143815 | UNKNOWN
5143816 | UNKNOWN
5143818 | UNKNOWN
5143819 | UNKNOWN
5143820 | UNKNOWN
5143821 | UNKNOWN
5143822 | UNKNOWN
5143824 | UNKNOWN
5143826 | UNKNOWN
5143827 | UNKNOWN
5143828 | UNKNOWN
5143829 | UNKNOWN
5143831 | UNKNOWN
5143832 | FRIGIDAIRE
5143833 | DAYTON
5143834 | QMARK
5143835 | UNKNOWN
5143836 | DAYTON
5143837 | QMARK
5143839 | UNKNOWN
5143840 | UNKNOWN
5143841 | UNKNOWN
5143843 | UNKNOWN
5143845 | UNKNOWN
5143846 | UNKNOWN
5143847 | UNKNOWN
5143848 | UNKNOWN
5143850 | UNKNOWN
5143851 | UNKNOWN
5143852 | UNKNOWN
5143853 | UNKNOWN
5143854 | UNKNOWN
5143855 | UNKNOWN
5143857 | UNKNOWN
5143858 | UNKNOWN
5143859 | UNKNOWN
5143861 | UNKNOWN
5143863 | UNKNOWN
5143864 | UNKNOWN
5143865 | UNKNOWN
5143866 | UNKNOWN
5143868 | UNKNOWN
5143869 | UNKNOWN
5143870 | UNKNOWN
5143871 | UNKNOWN
5143872 | UNKNOWN
5143873 | UNKNOWN
5143874 | UNKNOWN
5143876 | UNKNOWN
5143877 | UNKNOWN
5143878 | UNKNOWN
5143880 | UNKNOWN
5143882 | UNKNOWN
5143883 | UNKNOWN
5143884 | UNKNOWN
5143885 | UNKNOWN
5143887 | UNKNOWN
5143888 | UNKNOWN
5143889 | UNKNOWN
5143890 | UNKNOWN
5143891 | UNKNOWN
5143892 | UNKNOWN
5143893 | UNKNOWN
5143894 | UNKNOWN
5143896 | UNKNOWN
5143897 | UNKNOWN
5143898 | UNKNOWN
5144000 | UNKNOWN
5144003 | UNKNOWN
5144005 | UNKNOWN
5144007 | UNKNOWN
5144009 | UNKNOWN
5144011 | UNKNOWN
5144202 | UNKNOWN
5144205 | UNKNOWN
5144208 | UNKNOWN
5144211 | UNKNOWN
5144214 | UNKNOWN
5144215 | UNKNOWN
5144217 | UNKNOWN
5144219 | UNKNOWN
5144221 | UNKNOWN
5144222 | UNKNOWN
5144224 | UNKNOWN
5144226 | UNKNOWN
5144228 | UNKNOWN
5144230 | UNKNOWN
5144233 | UNKNOWN
5144236 | UNKNOWN
5144239 | UNKNOWN
5144241 | UNKNOWN
5144246 | UNKNOWN
5144247 | UNKNOWN
5144251 | UNKNOWN
5144253 | UNKNOWN
5144255 | UNKNOWN
5144257 | UNKNOWN
5144259 | UNKNOWN
5144261 | UNKNOWN
5144264 | UNKNOWN
5144267 | UNKNOWN
5144270 | UNKNOWN
5144273 | UNKNOWN
5144276 | UNKNOWN
5144278 | UNKNOWN
5144281 | UNKNOWN
5144284 | UNKNOWN
5144287 | UNKNOWN
5144289 | UNKNOWN
5144292 | UNKNOWN
5144295 | UNKNOWN
5144298 | UNKNOWN
5144509 | UNKNOWN
5144510 | UNKNOWN
5144512 | UNKNOWN
5144513 | UNKNOWN
5144514 | UNKNOWN
5144515 | UNKNOWN
5144517 | UNKNOWN
5144519 | UNKNOWN
5144521 | UNKNOWN
5144523 | UNKNOWN
5144524 | UNKNOWN
5144526 | UNKNOWN
5144529 | UNKNOWN
5144531 | UNKNOWN
5144533 | UNKNOWN
5144535 | UNKNOWN
5144537 | UNKNOWN
5144540 | UNKNOWN
5144542 | UNKNOWN
5144544 | UNKNOWN
5144546 | ABB
5144548 | UNKNOWN
5144550 | UNKNOWN
5144554 | UNKNOWN
5144556 | UNKNOWN
5144559 | UNKNOWN
5144561 | UNKNOWN
5144563 | UNKNOWN
5144566 | UNKNOWN
5144568 | UNKNOWN
5144570 | UNKNOWN
5144572 | UNKNOWN
5144574 | UNKNOWN
5144576 | UNKNOWN
5144579 | UNKNOWN
5144581 | UNKNOWN
5144583 | UNKNOWN
5144585 | UNKNOWN
5144587 | UNKNOWN
5144589 | UNKNOWN
5144591 | UNKNOWN
5144593 | UNKNOWN
5144595 | UNKNOWN
5144597 | UNKNOWN
5144599 | UNKNOWN
5144600 | UNKNOWN
5144603 | UNKNOWN
5144605 | UNKNOWN
5144609 | UNKNOWN
5144612 | UNKNOWN
5144615 | UNKNOWN
5144618 | UNKNOWN
5144621 | UNKNOWN
5144624 | UNKNOWN
5144626 | UNKNOWN
5144629 | UNKNOWN
5144633 | UNKNOWN
5144636 | UNKNOWN
5144638 | UNKNOWN
5144641 | UNKNOWN
5144644 | UNKNOWN
5144647 | UNKNOWN
5144650 | UNKNOWN
5144653 | UNKNOWN
5144656 | UNKNOWN
5144659 | UNKNOWN
5144662 | UNKNOWN
5144665 | UNKNOWN
5144668 | UNKNOWN
5144671 | UNKNOWN
5144674 | UNKNOWN
5144677 | UNKNOWN
5144680 | UNKNOWN
5144683 | UNKNOWN
5144686 | UNKNOWN
5144689 | UNKNOWN
5144692 | UNKNOWN
5144694 | UNKNOWN
5144697 | UNKNOWN
5144801 | UNKNOWN
5144804 | UNKNOWN
5144807 | UNKNOWN
5144810 | UNKNOWN
5144812 | UNKNOWN
5144815 | UNKNOWN
5144818 | UNKNOWN
5144822 | UNKNOWN
5144825 | UNKNOWN
5144828 | UNKNOWN
5144831 | UNKNOWN
5144834 | UNKNOWN
5144836 | UNKNOWN
5144838 | UNKNOWN
5144840 | UNKNOWN
5144843 | UNKNOWN
5144846 | UNKNOWN
5144849 | UNKNOWN
5144851 | UNKNOWN
5144853 | UNKNOWN
5144856 | UNKNOWN
5144859 | UNKNOWN
5144862 | UNKNOWN
5144865 | UNKNOWN
5144867 | UNKNOWN
5144870 | UNKNOWN
5144873 | UNKNOWN
5144875 | UNKNOWN
5144877 | UNKNOWN
5144880 | UNKNOWN
5144883 | UNKNOWN
5144886 | UNKNOWN
5144889 | UNKNOWN
5144892 | UNKNOWN
5144895 | UNKNOWN
5144898 | UNKNOWN
5144900 | UNKNOWN
5144902 | UNKNOWN
5144903 | UNKNOWN
5144904 | UNKNOWN
5144906 | UNKNOWN
5144907 | UNKNOWN
5144908 | UNKNOWN
5144909 | UNKNOWN
5144910 | UNKNOWN
5144911 | UNKNOWN
5144912 | UNKNOWN
5144914 | UNKNOWN
5144915 | UNKNOWN
5144917 | UNKNOWN
5144918 | UNKNOWN
5144920 | UNKNOWN
5144921 | UNKNOWN
5144922 | UNKNOWN
5144923 | UNKNOWN
5144925 | UNKNOWN
5144926 | UNKNOWN
5144927 | UNKNOWN
5144928 | UNKNOWN
5144929 | UNKNOWN
5144930 | UNKNOWN
5144931 | UNKNOWN
5144932 | UNKNOWN
5144934 | UNKNOWN
5144935 | UNKNOWN
5144937 | UNKNOWN
5144938 | UNKNOWN
5144939 | UNKNOWN
5144940 | UNKNOWN
5144942 | UNKNOWN
5144943 | UNKNOWN
5144944 | UNKNOWN
5144945 | UNKNOWN
5144946 | UNKNOWN
5144947 | UNKNOWN
5144948 | UNKNOWN
5144949 | UNKNOWN
5144950 | UNKNOWN
5144952 | UNKNOWN
5144953 | UNKNOWN
5144955 | UNKNOWN
5144956 | UNKNOWN
5144957 | UNKNOWN
5144959 | UNKNOWN
5144960 | UNKNOWN
5144961 | UNKNOWN
5144962 | UNKNOWN
5144963 | UNKNOWN
5144965 | UNKNOWN
5144966 | UNKNOWN
5144967 | UNKNOWN
5144968 | UNKNOWN
5144969 | QMARK
5144971 | DAYTON
5144972 | MARLEY ELEC
5144974 | DAYTON
5144975 | UNKNOWN
5144976 | DAYTON
5144978 | UNKNOWN
5144979 | UNKNOWN
5144980 | UNKNOWN
5144981 | UNKNOWN
5144982 | UNKNOWN
5144984 | UNKNOWN
5144985 | UNKNOWN
5144986 | UNKNOWN
5144987 | UNKNOWN
5144988 | UNKNOWN
5144990 | DAYTON
5144991 | QMARK
5144993 | DAYTON
5144994 | QMARK
5144995 | GREENTECH
5144997 | DAYTON
5144998 | UNKNOWN
5144999 | UNKNOWN
5145201 | UNKNOWN
5145203 | UNKNOWN
5145205 | UNKNOWN
5145208 | UNKNOWN
5145210 | UNKNOWN
5145212 | UNKNOWN
5145214 | UNKNOWN
5145216 | UNKNOWN
5145218 | UNKNOWN
5145220 | UNKNOWN
5145222 | UNKNOWN
5145225 | UNKNOWN
5145227 | UNKNOWN
5145229 | UNKNOWN
5145232 | UNKNOWN
5145234 | UNKNOWN
5145236 | UNKNOWN
5145238 | UNKNOWN
5145240 | UNKNOWN
5145242 | UNKNOWN
5145244 | UNKNOWN
5145247 | UNKNOWN
5145249 | UNKNOWN
5145252 | UNKNOWN
5145255 | UNKNOWN
5145257 | UNKNOWN
5145259 | UNKNOWN
5145261 | UNKNOWN
5145263 | UNKNOWN
5145265 | UNKNOWN
5145267 | UNKNOWN
5145268 | UNKNOWN
5145269 | UNKNOWN
5145270 | UNKNOWN
5145271 | UNKNOWN
5145272 | UNKNOWN
5145273 | UNKNOWN
5145275 | UNKNOWN
5145276 | UNKNOWN
5145278 | UNKNOWN
5145279 | UNKNOWN
5145280 | UNKNOWN
5145281 | UNKNOWN
5145282 | UNKNOWN
5145283 | US MOTORS
5145284 | UNKNOWN
5145285 | US MOTORS
5145286 | US MOTORS
5145287 | CONTINENTAL
5145288 | CONTINENTAL
5145290 | UNKNOWN
5145291 | UNKNOWN
5145292 | UNKNOWN
5145293 | UNKNOWN
5145294 | UNKNOWN
5145295 | UNKNOWN
5145296 | US MOTORS
5145297 | US MOTORS
5145298 | UNKNOWN
5145299 | UNKNOWN
5145301 | UNKNOWN
5145304 | UNKNOWN
5145306 | UNKNOWN
5145309 | UNKNOWN
5145312 | UNKNOWN
5145315 | UNKNOWN
5145317 | UNKNOWN
5145319 | UNKNOWN
5145322 | UNKNOWN
5145325 | UNKNOWN
5145328 | UNKNOWN
5145331 | UNKNOWN
5145333 | UNKNOWN
5145336 | UNKNOWN
5145339 | UNKNOWN
5145341 | UNKNOWN
5145344 | UNKNOWN
5145347 | UNKNOWN
5145350 | UNKNOWN
5145353 | UNKNOWN
5145356 | UNKNOWN
5145359 | UNKNOWN
5145362 | UNKNOWN
5145363 | UNKNOWN
5145366 | UNKNOWN
5145369 | UNKNOWN
5145372 | UNKNOWN
5145375 | UNKNOWN
5145377 | UNKNOWN
5145380 | UNKNOWN
5145383 | UNKNOWN
5145385 | UNKNOWN
5145388 | UNKNOWN
5145391 | UNKNOWN
5145394 | UNKNOWN
5145396 | UNKNOWN
5145399 | UNKNOWN
5145601 | UNKNOWN
5145604 | UNKNOWN
5145606 | UNKNOWN
5145609 | UNKNOWN
5145612 | UNKNOWN
5145614 | UNKNOWN
5145617 | UNKNOWN
5145619 | UNKNOWN
5145622 | UNKNOWN
5145625 | UNKNOWN
5145627 | UNKNOWN
5145629 | UNKNOWN
5145632 | UNKNOWN
5145635 | UNKNOWN
5145638 | UNKNOWN
5145640 | UNKNOWN
5145643 | UNKNOWN
5145646 | UNKNOWN
5145648 | UNKNOWN
5145650 | UNKNOWN
5145653 | UNKNOWN
5145656 | UNKNOWN
5145659 | UNKNOWN
5145660 | UNKNOWN
5145663 | UNKNOWN
5145666 | UNKNOWN
5145669 | UNKNOWN
5145671 | UNKNOWN
5145673 | UNKNOWN
5145676 | UNKNOWN
5145678 | UNKNOWN
5145681 | UNKNOWN
5145684 | UNKNOWN
5145687 | UNKNOWN
5145690 | UNKNOWN
5145693 | UNKNOWN
5145695 | UNKNOWN
5145697 | UNKNOWN
5145800 | UNKNOWN
5145801 | BALDOR
5145802 | US MOTORS
5145803 | US MOTORS
5145805 | UNKNOWN
5145806 | UNKNOWN
5145807 | UNKNOWN
5145808 | UNKNOWN
5145809 | US MOTORS
5145810 | LINCOLN MOTORS
5145811 | LINCOLN MOTORS
5145812 | UNKNOWN
5145813 | UNKNOWN
5145814 | UNKNOWN
5145815 | UNKNOWN
5145816 | UNKNOWN
5145817 | UNKNOWN
5145818 | UNKNOWN
5145820 | UNKNOWN
5145821 | UNKNOWN
5145822 | UNKNOWN
5145823 | UNKNOWN
5145824 | UNKNOWN
5145825 | UNKNOWN
5145826 | UNKNOWN
5145827 | UNKNOWN
5145828 | UNKNOWN
5145829 | NEPTUNE
5145830 | NEPTUNE
5145831 | NEPTUNE
5145833 | NEPTUNE
5145834 | UNKNOWN
5145835 | UNKNOWN
5145836 | NEPTUNE
5145837 | UNKNOWN
5145838 | UNKNOWN
5145839 | UNKNOWN
5145840 | UNKNOWN
5145841 | UNKNOWN
5145842 | UNKNOWN
5145843 | UNKNOWN
5145844 | UNKNOWN
5145845 | UNKNOWN
5145847 | UNKNOWN
5145848 | UNKNOWN
5145849 | UNKNOWN
5145850 | UNKNOWN
5145851 | UNKNOWN
5145852 | UNKNOWN
5145853 | UNKNOWN
5145854 | UNKNOWN
5145855 | UNKNOWN
5145856 | UNKNOWN
5145857 | UNKNOWN
5145858 | UNKNOWN
5145860 | UNKNOWN
5145861 | UNKNOWN
5145862 | UNKNOWN
5145863 | UNKNOWN
5145864 | UNKNOWN
5145865 | UNKNOWN
5145885 | UNKNOWN
5145886 | UNKNOWN
5145887 | UNKNOWN
5145888 | UNKNOWN
5145889 | UNKNOWN
5145890 | UNKNOWN
5145891 | UNKNOWN
5145893 | UNKNOWN
5145894 | UNKNOWN
5145895 | UNKNOWN
5145896 | UNKNOWN
5145897 | UNKNOWN
5145898 | UNKNOWN
5145899 | UNKNOWN
5145900 | UNKNOWN
5145901 | UNKNOWN
5145903 | DAYTON
5145904 | QMARK
5145905 | UNKNOWN
5145906 | UNKNOWN
5145908 | UNKNOWN
5145909 | UNKNOWN
5145910 | UNKNOWN
5145912 | UNKNOWN
5145913 | DAYTON
5145915 | UNKNOWN
5145916 | UNKNOWN
5145917 | UNKNOWN
5145918 | UNKNOWN
5145919 | UNKNOWN
5145921 | DAYTON
5145922 | UNKNOWN
5145923 | UNKNOWN
5145924 | UNKNOWN
5145926 | DAYTON
5145927 | UNKNOWN
5145928 | UNKNOWN
5145930 | DAYTON
5145931 | UNKNOWN
5145933 | DAYTON
5145934 | DAYTON
5145935 | UNKNOWN
5145936 | UNKNOWN
5145937 | UNKNOWN
5145939 | UNKNOWN
5145940 | DAYTON
5145941 | MARLEY ELEC
5145943 | DAYTON
5145944 | UNKNOWN
5145945 | DAYTON
5145946 | UNKNOWN
5145947 | UNKNOWN
5145949 | DAYTON
5145950 | QMARK
5145951 | DAYTON
5145953 | UNKNOWN
5145954 | UNKNOWN
5145955 | UNKNOWN
5145956 | UNKNOWN
5145958 | QMARK
5145960 | UNKNOWN
5145961 | FANTECH
5145962 | UNKNOWN
5145963 | UNKNOWN
5145964 | UNKNOWN
5145965 | UNKNOWN
5145966 | UNKNOWN
5145968 | UNKNOWN
5145969 | UNKNOWN
5145970 | UNKNOWN
5145972 | UNKNOWN
5145973 | UNKNOWN
5145974 | UNKNOWN
5145975 | UNKNOWN
5145977 | DAYTON
5145978 | DAYTON
5145979 | DAYTON
5145981 | BARD MFG
5145982 | UNKNOWN
5145983 | DAYTON
5145984 | UNKNOWN
5145985 | UNKNOWN
5145987 | DAYTON
5145988 | DAYTON
5145989 | QMARK
5145990 | DAYTON
5145992 | UNKNOWN
5145993 | DAYTON
5145994 | DAYTON
5145995 | UNKNOWN
5145998 | DAYTON
5145999 | QMARK
5146000 | UNKNOWN
5146003 | UNKNOWN
5146006 | UNKNOWN
5146007 | UNKNOWN
5146010 | UNKNOWN
5146013 | UNKNOWN
5146015 | UNKNOWN
5146017 | UNKNOWN
5146020 | UNKNOWN
5146023 | UNKNOWN
5146026 | UNKNOWN
5146027 | UNKNOWN
5146030 | UNKNOWN
5146033 | UNKNOWN
5146036 | UNKNOWN
5146039 | UNKNOWN
5146041 | UNKNOWN
5146044 | UNKNOWN
5146046 | UNKNOWN
5146049 | UNKNOWN
5146051 | UNKNOWN
5146054 | UNKNOWN
5146057 | UNKNOWN
5146060 | UNKNOWN
5146062 | UNKNOWN
5146065 | UNKNOWN
5146068 | UNKNOWN
5146070 | UNKNOWN
5146073 | UNKNOWN
5146076 | UNKNOWN
5146078 | UNKNOWN
5146081 | UNKNOWN
5146083 | UNKNOWN
5146086 | UNKNOWN
5146089 | UNKNOWN
5146092 | UNKNOWN
5146095 | UNKNOWN
5146097 | UNKNOWN
5146400 | UNKNOWN
5146403 | UNKNOWN
5146406 | UNKNOWN
5146409 | UNKNOWN
5146411 | UNKNOWN
5146414 | UNKNOWN
5146417 | UNKNOWN
5146420 | UNKNOWN
5146423 | UNKNOWN
5146425 | UNKNOWN
5146428 | UNKNOWN
5146431 | UNKNOWN
5146432 | UNKNOWN
5146435 | UNKNOWN
5146438 | UNKNOWN
5146441 | UNKNOWN
5146444 | UNKNOWN
5146446 | UNKNOWN
5146449 | UNKNOWN
5146452 | UNKNOWN
5146455 | UNKNOWN
5146457 | UNKNOWN
5146462 | UNKNOWN
5146464 | UNKNOWN
5146467 | UNKNOWN
5146470 | UNKNOWN
5146473 | UNKNOWN
5146474 | UNKNOWN
5146479 | UNKNOWN
5146481 | UNKNOWN
5146484 | UNKNOWN
5146487 | UNKNOWN
5146490 | UNKNOWN
5146493 | UNKNOWN
5146496 | UNKNOWN
5146498 | UNKNOWN
5146701 | UNKNOWN
5146704 | UNKNOWN
5146707 | UNKNOWN
5146709 | UNKNOWN
5146711 | UNKNOWN
5146714 | UNKNOWN
5146717 | UNKNOWN
5146720 | UNKNOWN
5146723 | UNKNOWN
5146725 | UNKNOWN
5146728 | UNKNOWN
5146731 | UNKNOWN
5146734 | UNKNOWN
5146736 | UNKNOWN
5146739 | UNKNOWN
5146742 | UNKNOWN
5146745 | UNKNOWN
5146747 | UNKNOWN
5146751 | UNKNOWN
5146753 | UNKNOWN
5146756 | UNKNOWN
5146758 | UNKNOWN
5146761 | UNKNOWN
5146764 | UNKNOWN
5146767 | UNKNOWN
5146770 | UNKNOWN
5146773 | UNKNOWN
5146775 | UNKNOWN
5146778 | UNKNOWN
5146780 | UNKNOWN
5146782 | UNKNOWN
5146784 | UNKNOWN
5146786 | UNKNOWN
5146788 | UNKNOWN
5146790 | UNKNOWN
5146792 | UNKNOWN
5146794 | UNKNOWN
5146796 | UNKNOWN
5146798 | UNKNOWN
5146800 | UNKNOWN
5146801 | MARLEY ELEC
5146802 | DAYTON
5146803 | UNKNOWN
5146804 | DAYTON
5146805 | UNKNOWN
5146807 | DAYTON
5146808 | DAYTON
5146809 | UNKNOWN
5146811 | UNKNOWN
5146812 | DAYTON
5146813 | UNKNOWN
5146814 | DAYTON
5146815 | UNKNOWN
5146818 | DAYTON
5146819 | DAYTON
5146820 | NORTH
5146821 | NORTH
5146822 | UNKNOWN
5146823 | MINIMAX XP
5146824 | MINIMAX XP
5146826 | MINIMAX XP
5146827 | MINIMAX XP
5146828 | UNKNOWN
5146830 | UNKNOWN
5146831 | UNKNOWN
5146832 | UNKNOWN
5146833 | UNKNOWN
5146834 | UNKNOWN
5146836 | SIMPLEX
5146837 | SIMPLEX
5146838 | SIMPLEX
5146839 | UNKNOWN
5146840 | UNKNOWN
5146841 | UNKNOWN
5146842 | UNKNOWN
5146844 | UNKNOWN
5146845 | UNKNOWN
5146847 | UNKNOWN
5146848 | UNKNOWN
5146849 | UNKNOWN
5146850 | UNKNOWN
5146852 | UNKNOWN
5146854 | UNKNOWN
5146855 | UNKNOWN
5146856 | UNKNOWN
5146857 | UNKNOWN
5146858 | UNKNOWN
5146859 | ADT
5146860 | UNKNOWN
5146862 | UNKNOWN
5146863 | UNKNOWN
5146865 | UNKNOWN
5146866 | UNKNOWN
5146868 | ADT
5146869 | ADT
5146870 | ADT
5146872 | UNKNOWN
5146873 | UNKNOWN
5146874 | UNKNOWN
5146875 | UNKNOWN
5146876 | UNKNOWN
5146877 | UNKNOWN
5146878 | UNKNOWN
5146879 | UNKNOWN
5146881 | UNKNOWN
5146882 | UNKNOWN
5146884 | UNKNOWN
5146885 | UNKNOWN
5146886 | UNKNOWN
5146888 | UNKNOWN
5146889 | UNKNOWN
5146891 | UNKNOWN
5146892 | UNKNOWN
5146893 | UNKNOWN
5146894 | UNKNOWN
5146895 | UNKNOWN
5146896 | UNKNOWN
5146897 | UNKNOWN
5146898 | UNKNOWN
5147000 | UNKNOWN
5147002 | UNKNOWN
5147004 | UNKNOWN
5147006 | UNKNOWN
5147008 | UNKNOWN
5147010 | UNKNOWN
5147012 | UNKNOWN
5147014 | UNKNOWN
5147016 | UNKNOWN
5147018 | UNKNOWN
5147020 | UNKNOWN
5147022 | UNKNOWN
5147024 | UNKNOWN
5147026 | UNKNOWN
5147028 | UNKNOWN
5147030 | UNKNOWN
5147032 | UNKNOWN
5147034 | UNKNOWN
5147036 | UNKNOWN
5147038 | UNKNOWN
5147040 | UNKNOWN
5147042 | UNKNOWN
5147044 | UNKNOWN
5147045 | UNKNOWN
5147047 | UNKNOWN
5147049 | UNKNOWN
5147052 | UNKNOWN
5147054 | UNKNOWN
5147056 | UNKNOWN
5147058 | UNKNOWN
5147060 | UNKNOWN
5147061 | UNKNOWN
5147063 | UNKNOWN
5147065 | UNKNOWN
5147067 | UNKNOWN
5147069 | UNKNOWN
5147071 | UNKNOWN
5147073 | UNKNOWN
5147075 | UNKNOWN
5147077 | UNKNOWN
5147079 | UNKNOWN
5147081 | UNKNOWN
5147083 | UNKNOWN
5147085 | UNKNOWN
5147087 | UNKNOWN
5147089 | UNKNOWN
5147091 | UNKNOWN
5147093 | UNKNOWN
5147095 | UNKNOWN
5147097 | UNKNOWN
5147099 | UNKNOWN
5147401 | UNKNOWN
5147403 | UNKNOWN
5147405 | UNKNOWN
5147407 | UNKNOWN
5147409 | UNKNOWN
5147411 | UNKNOWN
5147413 | UNKNOWN
5147415 | UNKNOWN
5147417 | UNKNOWN
5147419 | UNKNOWN
5147421 | UNKNOWN
5147423 | UNKNOWN
5147425 | UNKNOWN
5147427 | UNKNOWN
5147429 | UNKNOWN
5147431 | UNKNOWN
5147433 | UNKNOWN
5147435 | UNKNOWN
5147437 | UNKNOWN
5147439 | UNKNOWN
5147441 | UNKNOWN
5147443 | UNKNOWN
5147445 | UNKNOWN
5147447 | UNKNOWN
5147449 | UNKNOWN
5147451 | UNKNOWN
5147453 | UNKNOWN
5147455 | UNKNOWN
5147457 | UNKNOWN
5147459 | UNKNOWN
5147461 | UNKNOWN
5147462 | UNKNOWN
5147464 | UNKNOWN
5147466 | UNKNOWN
5147468 | UNKNOWN
5147470 | UNKNOWN
5147472 | UNKNOWN
5147474 | UNKNOWN
5147476 | UNKNOWN
5147478 | UNKNOWN
5147480 | UNKNOWN
5147483 | UNKNOWN
5147485 | UNKNOWN
5147487 | UNKNOWN
5147488 | UNKNOWN
5147490 | UNKNOWN
5147492 | UNKNOWN
5147494 | UNKNOWN
5147496 | UNKNOWN
5147498 | UNKNOWN
5147700 | UNKNOWN
5147701 | UNKNOWN
5147703 | UNKNOWN
5147704 | UNKNOWN
5147705 | UNKNOWN
5147707 | UNKNOWN
5147708 | UNKNOWN
5147709 | UNKNOWN
5147711 | UNKNOWN
5147712 | UNKNOWN
5147713 | UNKNOWN
5147714 | UNKNOWN
5147715 | UNKNOWN
5147716 | UNKNOWN
5147717 | UNKNOWN
5147718 | UNKNOWN
5147720 | UNKNOWN
5147721 | UNKNOWN
5147723 | SIMPLEX
5147724 | SIMPLEX
5147726 | SIMPLEX
5147727 | SIMPLEX
5147728 | ADT
5147730 | UNKNOWN
5147731 | UNKNOWN
5147732 | UNKNOWN
5147733 | UNKNOWN
5147734 | SIMPLEX
5147735 | SIMPLEX
5147736 | SIMPLEX
5147738 | SIMPLEX
5147739 | SIMPLEX
5147741 | SIMPLEX
5147742 | SIMPLEX
5147744 | SIMPLEX
5147745 | SIMPLEX
5147746 | UNKNOWN
5147747 | UNKNOWN
5147748 | UNKNOWN
5147750 | LITHONIA
5147751 | UNKNOWN
5147752 | UNKNOWN
5147753 | UNKNOWN
5147754 | UNKNOWN
5147755 | UNKNOWN
5147756 | HAWS
5147758 | UNKNOWN
5147759 | UNKNOWN
5147761 | UNKNOWN
5147763 | BRADLEY
5147764 | UNKNOWN
5147765 | HAWS
5147766 | UNKNOWN
5147767 | UNKNOWN
5147769 | UNKNOWN
5147770 | UNKNOWN
5147771 | UNKNOWN
5147772 | UNKNOWN
5147773 | UNKNOWN
5147774 | UNKNOWN
5147775 | UNKNOWN
5147777 | UNKNOWN
5147779 | UNKNOWN
5147781 | UNKNOWN
5147782 | UNKNOWN
5147783 | UNKNOWN
5147784 | UNKNOWN
5147785 | UNKNOWN
5147786 | UNKNOWN
5147788 | UNKNOWN
5147789 | UNKNOWN
5147790 | UNKNOWN
5147791 | UNKNOWN
5147792 | UNKNOWN
5147793 | UNKNOWN
5147794 | UNKNOWN
5147796 | UNKNOWN
5147798 | UNKNOWN
5147800 | UNKNOWN
5147801 | UNKNOWN
5147802 | UNKNOWN
5147803 | UNKNOWN
5147804 | UNKNOWN
5147805 | UNKNOWN
5147806 | UNKNOWN
5147807 | UNKNOWN
5147809 | UNKNOWN
5147810 | UNKNOWN
5147811 | UNKNOWN
5147812 | UNKNOWN
5147813 | UNKNOWN
5147814 | UNKNOWN
5147815 | UNKNOWN
5147816 | UNKNOWN
5147817 | UNKNOWN
5147818 | UNKNOWN
5147819 | UNKNOWN
5147820 | UNKNOWN
5147821 | UNKNOWN
5147822 | UNKNOWN
5147823 | UNKNOWN
5147825 | UNKNOWN
5147826 | UNKNOWN
5147827 | UNKNOWN
5147828 | MARATHON
5147829 | UNKNOWN
5147830 | UNKNOWN
5147831 | UNKNOWN
5147832 | UNKNOWN
5147833 | UNKNOWN
5147834 | UNKNOWN
5147835 | UNKNOWN
5147836 | UNKNOWN
5147837 | UNKNOWN
5147838 | UNKNOWN
5147839 | UNKNOWN
5147841 | UNKNOWN
5147842 | UNKNOWN
5147843 | UNKNOWN
5147844 | UNKNOWN
5147845 | ONAN
5147846 | SQUARE D
5147847 | UNKNOWN
5147848 | UNKNOWN
5147849 | ITE
5147850 | RUSS ELECTRIC
5147851 | ONAN
5147852 | ITE
5147853 | UNKNOWN
5147854 | UNKNOWN
5147855 | UNKNOWN
5147856 | UNKNOWN
5147857 | UNKNOWN
5147858 | UNKNOWN
5147859 | UNKNOWN
5147860 | UNKNOWN
5147861 | UNKNOWN
5147862 | UNKNOWN
5147863 | UNKNOWN
5147864 | UNKNOWN
5147865 | UNKNOWN
5147866 | UNKNOWN
5147867 | UNKNOWN
5147868 | UNKNOWN
5147869 | UNKNOWN
5147870 | UNKNOWN
5147871 | UNKNOWN
5147872 | CATERPILLAR
5147873 | ONAN
5147874 | ONAN
5147875 | UNKNOWN
5147876 | UNKNOWN
5147877 | UNKNOWN
5147878 | UNKNOWN
5147879 | UNKNOWN
5147880 | UNKNOWN
5147881 | CATERPILLAR
5147882 | CUMMINS
5147883 | CUMMINS
5147884 | BRISTOL BABCOCK
5147885 | UNKNOWN
5147886 | UNKNOWN
5147887 | UNKNOWN
5147888 | UNKNOWN
5147889 | UNKNOWN
5147890 | UNKNOWN
5147891 | UNKNOWN
5147892 | UNKNOWN
5147893 | UNKNOWN
5147894 | UNKNOWN
5147895 | UNKNOWN
5147896 | UNKNOWN
5147897 | UNKNOWN
5147898 | UNKNOWN
5147899 | UNKNOWN
5148100 | UNKNOWN
5148102 | UNKNOWN
5148104 | UNKNOWN
5148106 | UNKNOWN
5148108 | UNKNOWN
5148109 | UNKNOWN
5148111 | UNKNOWN
5148114 | UNKNOWN
5148117 | UNKNOWN
5148118 | UNKNOWN
5148121 | UNKNOWN
5148124 | UNKNOWN
5148127 | UNKNOWN
5148129 | UNKNOWN
5148132 | UNKNOWN
5148135 | UNKNOWN
5148138 | UNKNOWN
5148141 | UNKNOWN
5148143 | UNKNOWN
5148146 | UNKNOWN
5148149 | UNKNOWN
5148152 | UNKNOWN
5148155 | UNKNOWN
5148157 | UNKNOWN
5148160 | UNKNOWN
5148164 | UNKNOWN
5148167 | UNKNOWN
5148170 | UNKNOWN
5148174 | UNKNOWN
5148176 | UNKNOWN
5148179 | UNKNOWN
5148182 | UNKNOWN
5148186 | UNKNOWN
5148188 | UNKNOWN
5148191 | UNKNOWN
5148193 | UNKNOWN
5148196 | UNKNOWN
5148199 | UNKNOWN
5148303 | UNKNOWN
5148306 | UNKNOWN
5148309 | UNKNOWN
5148312 | UNKNOWN
5148315 | UNKNOWN
5148318 | UNKNOWN
5148321 | UNKNOWN
5148323 | UNKNOWN
5148325 | UNKNOWN
5148328 | UNKNOWN
5148331 | UNKNOWN
5148334 | UNKNOWN
5148337 | UNKNOWN
5148340 | UNKNOWN
5148343 | UNKNOWN
5148346 | UNKNOWN
5148349 | UNKNOWN
5148351 | UNKNOWN
5148354 | UNKNOWN
5148357 | UNKNOWN
5148360 | UNKNOWN
5148363 | UNKNOWN
5148366 | UNKNOWN
5148369 | UNKNOWN
5148372 | UNKNOWN
5148375 | UNKNOWN
5148377 | UNKNOWN
5148380 | UNKNOWN
5148383 | UNKNOWN
5148386 | UNKNOWN
5148388 | UNKNOWN
5148391 | UNKNOWN
5148394 | UNKNOWN
5148397 | UNKNOWN
5148600 | UNKNOWN
5148603 | UNKNOWN
5148606 | UNKNOWN
5148609 | UNKNOWN
5148612 | UNKNOWN
5148615 | UNKNOWN
5148618 | UNKNOWN
5148621 | UNKNOWN
5148624 | UNKNOWN
5148627 | UNKNOWN
5148630 | UNKNOWN
5148633 | UNKNOWN
5148634 | UNKNOWN
5148639 | UNKNOWN
5148642 | UNKNOWN
5148643 | UNKNOWN
5148646 | UNKNOWN
5148649 | UNKNOWN
5148652 | UNKNOWN
5148655 | UNKNOWN
5148658 | UNKNOWN
5148661 | UNKNOWN
5148664 | UNKNOWN
5148667 | UNKNOWN
5148670 | UNKNOWN
5148673 | UNKNOWN
5148674 | UNKNOWN
5148677 | UNKNOWN
5148680 | UNKNOWN
5148683 | UNKNOWN
5148686 | UNKNOWN
5148689 | UNKNOWN
5148692 | UNKNOWN
5148695 | UNKNOWN
5148698 | UNKNOWN
5148700 | UNKNOWN
5148701 | UNKNOWN
5148702 | UNKNOWN
5148703 | UNKNOWN
5148704 | UNKNOWN
5148705 | UNKNOWN
5148706 | UNKNOWN
5148707 | UNKNOWN
5148708 | UNKNOWN
5148709 | UNKNOWN
5148710 | UNKNOWN
5148711 | UNKNOWN
5148713 | LIGHTALARMS ELECTRONICS
5148715 | UNKNOWN
5148717 | UNKNOWN
5148718 | UNKNOWN
5148719 | UNKNOWN
5148720 | UNKNOWN
5148721 | UNKNOWN
5148722 | UNKNOWN
5148723 | UNKNOWN
5148724 | UNKNOWN
5148725 | UNKNOWN
5148726 | HAWS
5148727 | UNKNOWN
5148728 | UNKNOWN
5148729 | UNKNOWN
5148731 | UNKNOWN
5148733 | UNKNOWN
5148734 | UNKNOWN
5148736 | LITHONIA
5148737 | UNKNOWN
5148738 | UNKNOWN
5148739 | BRADLEY
5148740 | UNKNOWN
5148741 | UNKNOWN
5148742 | UNKNOWN
5148743 | UNKNOWN
5148744 | UNKNOWN
5148745 | UNKNOWN
5148746 | UNKNOWN
5148747 | UNKNOWN
5148750 | UNKNOWN
5148751 | UNKNOWN
5148753 | UNKNOWN
5148754 | UNKNOWN
5148755 | UNKNOWN
5148756 | UNKNOWN
5148757 | LITHONIA
5148758 | LITHONIA
5148759 | LIGHTALARMS ELECTRONICS
5148760 | LITHONIA
5148761 | LITHONIA
5148762 | LITHONIA
5148764 | LITHONIA
5148765 | LITHONIA
5148766 | LITHONIA
5148768 | LITHONIA
5148769 | LITHONIA
5148770 | LIGHTALARMS ELECTRONICS
5148772 | LITHONIA
5148773 | LITHONIA
5148774 | LITHONIA
5148775 | LITHONIA
5148776 | LIGHTALARMS ELECTRONICS
5148777 | LIGHTALARMS ELECTRONICS
5148778 | LITHONIA
5148779 | LITHONIA
5148781 | LITHONIA
5148782 | LITHONIA
5148783 | LIGHTALARMS ELECTRONICS
5148784 | LIGHTALARMS ELECTRONICS
5148786 | LITHONIA
5148788 | LITHONIA
5148789 | LITHONIA
5148790 | LITHONIA
5148791 | UNKNOWN
5148792 | UNKNOWN
5148793 | UNKNOWN
5148794 | UNKNOWN
5148795 | UNKNOWN
5148796 | UNKNOWN
5148797 | UNKNOWN
5148798 | UNKNOWN
5148900 | UNKNOWN
5148901 | UNKNOWN
5148902 | UNKNOWN
5148903 | UNKNOWN
5148904 | UNKNOWN
5148905 | UNKNOWN
5148906 | UNKNOWN
5148907 | UNKNOWN
5148908 | UNKNOWN
5148909 | UNKNOWN
5148910 | UNKNOWN
5148911 | UNKNOWN
5148912 | UNKNOWN
5148913 | UNKNOWN
5148914 | UNKNOWN
5148915 | UNKNOWN
5148916 | UNKNOWN
5148917 | UNKNOWN
5148918 | UNKNOWN
5148919 | UNKNOWN
5148920 | UNKNOWN
5148921 | UNKNOWN
5148922 | UNKNOWN
5148923 | UNKNOWN
5148924 | UNKNOWN
5148925 | UNKNOWN
5148926 | UNKNOWN
5148927 | UNKNOWN
5148928 | UNKNOWN
5148929 | UNKNOWN
5148930 | UNKNOWN
5148931 | UNKNOWN
5148932 | UNKNOWN
5148933 | UNKNOWN
5148934 | UNKNOWN
5148935 | UNKNOWN
5148936 | UNKNOWN
5148937 | UNKNOWN
5148938 | UNKNOWN
5148939 | UNKNOWN
5148940 | UNKNOWN
5148941 | UNKNOWN
5148942 | UNKNOWN
5148943 | UNKNOWN
5148944 | UNKNOWN
5148945 | UNKNOWN
5148946 | UNKNOWN
5148947 | UNKNOWN
5148948 | UNKNOWN
5148949 | UNKNOWN
5148950 | UNKNOWN
5148951 | UNKNOWN
5148952 | UNKNOWN
5148953 | UNKNOWN
5148954 | UNKNOWN
5148955 | UNKNOWN
5148956 | UNKNOWN
5148957 | UNKNOWN
5148958 | UNKNOWN
5148959 | UNKNOWN
5148960 | UNKNOWN
5148961 | UNKNOWN
5149001 | UNKNOWN
5149004 | UNKNOWN
5149007 | UNKNOWN
5149009 | UNKNOWN
5149012 | UNKNOWN
5149015 | UNKNOWN
5149018 | UNKNOWN
5149021 | UNKNOWN
5149024 | UNKNOWN
5149027 | UNKNOWN
5149030 | WRIGHT
5149033 | UNKNOWN
5149035 | UNKNOWN
5149039 | UNKNOWN
5149041 | UNKNOWN
5149044 | UNKNOWN
5149047 | UNKNOWN
5149050 | UNKNOWN
5149053 | UNKNOWN
5149056 | UNKNOWN
5149059 | UNKNOWN
5149062 | UNKNOWN
5149065 | UNKNOWN
5149068 | UNKNOWN
5149071 | UNKNOWN
5149074 | UNKNOWN
5149077 | UNKNOWN
5149080 | UNKNOWN
5149081 | UNKNOWN
5149900 | UNKNOWN
5149901 | UNKNOWN
5149903 | UNKNOWN
5149904 | UNKNOWN
5149906 | UNKNOWN
5149907 | UNKNOWN
5149908 | UNKNOWN
5149909 | UNKNOWN
5149910 | UNKNOWN
5149911 | UNKNOWN
5149912 | UNKNOWN
5149913 | UNKNOWN
5149914 | UNKNOWN
5149915 | UNKNOWN
5149917 | UNKNOWN
5149918 | UNKNOWN
5149919 | UNKNOWN
5149921 | UNKNOWN
5149922 | UNKNOWN
5149924 | UNKNOWN
5149925 | UNKNOWN
5149926 | UNKNOWN
5149927 | UNKNOWN
5149928 | UNKNOWN
5149929 | UNKNOWN
5149930 | UNKNOWN
5149931 | UNKNOWN
5149932 | UNKNOWN
5149934 | UNKNOWN
5149935 | UNKNOWN
5149936 | UNKNOWN
5149937 | UNKNOWN
5149939 | UNKNOWN
5149940 | UNKNOWN
5149942 | UNKNOWN
5149943 | UNKNOWN
5149944 | UNKNOWN
5149945 | UNKNOWN
5149946 | UNKNOWN
5149947 | UNKNOWN
5149948 | UNKNOWN
5149949 | UNKNOWN
5149950 | UNKNOWN
5149952 | UNKNOWN
5149953 | UNKNOWN
5149954 | UNKNOWN
5149955 | UNKNOWN
5149957 | UNKNOWN
5149958 | UNKNOWN
5149960 | UNKNOWN
5149961 | UNKNOWN
5149962 | UNKNOWN
5149963 | UNKNOWN
5149964 | UNKNOWN
5149965 | UNKNOWN
5149966 | UNKNOWN
5149967 | UNKNOWN
5149968 | UNKNOWN
5149970 | UNKNOWN
5149971 | ADT
5149973 | UNKNOWN
5149974 | UNKNOWN
5149975 | UNKNOWN
5149976 | UNKNOWN
5149978 | UNKNOWN
5149979 | ADT
5149980 | UNKNOWN
5149981 | UNKNOWN
5149982 | UNKNOWN
5149983 | UNKNOWN
5149984 | UNKNOWN
5149985 | UNKNOWN
5149986 | UNKNOWN
5149988 | UNKNOWN
5149989 | UNKNOWN
5149991 | UNKNOWN
5149992 | UNKNOWN
5149993 | UNKNOWN
5149994 | UNKNOWN
5149995 | UNKNOWN
5149997 | UNKNOWN
5149998 | UNKNOWN
5149999 | UNKNOWN
5151200 | UNKNOWN
5151201 | UNKNOWN
5151202 | UNKNOWN
5151203 | UNKNOWN
5151204 | UNKNOWN
5151206 | UNKNOWN
5151208 | UNKNOWN
5151209 | UNKNOWN
5151210 | UNKNOWN
5151211 | UNKNOWN
5151212 | UNKNOWN
5151213 | UNKNOWN
5151214 | UNKNOWN
5151216 | UNKNOWN
5151217 | UNKNOWN
5151218 | UNKNOWN
5151219 | UNKNOWN
5151220 | UNKNOWN
5151221 | UNKNOWN
5151223 | UNKNOWN
5151224 | UNKNOWN
5151225 | UNKNOWN
5151226 | UNKNOWN
5151227 | UNKNOWN
5151228 | UNKNOWN
5151229 | UNKNOWN
5151230 | UNKNOWN
5151231 | UNKNOWN
5151232 | UNKNOWN
5151234 | UNKNOWN
5151235 | UNKNOWN
5151236 | UNKNOWN
5151237 | UNKNOWN
5151238 | UNKNOWN
5151239 | UNKNOWN
5151241 | UNKNOWN
5151242 | UNKNOWN
5151243 | UNKNOWN
5151244 | UNKNOWN
5151245 | UNKNOWN
5151246 | UNKNOWN
5151247 | UNKNOWN
5151248 | UNKNOWN
5151249 | UNKNOWN
5151251 | UNKNOWN
5151252 | UNKNOWN
5151253 | UNKNOWN
5151254 | UNKNOWN
5151255 | UNKNOWN
5151256 | UNKNOWN
5151257 | UNKNOWN
5151260 | UNKNOWN
5151261 | UNKNOWN
5151262 | UNKNOWN
5151263 | UNKNOWN
5151264 | UNKNOWN
5151265 | UNKNOWN
5151266 | UNKNOWN
5151268 | UNKNOWN
5151269 | UNKNOWN
5151270 | UNKNOWN
5151271 | UNKNOWN
5151272 | UNKNOWN
5151273 | UNKNOWN
5151274 | UNKNOWN
5151276 | UNKNOWN
5151278 | UNKNOWN
5151279 | UNKNOWN
5151280 | UNKNOWN
5151281 | UNKNOWN
5151282 | UNKNOWN
5151283 | UNKNOWN
5151284 | UNKNOWN
5151286 | UNKNOWN
5151287 | UNKNOWN
5151288 | UNKNOWN
5151289 | UNKNOWN
5151291 | UNKNOWN
5151292 | UNKNOWN
5151294 | UNKNOWN
5151296 | UNKNOWN
5151298 | UNKNOWN
5152401 | UNKNOWN
5152402 | UNKNOWN
5152404 | UNKNOWN
5152406 | UNKNOWN
5152408 | UNKNOWN
5152409 | UNKNOWN
5152411 | UNKNOWN
5152414 | UNKNOWN
5152416 | UNKNOWN
5152417 | UNKNOWN
5152419 | UNKNOWN
5152421 | UNKNOWN
5152423 | UNKNOWN
5152425 | UNKNOWN
5152427 | UNKNOWN
5152430 | UNKNOWN
5152432 | UNKNOWN
5152433 | UNKNOWN
5152435 | UNKNOWN
5152437 | COLUMBUS MCKINNON
5152439 | COLUMBUS MCKINNON
5152441 | UNKNOWN
5152443 | UNKNOWN
5152445 | COLUMBUS MCKINNON
5152447 | COLUMBUS MCKINNON
5152545 | UNKNOWN
5152547 | UNKNOWN
5152549 | UNKNOWN
5152551 | UNKNOWN
5152552 | UNKNOWN
5152554 | UNKNOWN
5152556 | UNKNOWN
5152558 | UNKNOWN
5152560 | UNKNOWN
5152562 | UNKNOWN
5152564 | AMEREX CORP
5152567 | UNKNOWN
5152571 | UNKNOWN
5152573 | UNKNOWN
5152574 | UNKNOWN
5152576 | UNKNOWN
5152578 | UNKNOWN
5152581 | UNKNOWN
5152583 | UNKNOWN
5152584 | UNKNOWN
5152586 | UNKNOWN
5152588 | UNKNOWN
5152590 | UNKNOWN
5152592 | UNKNOWN
5152594 | UNKNOWN
5152596 | UNKNOWN
5152598 | UNKNOWN
5152900 | UNKNOWN
5152902 | UNKNOWN
5154904 | UNKNOWN
5154906 | UNKNOWN
5156731 | UNKNOWN
5156734 | UNKNOWN
5156736 | UNKNOWN
5156738 | UNKNOWN
5156749 | UNKNOWN
5156752 | ENDRESS-HAUSER
5156754 | UNKNOWN
5156755 | UNKNOWN
5156757 | UNKNOWN
5156759 | UNKNOWN
5156761 | UNKNOWN
5156763 | UNKNOWN
5156764 | UNKNOWN
5156766 | ASHCROFT
5156768 | ASHCROFT
5156770 | ENDRESS-HAUSER
5156772 | ENDRESS-HAUSER
5156774 | ENDRESS-HAUSER
5156776 | UNKNOWN
5156778 | UNKNOWN
5156780 | UNKNOWN
5158005 | UNKNOWN
5158006 | UNKNOWN
5158007 | UNKNOWN
5158008 | SEVERN TRENT
5158009 | UNKNOWN
5158010 | UNKNOWN
5158012 | UNKNOWN
5158014 | UNKNOWN
5158752 | UNKNOWN
5158754 | UNKNOWN
5158756 | UNKNOWN
5158758 | UNKNOWN
5159000 | ABB
5159001 | ABB
5159003 | ABB
5159005 | WESTINGHOUSE
5159007 | WESTINGHOUSE
5159009 | WESTINGHOUSE
5159011 | WESTINGHOUSE
5159013 | WESTINGHOUSE
5159015 | US DRIVES
5159017 | WESTINGHOUSE
5159019 | WESTINGHOUSE
5159021 | WESTINGHOUSE
5159023 | WESTINGHOUSE
5159025 | WESTINGHOUSE
5159027 | WESTINGHOUSE
5159029 | WESTINGHOUSE
5159031 | WESTINGHOUSE
5159057 | WESTINGHOUSE
5159059 | WESTINGHOUSE
5159061 | WESTINGHOUSE
5159063 | WESTINGHOUSE
5161197 | UNKNOWN
5161809 | UNKNOWN
5161823 | UNKNOWN
5163983 | UNKNOWN
5163988 | UNKNOWN
5163996 | UNKNOWN
5163998 | UNKNOWN
5163999 | UNKNOWN
5167100 | UNKNOWN
5167101 | UNKNOWN
5167102 | UNKNOWN
5167103 | UNKNOWN
5167104 | UNKNOWN
5167105 | UNKNOWN
5167106 | UNKNOWN
5167107 | UNKNOWN
5167108 | UNKNOWN
5167109 | UNKNOWN
5167110 | UNKNOWN
5167111 | UNKNOWN
5167112 | UNKNOWN
5167113 | UNKNOWN
5167114 | UNKNOWN
5167115 | UNKNOWN
5167116 | UNKNOWN
5167117 | UNKNOWN
5167119 | UNKNOWN
5167120 | UNKNOWN
5167121 | UNKNOWN
5167122 | UNKNOWN
5167123 | UNKNOWN
5167124 | UNKNOWN
5167125 | UNKNOWN
5167126 | UNKNOWN
5167127 | UNKNOWN
5167128 | UNKNOWN
5167129 | UNKNOWN
5167130 | UNKNOWN
5167131 | UNKNOWN
5167132 | UNKNOWN
5167134 | UNKNOWN
5167137 | UNKNOWN
5167138 | UNKNOWN
5167139 | UNKNOWN
5167140 | UNKNOWN
5167141 | UNKNOWN
5167142 | UNKNOWN
5167143 | UNKNOWN
5167144 | UNKNOWN
5167145 | UNKNOWN
5167146 | UNKNOWN
5167148 | UNKNOWN
5167149 | UNKNOWN
5167150 | UNKNOWN
5167151 | UNKNOWN
5167152 | UNKNOWN
5167153 | UNKNOWN
5167154 | UNKNOWN
5167155 | UNKNOWN
5167156 | UNKNOWN
5167157 | UNKNOWN
5167158 | UNKNOWN
5167159 | UNKNOWN
5167161 | UNKNOWN
5167162 | UNKNOWN
5167163 | UNKNOWN
5167164 | UNKNOWN
5167165 | UNKNOWN
5167166 | UNKNOWN
5167167 | UNKNOWN
5167168 | UNKNOWN
5167169 | UNKNOWN
5167170 | UNKNOWN
5167171 | UNKNOWN
5167172 | UNKNOWN
5167173 | UNKNOWN
5167174 | UNKNOWN
5167175 | UNKNOWN
5167176 | UNKNOWN
5167177 | UNKNOWN
5167178 | UNKNOWN
5167179 | UNKNOWN
5167180 | UNKNOWN
5167181 | UNKNOWN
5167182 | UNKNOWN
5167184 | UNKNOWN
5167185 | UNKNOWN
5167187 | UNKNOWN
5167188 | UNKNOWN
5169446 | OTIS
5169447 | UNKNOWN
5169448 | OTIS
5170928 | UNKNOWN
5170929 | UNKNOWN
5170930 | UNKNOWN
5170931 | UNKNOWN
5170932 | UNKNOWN
5170933 | UNKNOWN
5170934 | UNKNOWN
5170935 | UNKNOWN
5170936 | UNKNOWN
5170937 | UNKNOWN
5170938 | UNKNOWN
5170939 | UNKNOWN
5170940 | UNKNOWN
5170941 | UNKNOWN
5170942 | UNKNOWN
5170943 | UNKNOWN
5170944 | UNKNOWN
5170945 | UNKNOWN
5170946 | UNKNOWN
5170947 | UNKNOWN
5170948 | UNKNOWN
5170949 | UNKNOWN
5170950 | UNKNOWN
5170951 | UNKNOWN
5170952 | UNKNOWN
5170953 | UNKNOWN
5170954 | UNKNOWN
5170955 | UNKNOWN
5170956 | UNKNOWN
5170957 | UNKNOWN
5170958 | UNKNOWN
5170959 | UNKNOWN
5170960 | UNKNOWN
5170961 | UNKNOWN
5170962 | UNKNOWN
5170963 | UNKNOWN
5170964 | UNKNOWN
5170965 | UNKNOWN
5170966 | UNKNOWN
5170967 | UNKNOWN
5170968 | UNKNOWN
5170969 | UNKNOWN
5170970 | UNKNOWN
5170971 | UNKNOWN
5170972 | UNKNOWN
5170973 | UNKNOWN
5170974 | UNKNOWN
5170975 | UNKNOWN
5170976 | UNKNOWN
5170977 | UNKNOWN
5170978 | UNKNOWN
5170979 | UNKNOWN
5170980 | UNKNOWN
5170981 | UNKNOWN
5170982 | UNKNOWN
5170983 | UNKNOWN
5170984 | UNKNOWN
5170985 | UNKNOWN
5170986 | UNKNOWN
5170987 | UNKNOWN
5170988 | UNKNOWN
5170989 | UNKNOWN
5170990 | UNKNOWN
5170991 | UNKNOWN
5170992 | UNKNOWN
5170993 | UNKNOWN
5170994 | UNKNOWN
5170995 | UNKNOWN
5170996 | UNKNOWN
5170997 | UNKNOWN
5170998 | UNKNOWN
5170999 | UNKNOWN
5171155 | UNKNOWN
5171158 | UNKNOWN
5171168 | UNKNOWN
5171259 | UNKNOWN
5171270 | UNKNOWN
5171280 | UNKNOWN
5171288 | UNKNOWN
5171289 | UNKNOWN
5171296 | UNKNOWN
5171507 | UNKNOWN
5171518 | UNKNOWN
5171529 | UNKNOWN
5171540 | UNKNOWN
5171551 | UNKNOWN
5171562 | UNKNOWN
5171573 | UNKNOWN
5176700 | UNKNOWN
5176701 | UNKNOWN
5176702 | UNKNOWN
5176703 | UNKNOWN
6005518 | KOMATSO
6005519 | SKYJACK
10451593 | UNKNOWN
10451598 | UNKNOWN
10463141 | UNKNOWN
10463145 | UNKNOWN
10465058 | UNKNOWN
10465062 | UNKNOWN
10465066 | UNKNOWN
10465069 | UNKNOWN
10465073 | UNKNOWN
10465077 | UNKNOWN
10503020 | UNKNOWN
10503045 | UNKNOWN
10503070 | UNKNOWN
10503095 | UNKNOWN
10504920 | UNKNOWN
10504944 | UNKNOWN
10504969 | UNKNOWN
10504995 | UNKNOWN
10506620 | UNKNOWN
10506646 | UNKNOWN
10506672 | UNKNOWN
10506696 | UNKNOWN
10508422 | UNKNOWN
10508447 | UNKNOWN
10508470 | UNKNOWN
10511146 | UNKNOWN
10511156 | UNKNOWN
10511164 | UNKNOWN
10511174 | UNKNOWN
10511183 | UNKNOWN
10511193 | UNKNOWN
10514603 | UNKNOWN
10514613 | UNKNOWN
10514622 | UNKNOWN
10514631 | UNKNOWN
10514641 | UNKNOWN
10514651 | UNKNOWN
10514661 | UNKNOWN
10514671 | UNKNOWN
10514680 | UNKNOWN
10514689 | UNKNOWN
10514698 | UNKNOWN
10517707 | UNKNOWN
10517717 | UNKNOWN
10517733 | UNKNOWN
10517752 | UNKNOWN
10517772 | UNKNOWN
10517791 | UNKNOWN
10519510 | UNKNOWN
10519531 | UNKNOWN
10519550 | UNKNOWN
10519569 | UNKNOWN
10519589 | UNKNOWN
10521309 | UNKNOWN
10521321 | UNKNOWN
10521331 | UNKNOWN
10521340 | UNKNOWN
10521349 | UNKNOWN
10521358 | UNKNOWN
10521368 | UNKNOWN
10521377 | UNKNOWN
10521386 | UNKNOWN
10521395 | UNKNOWN
10523803 | UNKNOWN
10523814 | UNKNOWN
10523822 | UNKNOWN
10523831 | UNKNOWN
10523840 | UNKNOWN
10523850 | UNKNOWN
10523860 | UNKNOWN
10523869 | UNKNOWN
10523878 | UNKNOWN
10523887 | UNKNOWN
10523896 | UNKNOWN
10527205 | UNKNOWN
10527219 | UNKNOWN
10527229 | UNKNOWN
10527246 | UNKNOWN
10527268 | UNKNOWN
10527286 | UNKNOWN
10527862 | CLA-VAL
10527864 | UNKNOWN
10527866 | UNKNOWN
10527868 | UNKNOWN
10527870 | UNKNOWN
10527871 | ROSS
10527872 | UNKNOWN
10527874 | UNKNOWN
10527876 | UNKNOWN
10527877 | ROSS
10527879 | UNKNOWN
10527881 | VAL-MATIC
10527883 | VAL-MATIC
10527885 | UNKNOWN
10527886 | UNKNOWN
10527888 | UNKNOWN
10527890 | UNKNOWN
10527892 | APCO
10527893 | UNKNOWN
10527895 | UNKNOWN
10527896 | PRATT
10527898 | PRATT
10527899 | PRATT
10529103 | UNKNOWN
10529105 | UNKNOWN
10529108 | UNKNOWN
10529111 | UNKNOWN
10529114 | UNKNOWN
10530901 | ROSS
10530903 | UNKNOWN
10530905 | UNKNOWN
10530907 | UNKNOWN
10530908 | EIM COMPANY
10530910 | UNKNOWN
10530912 | ROSS
10530914 | UNKNOWN
10530916 | UNKNOWN
10530917 | UNKNOWN
10530918 | UNKNOWN
10530920 | UNKNOWN
10530922 | UNKNOWN
10530923 | UNKNOWN
10530925 | UNKNOWN
10530927 | UNKNOWN
10530929 | UNKNOWN
10530931 | UNKNOWN
10530932 | UNKNOWN
10530934 | UNKNOWN
10530936 | UNKNOWN
10530938 | UNKNOWN
10530939 | UNKNOWN
10530941 | UNKNOWN
10530942 | UNKNOWN
10530944 | UNKNOWN
10530946 | UNKNOWN
10530947 | UNKNOWN
10530949 | UNKNOWN
10530951 | UNKNOWN
10530953 | UNKNOWN
10530954 | UNKNOWN
10530956 | UNKNOWN
10530957 | UNKNOWN
10530959 | UNKNOWN
10530961 | UNKNOWN
10530963 | UNKNOWN
10530965 | UNKNOWN
10530966 | UNKNOWN
10530967 | UNKNOWN
10530969 | UNKNOWN
10530971 | UNKNOWN
10530973 | UNKNOWN
10530974 | UNKNOWN
10530976 | UNKNOWN
10530978 | UNKNOWN
10530980 | UNKNOWN
10530982 | UNKNOWN
10530983 | UNKNOWN
10530985 | UNKNOWN
10530987 | UNKNOWN
10530990 | UNKNOWN
10530991 | UNKNOWN
10530994 | UNKNOWN
10530996 | UNKNOWN
10530999 | UNKNOWN
10532402 | UNKNOWN
10532405 | UNKNOWN
10532408 | UNKNOWN
10532411 | UNKNOWN
10532413 | UNKNOWN
10532416 | UNKNOWN
10532419 | UNKNOWN
10532421 | UNKNOWN
10532424 | UNKNOWN
10532426 | UNKNOWN
10532428 | UNKNOWN
10532431 | PRATT
10532434 | PRATT
10532436 | APCO
10532439 | APCO
10532442 | APCO
10532445 | APCO
10532448 | APCO
10532449 | APCO
10532451 | APCO
10532454 | APCO
10532457 | PRATT
10532459 | PRATT
10532462 | PRATT
10532464 | PRATT
10532467 | PRATT
10532469 | PRATT
10532471 | PRATT
10532475 | PRATT
10532478 | PRATT
10532480 | PRATT
10532481 | PRATT
10532484 | PRATT
10532487 | PRATT
10532490 | PRATT
10532492 | PRATT
10532495 | PRATT
10532498 | PRATT
10533600 | PRATT
10533603 | PRATT
10533606 | PRATT
10533608 | PRATT
10533610 | PRATT
10533612 | PRATT
10533615 | PRATT
10533618 | PRATT
10533622 | PRATT
10533624 | PRATT
10533627 | PRATT
10533630 | PRATT
10533632 | PRATT
10533635 | PRATT
10533638 | PRATT
10533640 | PRATT
10533642 | PRATT
10533645 | PRATT
10533648 | PRATT
10533651 | PRATT
10533653 | PRATT
10533656 | PRATT
10533659 | PRATT
10533662 | PRATT
10533664 | PRATT
10533667 | PRATT
10533669 | PRATT
10533671 | PRATT
10533674 | PRATT
10533677 | PRATT
10533679 | PRATT
10533682 | PRATT
10533685 | PRATT
10533688 | PRATT
10533691 | PRATT
10533693 | PRATT
10533696 | PRATT
10533699 | PRATT
10534701 | PRATT
10534703 | PRATT
10534706 | PRATT
10534709 | PRATT
10534711 | PRATT
10534714 | PRATT
10534717 | PRATT
10534719 | PRATT
10534722 | PRATT
10534725 | PRATT
10534728 | PRATT
10534730 | PRATT
10534731 | PRATT
10534734 | PRATT
10534737 | PRATT
10534740 | PRATT
10534742 | PRATT
10534746 | PRATT
10534747 | PRATT
10534749 | PRATT
10534751 | PRATT
10534753 | PRATT
10534755 | PRATT
10534757 | PRATT
10534759 | PRATT
10534761 | PRATT
10534763 | PRATT
10534765 | PRATT
10534766 | PRATT
10534768 | PRATT
10534769 | PRATT
10534771 | PRATT
10534773 | PRATT
10534774 | PRATT
10534776 | PRATT
10534778 | PRATT
10534780 | PRATT
10534782 | PRATT
10534783 | PRATT
10534785 | PRATT
10534787 | PRATT
10534789 | PRATT
10534790 | PRATT
10534792 | PRATT
10534793 | PRATT
10534795 | PRATT
10534797 | PRATT
10534798 | PRATT
10536200 | PRATT
10536202 | PRATT
10536204 | PRATT
10536206 | PRATT
10536208 | PRATT
10536209 | PRATT
10536210 | PRATT
10536212 | PRATT
10536214 | PRATT
10536216 | PRATT
10536217 | PRATT
10536219 | PRATT
10536221 | PRATT
10536223 | PRATT
10536225 | PRATT
10536226 | PRATT
10536228 | PRATT
10536230 | PRATT
10536232 | PRATT
10536233 | PRATT
10536235 | PRATT
10536236 | PRATT
10536238 | PRATT
10536240 | PRATT
10536242 | PRATT
10536244 | PRATT
10536245 | PRATT
10536247 | PRATT
10536249 | PRATT
10536250 | PRATT
10536252 | PRATT
10536254 | PRATT
10536256 | PRATT
10536257 | PRATT
10536259 | PRATT
10536260 | PRATT
10536262 | PRATT
10536264 | PRATT
10536265 | PRATT
10536267 | PRATT
10536269 | PRATT
10536271 | PRATT
10536272 | PRATT
10536274 | PRATT
10536276 | PRATT
10536277 | PRATT
10536279 | PRATT
10536281 | PRATT
10536282 | PRATT
10536284 | PRATT
10536286 | PRATT
10536287 | PRATT
10536289 | PRATT
10536291 | PRATT
10536293 | PRATT
10536294 | PRATT
10536296 | PRATT
10536298 | PRATT
10536299 | PRATT
10538001 | PRATT
10538003 | PRATT
10538004 | PRATT
10538006 | PRATT
10538007 | PRATT
10538009 | PRATT
10538011 | PRATT
10538013 | PRATT
10538015 | PRATT
10538017 | PRATT
10538019 | PRATT
10538020 | PRATT
10538022 | PRATT
10538024 | PRATT
10538025 | PRATT
10538027 | PRATT
10538029 | PRATT
10538030 | PRATT
10538032 | PRATT
10538033 | PRATT
10538035 | PRATT
10538037 | PRATT
10538039 | PRATT
10538040 | PRATT
10538042 | PRATT
10538044 | PRATT
10538046 | PRATT
10538047 | PRATT
10538049 | PRATT
10538051 | PRATT
10538052 | PRATT
10538054 | PRATT
10538055 | PRATT
10538057 | PRATT
10538059 | PRATT
10538061 | PRATT
10538062 | PRATT
10538064 | PRATT
10538066 | PRATT
10538068 | APCO
10538070 | PRATT
10538071 | UNKNOWN
10538073 | PRATT
10538075 | PRATT
10538076 | PRATT
10538078 | PRATT
10538079 | UNKNOWN
10538081 | UNKNOWN
10538083 | CRISPIN
10538085 | CRISPIN
10538086 | PRATT
10538088 | CLA-VAL
10538090 | PRATT
10538092 | PRATT
10538093 | PRATT
10538095 | PRATT
10538097 | CLA-VAL
10538098 | PRATT
10539700 | PRATT
10539701 | PRATT
10539703 | VAL-MATIC
10539705 | PRATT
10539706 | PRATT
10539708 | PRATT
10539710 | PRATT
10539712 | PRATT
10539713 | PRATT
10539715 | PRATT
10539717 | PRATT
10539719 | PRATT
10539720 | PRATT
10539722 | PRATT
10539724 | PRATT
10539725 | PRATT
10539727 | PRATT
10539728 | PRATT
10539730 | PRATT
10539732 | PRATT
10539733 | PRATT
10539735 | PRATT
10539737 | PRATT
10539739 | PRATT
10539740 | PRATT
10539742 | PRATT
10539744 | PRATT
10539746 | PRATT
10539747 | PRATT
10539749 | PRATT
10539750 | PRATT
10539752 | PRATT
10539754 | PRATT
10539756 | PRATT
10539758 | PRATT
10539760 | PRATT
10539762 | PRATT
10539763 | PRATT
10539765 | PRATT
10539767 | PRATT
10539769 | PRATT
10539770 | PRATT
10539772 | PRATT
10539773 | PRATT
10539775 | PRATT
10539776 | PRATT
10539778 | PRATT
10539780 | PRATT
10539782 | PRATT
10539783 | PRATT
10539785 | PRATT
10539787 | PRATT
10539788 | UNKNOWN
10539790 | UNKNOWN
10539792 | UNKNOWN
10539794 | UNKNOWN
10539795 | UNKNOWN
10539797 | UNKNOWN
10539798 | APCO
10541400 | APCO
10541402 | APCO
10541403 | APCO
10541405 | APCO
10541407 | PRATT
10541408 | PRATT
10541410 | PRATT
10541412 | PRATT
10541413 | PRATT
10541415 | APCO
10541417 | APCO
10541419 | APCO
10541420 | APCO
10541421 | APCO
10541423 | APCO
10541425 | APCO
10541427 | UNKNOWN
10541428 | UNKNOWN
10541430 | UNKNOWN
10541432 | UNKNOWN
10541434 | UNKNOWN
10541436 | UNKNOWN
10541437 | UNKNOWN
10541439 | UNKNOWN
10541441 | APCO
10541442 | APCO
10541444 | PRATT
10541446 | PRATT
10541447 | PRATT
10541449 | PRATT
10541451 | PRATT
10541452 | PRATT
10541454 | PRATT
10541456 | CRISPIN
10541458 | CRISPIN
10541460 | CRISPIN
10541461 | CRISPIN
10541463 | PRATT
10541464 | PRATT
10541466 | PRATT
10541468 | PRATT
10541469 | APCO
10541471 | APCO
10541473 | PRATT
10541475 | PRATT
10541476 | PRATT
10541478 | PRATT
10541480 | PRATT
10541481 | PRATT
10541483 | PRATT
10541485 | PRATT
10541486 | PRATT
10541488 | PRATT
10541490 | PRATT
10541491 | PRATT
10541493 | PRATT
10541495 | PRATT
10541497 | VAL-MATIC
10541498 | VAL-MATIC
10542900 | VAL-MATIC
10542902 | PRATT
10542903 | PRATT
10542905 | PRATT
10542907 | UNKNOWN
10542909 | UNKNOWN
10542910 | CLA-VAL
10542912 | CLA-VAL
10542914 | CLA-VAL
10542915 | DEZURICK
10542917 | DEZURICK
10542919 | UNKNOWN
10542920 | UNKNOWN
10542922 | PRATT
10542924 | CLA-VAL
10542926 | CLA-VAL
10542928 | CLA-VAL
10542929 | CLA-VAL
10542931 | PRATT
10542933 | PRATT
10542934 | VAL-MATIC
10542936 | VAL-MATIC
10542938 | PRATT
10542940 | VAL-MATIC
10542941 | VAL-MATIC
10542943 | PRATT
10542945 | PRATT
10542947 | PRATT
10542948 | PRATT
10542950 | PRATT
10542952 | PRATT
10542954 | PRATT
10542955 | PRATT
10542956 | PRATT
10542958 | PRATT
10542960 | CLA-VAL
10542962 | CLA-VAL
10542963 | PRATT
10542965 | PRATT
10542967 | CLA-VAL
10542969 | UNKNOWN
10542970 | CLA-VAL
10542972 | CLA-VAL
10542974 | UNKNOWN
10542976 | US PIPE
10542977 | US PIPE
10542978 | PRATT
10542980 | UNKNOWN
10542982 | CLA-VAL
10542983 | PRATT
10542985 | UNKNOWN
10542987 | PRATT
10542989 | PRATT
10542991 | CLA-VAL
10542992 | PRATT
10542994 | PRATT
10542996 | US PIPE
10542997 | US PIPE
10542999 | CLA-VAL
10544400 | CLA-VAL
10544402 | VAL-MATIC
10544404 | PRATT
10544406 | MH
10544408 | MH
10544409 | MH
10544411 | MH
10544413 | CLA-VAL
10544415 | CLA-VAL
10544416 | CLA-VAL
10544418 | PRATT
10544419 | MH
10544421 | CLA-VAL
10544423 | VAL-MATIC
10544425 | PRATT
10544426 | US PIPE
10544428 | US PIPE
10544430 | CLA-VAL
10544432 | CLA-VAL
10544433 | CLA-VAL
10544435 | CRISPIN
10544437 | CRISPIN
10544438 | CRISPIN
10544440 | PRATT
10544442 | CRISPIN
10544443 | CRISPIN
10544445 | UNKNOWN
10544447 | PRATT
10544449 | APCO
10544450 | APCO
10544452 | UNKNOWN
10544454 | UNKNOWN
10544456 | UNKNOWN
10544457 | UNKNOWN
10544459 | UNKNOWN
10544461 | UNKNOWN
10544463 | PRATT
10544464 | PRATT
10544466 | UNKNOWN
10544467 | PRATT
10544469 | PRATT
10544471 | UNKNOWN
10544472 | PRATT
10544474 | PRATT
10544476 | UNKNOWN
10544477 | MH
10544479 | MH
10544481 | PRATT
10544483 | PRATT
10544485 | PRATT
10544487 | PRATT
10544489 | PRATT
10544490 | PRATT
10544491 | PRATT
10544493 | PRATT
10544495 | APCO
10544497 | APCO
10544498 | CLA-VAL
10546100 | PRATT
10546102 | PRATT
10546104 | PRATT
10546105 | PRATT
10546107 | PRATT
10546109 | PRATT
10546110 | CLA-VAL
10546112 | VAL-MATIC
10546113 | VAL-MATIC
10546115 | PRATT
10546117 | PRATT
10546118 | PRATT
10546120 | PRATT
10546122 | VAL-MATIC
10546124 | CLA-VAL
10546125 | CLA-VAL
10546127 | PRATT
10546129 | KENNEDY
10546131 | KENNEDY
10546132 | KENNEDY
10546134 | PRATT
10546135 | CLOW
10546136 | PRATT
10546138 | CLOW
10546140 | PRATT
10546142 | PRATT
10546143 | CLA-VAL
10546145 | VAL-MATIC
10546147 | VAL-MATIC
10546148 | VAL-MATIC
10546150 | UNKNOWN
10546152 | UNKNOWN
10546153 | UNKNOWN
10546155 | UNKNOWN
10546157 | UNKNOWN
10546159 | UNKNOWN
10546160 | UNKNOWN
10546161 | PRATT
10546163 | PRATT
10546164 | PRATT
10546166 | PRATT
10546168 | PRATT
10546169 | PRATT
10546171 | PRATT
10546173 | PRATT
10546175 | PRATT
10546176 | PRATT
10546178 | CLA-VAL
10546180 | CLA-VAL
10546182 | PRATT
10546183 | US PIPE
10546185 | US PIPE
10546187 | PRATT
10546189 | PRATT
10546191 | CLA-VAL
10546192 | VAL-MATIC
10546194 | VAL-MATIC
10546196 | VAL-MATIC
10546198 | PRATT
10546199 | PRATT
10547601 | PRATT
10547603 | PRATT
10547605 | PRATT
10547607 | PRATT
10547608 | PRATT
10547610 | PRATT
10547612 | PRATT
10547614 | PRATT
10547616 | PRATT
10547617 | US PIPE
10547619 | CLA-VAL
10547621 | CLA-VAL
10547623 | VAL-MATIC
10547624 | VAL-MATIC
10547626 | VAL-MATIC
10547628 | PRATT
10547630 | PRATT
10547631 | PRATT
10547633 | PRATT
10547635 | PRATT
10547637 | PRATT
10547638 | PRATT
10547640 | UNKNOWN
10547642 | UNKNOWN
10547644 | CLA-VAL
10547646 | VAL-MATIC
10547647 | PRATT
10547649 | CLA-VAL
10547651 | VAL-MATIC
10547653 | VAL-MATIC
10547655 | PRATT
10547656 | PRATT
10547658 | PRATT
10547660 | PRATT
10547662 | PRATT
10547664 | PRATT
10547666 | PRATT
10547667 | PRATT
10547669 | US PIPE
10547671 | PRATT
10547673 | PRATT
10547674 | PRATT
10547676 | PRATT
10547678 | UNKNOWN
10547680 | UNKNOWN
10547682 | CLA-VAL
10547683 | CLA-VAL
10547685 | VAL-MATIC
10547688 | VAL-MATIC
10547691 | UNKNOWN
10547693 | UNKNOWN
10547695 | UNKNOWN
10547698 | UNKNOWN
10549201 | APCO
10549203 | APCO
10549205 | APCO
10549209 | APCO
10549212 | APCO
10549214 | APCO
10549217 | APCO
10549221 | APCO
10549224 | PRATT
10549226 | PRATT
10549229 | PRATT
10549233 | PRATT
10549237 | PRATT
10549240 | PRATT
10549243 | PRATT
10549247 | PRATT
10549250 | PRATT
10549253 | PRATT
10549257 | PRATT
10549260 | PRATT
10549264 | PRATT
10549267 | PRATT
10549269 | PRATT
10549274 | PRATT
10549279 | PRATT
10549282 | PRATT
10549285 | PRATT
10549290 | PRATT
10549294 | PRATT
10549296 | PRATT
10550402 | PRATT
10550408 | PRATT
10550411 | PRATT
10550415 | PRATT
10550420 | PRATT
10550426 | PRATT
10550430 | PRATT
10550434 | PRATT
10550438 | PRATT
10550444 | PRATT
10550449 | PRATT
10550453 | UNKNOWN
10550458 | PRATT
10550464 | CLA-VAL
10550470 | CLA-VAL
10550474 | CLA-VAL
10550477 | CLA-VAL
10550483 | CLA-VAL
10550489 | CLA-VAL
10550492 | MH
10550497 | MH
10551001 | WATTS
10551006 | WATTS
10551010 | WATTS
10551016 | WATTS
10551022 | MH
10551027 | MH
10551031 | PRATT
10551036 | PRATT
10551040 | PRATT
10551046 | PRATT
10551051 | PRATT
10551056 | PRATT
10551061 | PRATT
10551067 | PRATT
10551071 | PRATT
10551076 | PRATT
10551080 | PRATT
10551085 | PRATT
10551091 | UNKNOWN
10551095 | UNKNOWN
10551802 | UNKNOWN
10551805 | UNKNOWN
10551808 | UNKNOWN
10551814 | UNKNOWN
10551820 | APCO
10551826 | APCO
10551831 | APCO
10551836 | APCO
10551840 | APCO
10551846 | APCO
10551851 | APCO
10551856 | APCO
10551862 | APCO
10551867 | APCO
10551874 | APCO
10551881 | APCO
10551886 | APCO
10551892 | PRATT
10551898 | PRATT
10552605 | PRATT
10552613 | PRATT
10552619 | PRATT
10552625 | PRATT
10552632 | PRATT
10552637 | PRATT
10552644 | PRATT
10552650 | PRATT
10552658 | PRATT
10552666 | PRATT
10552673 | PRATT
10552680 | PRATT
10552687 | PRATT
10552695 | PRATT
10553103 | PRATT
10553111 | PRATT
10553117 | PRATT
10553124 | PRATT
10553133 | PRATT
10553139 | PRATT
10553145 | PRATT
10553152 | PRATT
10553161 | PRATT
10553169 | PRATT
10553175 | PRATT
10553181 | PRATT
10553189 | PRATT
10553198 | PRATT
10553706 | PRATT
10553714 | PRATT
10553718 | PRATT
10553727 | PRATT
10553734 | PRATT
10553741 | PRATT
10553750 | PRATT
10553755 | PRATT
10553763 | PRATT
10553771 | PRATT
10553776 | PRATT
10553784 | PRATT
10553790 | PRATT
10553798 | PRATT
10554504 | PRATT
10554509 | PRATT
10554519 | PRATT
10554526 | PRATT
10554530 | PRATT
10554536 | PRATT
10554545 | PRATT
10554550 | PRATT
10554557 | PRATT
10554567 | PRATT
10554576 | MH
10554582 | MH
10554589 | PRATT
10554596 | PRATT
10555500 | PRATT
10555508 | PRATT
10555516 | PRATT
10555525 | PRATT
10555528 | PRATT
10555534 | PRATT
10555543 | CLA-VAL
10555550 | APCO
10555556 | APCO
10555563 | PRATT
10555569 | PRATT
10555576 | PRATT
10555584 | MH
10555590 | MH
10555598 | PRATT
10556406 | CLA-VAL
10556413 | APCO
10556418 | APCO
10556426 | APCO
10556432 | US PIPE
10556437 | PRATT
10556445 | US PIPE
10556452 | PRATT
10556457 | PRATT
10556464 | PRATT
10556472 | PRATT
10556477 | PRATT
10556483 | PRATT
10556492 | CLA-VAL
10578078 | UNKNOWN
10578080 | UNKNOWN
10578082 | UNKNOWN
10578084 | UNKNOWN
10578085 | UNKNOWN
10578087 | UNKNOWN
10578089 | UNKNOWN
10578091 | UNKNOWN
10578092 | UNKNOWN
10578094 | UNKNOWN
10578096 | UNKNOWN
10578098 | UNKNOWN
10581200 | UNKNOWN
10581201 | UNKNOWN
10581203 | UNKNOWN
10581205 | UNKNOWN
10581208 | UNKNOWN
10581210 | UNKNOWN
10581212 | UNKNOWN
10581214 | UNKNOWN
10581216 | UNKNOWN
10581218 | UNKNOWN
10581219 | UNKNOWN
10581221 | UNKNOWN
10581223 | UNKNOWN
10581225 | UNKNOWN
10581227 | UNKNOWN
10581229 | UNKNOWN
10581230 | UNKNOWN
10581232 | UNKNOWN
10581234 | UNKNOWN
10581236 | UNKNOWN
10581237 | UNKNOWN
10581238 | UNKNOWN
10581239 | UNKNOWN
10581240 | UNKNOWN
10581241 | UNKNOWN
10581242 | UNKNOWN
10581243 | UNKNOWN
10581244 | UNKNOWN
10581245 | HAYWARD
10581246 | HAYWARD
10581247 | UNKNOWN
10581248 | UNKNOWN
10581249 | UNKNOWN
10581250 | UNKNOWN
10581251 | UNKNOWN
10581252 | UNKNOWN
10581253 | UNKNOWN
10581254 | UNKNOWN
10581255 | UNKNOWN
10581256 | UNKNOWN
10581257 | UNKNOWN
10581258 | UNKNOWN
10581259 | UNKNOWN
10581260 | UNKNOWN
10581261 | UNKNOWN
10581262 | UNKNOWN
10581263 | UNKNOWN
10581264 | UNKNOWN
10581265 | UNKNOWN
10581266 | UNKNOWN
10581267 | UNKNOWN
10581268 | UNKNOWN
10581269 | UNKNOWN
10581270 | UNKNOWN
10581271 | UNKNOWN
10581272 | UNKNOWN
10581273 | UNKNOWN
10581274 | UNKNOWN
10581275 | UNKNOWN
10581276 | UNKNOWN
10581277 | UNKNOWN
10581278 | UNKNOWN
10581279 | UNKNOWN
10581280 | UNKNOWN
10581281 | UNKNOWN
10581282 | UNKNOWN
10581283 | UNKNOWN
10581284 | UNKNOWN
10581285 | UNKNOWN
10581286 | UNKNOWN
10581287 | UNKNOWN
10581288 | UNKNOWN
10581289 | UNKNOWN
10581290 | UNKNOWN
10581291 | UNKNOWN
10581292 | UNKNOWN
10581293 | UNKNOWN
10581294 | UNKNOWN
10581295 | UNKNOWN
10581296 | UNKNOWN
10581297 | UNKNOWN
10581298 | UNKNOWN
10581299 | UNKNOWN
10584100 | UNKNOWN
10584101 | UNKNOWN
10584102 | UNKNOWN
10584103 | UNKNOWN
10584104 | UNKNOWN
10584105 | UNKNOWN
10584106 | UNKNOWN
10584107 | UNKNOWN
10584108 | UNKNOWN
10584109 | UNKNOWN
10584110 | UNKNOWN
10584111 | UNKNOWN
10584112 | UNKNOWN
10584113 | UNKNOWN
10584114 | UNKNOWN
10584115 | UNKNOWN
10584116 | UNKNOWN
10584117 | UNKNOWN
10584118 | UNKNOWN
10584119 | UNKNOWN
10584120 | UNKNOWN
10584121 | UNKNOWN
10584122 | UNKNOWN
10584123 | UNKNOWN
10584124 | UNKNOWN
10584125 | UNKNOWN
10584126 | UNKNOWN
10584127 | UNKNOWN
10584128 | UNKNOWN
10584129 | UNKNOWN
10584130 | UNKNOWN
10584131 | UNKNOWN
10584132 | UNKNOWN
10584133 | UNKNOWN
10584134 | UNKNOWN
10584135 | UNKNOWN
10584136 | UNKNOWN
10584137 | UNKNOWN
10584138 | UNKNOWN
10584139 | UNKNOWN
10584140 | UNKNOWN
10584141 | UNKNOWN
10584142 | UNKNOWN
10584143 | UNKNOWN
10584144 | UNKNOWN
10584145 | UNKNOWN
10584146 | UNKNOWN
10584147 | UNKNOWN
10584148 | UNKNOWN
10584149 | UNKNOWN
10584150 | UNKNOWN
10584151 | UNKNOWN
10584152 | UNKNOWN
10584153 | UNKNOWN
10584154 | UNKNOWN
10584155 | UNKNOWN
10584156 | UNKNOWN
10584157 | UNKNOWN
10584158 | UNKNOWN
10584159 | UNKNOWN
10584160 | UNKNOWN
10584161 | UNKNOWN
10584162 | UNKNOWN
10584163 | UNKNOWN
10584164 | UNKNOWN
10584165 | UNKNOWN
10584166 | UNKNOWN
10584167 | UNKNOWN
10584168 | UNKNOWN
10584169 | UNKNOWN
10584170 | UNKNOWN
10584171 | UNKNOWN
10584172 | UNKNOWN
10584173 | UNKNOWN
10584174 | UNKNOWN
10584175 | UNKNOWN
10584176 | UNKNOWN
10584177 | UNKNOWN
10584178 | UNKNOWN
10584180 | UNKNOWN
10584182 | UNKNOWN
10584184 | UNKNOWN
10584186 | UNKNOWN
10584187 | UNKNOWN
10584189 | UNKNOWN
10584191 | UNKNOWN
10584193 | UNKNOWN
10584195 | UNKNOWN
10584197 | UNKNOWN
10584198 | UNKNOWN
10587300 | UNKNOWN
10587302 | UNKNOWN
10587304 | UNKNOWN
10587306 | UNKNOWN
10587307 | UNKNOWN
10587309 | UNKNOWN
10587311 | UNKNOWN
10587313 | UNKNOWN
10587315 | UNKNOWN
10587317 | UNKNOWN
10587318 | UNKNOWN
10587320 | UNKNOWN
10587322 | UNKNOWN
10587324 | UNKNOWN
10587326 | UNKNOWN
10587328 | UNKNOWN
10587330 | UNKNOWN
10587331 | ITT FABRI-VALVE
10587333 | ITT FABRI-VALVE
10587335 | ITT FABRI-VALVE
10587337 | ITT FABRI-VALVE
10587338 | DEZURICK
10587340 | DEZURICK
10587342 | DEZURICK
10587344 | DEZURICK
10587345 | DEZURICK
10587347 | DEZURICK
10587349 | DEZURICK
10587351 | DEZURICK
10587353 | EIM
10587355 | UNKNOWN
10587358 | DEZURIK/EIM CO. INC.
10587360 | UNKNOWN
10587363 | UNKNOWN
10587366 | UNKNOWN
10587368 | UNKNOWN
10587370 | UNKNOWN
10587373 | UNKNOWN
10587376 | UNKNOWN
10587378 | UNKNOWN
10587381 | UNKNOWN
10587383 | UNKNOWN
10587386 | UNKNOWN
10587389 | UNKNOWN
10587392 | UNKNOWN
10587394 | UNKNOWN
10587396 | UNKNOWN
10587399 | UNKNOWN
10589102 | UNKNOWN
10589105 | UNKNOWN
10589108 | UNKNOWN
10589111 | UNKNOWN
10589112 | UNKNOWN
10589115 | UNKNOWN
10589118 | UNKNOWN
10589121 | UNKNOWN
10589122 | UNKNOWN
10589125 | UNKNOWN
10589128 | UNKNOWN
10589130 | UNKNOWN
10589132 | UNKNOWN
10589135 | UNKNOWN
10589138 | UNKNOWN
10589141 | UNKNOWN
10589143 | UNKNOWN
10589146 | UNKNOWN
10589148 | UNKNOWN
10589151 | UNKNOWN
10589154 | UNKNOWN
10589157 | UNKNOWN
10589159 | WILKINS-ZURN
10589162 | WILKINS-ZURN
10589164 | UNKNOWN
10589167 | UNKNOWN
10589170 | UNKNOWN
10589172 | UNKNOWN
10589174 | UNKNOWN
10589177 | UNKNOWN
10589180 | UNKNOWN
10589182 | UNKNOWN
10589184 | UNKNOWN
10589187 | UNKNOWN
10589190 | UNKNOWN
10589193 | UNKNOWN
10589194 | UNKNOWN
10589197 | UNKNOWN
10590600 | UNKNOWN
10590603 | UNKNOWN
10590604 | UNKNOWN
10590607 | UNKNOWN
10590610 | UNKNOWN
10590613 | UNKNOWN
10590614 | UNKNOWN
10590617 | UNKNOWN
10590620 | UNKNOWN
10590623 | UNKNOWN
10590625 | UNKNOWN
10590628 | UNKNOWN
10590630 | UNKNOWN
10590633 | UNKNOWN
10590636 | UNKNOWN
10590638 | UNKNOWN
10590641 | UNKNOWN
10590644 | UNKNOWN
10590647 | UNKNOWN
10590650 | UNKNOWN
10590654 | UNKNOWN
10590657 | UNKNOWN
10590660 | UNKNOWN
10590664 | UNKNOWN
10590667 | UNKNOWN
10590670 | UNKNOWN
10590674 | UNKNOWN
10590677 | UNKNOWN
10590680 | UNKNOWN
10590683 | UNKNOWN
10590686 | UNKNOWN
10590689 | UNKNOWN
10590693 | UNKNOWN
10590696 | WILKINS-ZURN
10590698 | UNKNOWN
10591801 | UNKNOWN
10591803 | UNKNOWN
10591806 | UNKNOWN
10591809 | UNKNOWN
10591811 | UNKNOWN
10591814 | UNKNOWN
10591816 | UNKNOWN
10591819 | UNKNOWN
10591822 | UNKNOWN
10591824 | UNKNOWN
10591827 | UNKNOWN
10591829 | UNKNOWN
10591832 | UNKNOWN
10591835 | UNKNOWN
10591838 | UNKNOWN
10591841 | UNKNOWN
10591844 | UNKNOWN
10591846 | UNKNOWN
10591849 | UNKNOWN
10591851 | UNKNOWN
10591854 | UNKNOWN
10591857 | UNKNOWN
10591859 | UNKNOWN
10591861 | UNKNOWN
10591864 | UNKNOWN
10591867 | UNKNOWN
10591870 | UNKNOWN
10591872 | UNKNOWN
10591874 | UNKNOWN
10591877 | UNKNOWN
10591880 | UNKNOWN
10591882 | UNKNOWN
10591884 | UNKNOWN
10591887 | UNKNOWN
10591889 | UNKNOWN
10591891 | UNKNOWN
10591894 | UNKNOWN
10591897 | UNKNOWN
10593300 | UNKNOWN
10593303 | UNKNOWN
10593304 | UNKNOWN
10593307 | UNKNOWN
10593310 | UNKNOWN
10593312 | UNKNOWN
10593314 | UNKNOWN
10593317 | UNKNOWN
10593320 | UNKNOWN
10593321 | UNKNOWN
10593324 | UNKNOWN
10593327 | UNKNOWN
10593330 | UNKNOWN
10593333 | UNKNOWN
10593334 | UNKNOWN
10593337 | UNKNOWN
10593340 | UNKNOWN
10593343 | UNKNOWN
10593346 | UNKNOWN
10593348 | UNKNOWN
10593350 | UNKNOWN
10593353 | UNKNOWN
10593356 | UNKNOWN
10593359 | UNKNOWN
10593360 | UNKNOWN
10593363 | UNKNOWN
10593366 | UNKNOWN
10593369 | UNKNOWN
10593370 | UNKNOWN
10593373 | UNKNOWN
10593376 | UNKNOWN
10593379 | UNKNOWN
10593382 | UNKNOWN
10630962 | UNKNOWN
10630965 | UNKNOWN
10630968 | UNKNOWN
10630972 | UNKNOWN
10630976 | UNKNOWN
10630978 | UNKNOWN
10630981 | UNKNOWN
10630985 | UNKNOWN
10630987 | UNKNOWN
10630990 | UNKNOWN
10630994 | UNKNOWN
10630998 | UNKNOWN
10632202 | UNKNOWN
10632204 | UNKNOWN
10632207 | UNKNOWN
10632211 | UNKNOWN
10632215 | UNKNOWN
10632218 | UNKNOWN
10632221 | UNKNOWN
10632224 | UNKNOWN
10632228 | UNKNOWN
10632231 | UNKNOWN
10632233 | UNKNOWN
10632237 | UNKNOWN
10632240 | UNKNOWN
10632244 | UNKNOWN
10632246 | UNKNOWN
10632249 | UNKNOWN
10632257 | UNKNOWN
10632267 | UNKNOWN
10632270 | UNKNOWN
10632272 | UNKNOWN
10632275 | UNKNOWN
10633803 | UNKNOWN
10633828 | UNKNOWN
10633835 | UNKNOWN
10633839 | UNKNOWN
10633843 | UNKNOWN
10633847 | UNKNOWN
10633849 | UNKNOWN
10633852 | UNKNOWN
10633856 | UNKNOWN
10633858 | UNKNOWN
10633862 | UNKNOWN
10633865 | UNKNOWN
10633868 | UNKNOWN
10633872 | UNKNOWN
10633875 | UNKNOWN
10633879 | UNKNOWN
10633882 | UNKNOWN
10633885 | UNKNOWN
10633889 | UNKNOWN
10633892 | UNKNOWN
10633895 | UNKNOWN
10633899 | UNKNOWN
10634802 | UNKNOWN
10634804 | UNKNOWN
10634807 | UNKNOWN
10634811 | UNKNOWN
10634815 | UNKNOWN
10634818 | UNKNOWN
10634821 | UNKNOWN
10634824 | UNKNOWN
10634827 | UNKNOWN
10634831 | UNKNOWN
10634835 | UNKNOWN
10634838 | UNKNOWN
10634841 | UNKNOWN
10634844 | UNKNOWN
10634848 | UNKNOWN
10634849 | UNKNOWN
10634853 | UNKNOWN
10634857 | UNKNOWN
10634861 | UNKNOWN
10634863 | UNKNOWN
10634866 | UNKNOWN
10653006 | UNKNOWN
10678965 | UNKNOWN
10678968 | UNKNOWN
10678971 | UNKNOWN
10678974 | UNKNOWN
10678977 | UNKNOWN
10678980 | UNKNOWN
10678982 | UNKNOWN
5188437 | Goulds
5188438 | GOULDS
5188439 | GOULDS
5190200 | SIEMENS
5190201 | SIEMENS
5190202 | SIEMENS
5190203 | WALLACE & TIERNAN
10870601 | PRATT
10870602 | PRATT
10870603 | PRATT
10870604 | PRATT
10870605 | PRATT
10870606 | PRATT
10870607 | PRATT
10870608 | PRATT
10870609 | PRATT
10870610 | PRATT
10870611 | PRATT
10870612 | PRATT
10870802 | CLA-VAL
10870803 | PRATT
10870804 | PRATT
10870901 | PRATT
10870902 | PRATT
10870903 | PRATT
10870904 | PRATT
10870905 | PRATT
10871000 | PRATT
5193700 | UNKNOWN
5193701 | UNKNOWN
5194001 | UNKNOWN
5194002 | UNKNOWN
5194003 | SCOTT
10871035 | UNKNOWN
10871036 | UNKNOWN
10871037 | UNKNOWN
10871038 | UNKNOWN
10871039 | UNKNOWN
10871040 | UNKNOWN
10871041 | UNKNOWN
10871042 | UNKNOWN
10871043 | UNKNOWN
10871044 | UNKNOWN
10871045 | UNKNOWN
10872025 | UNKNOWN
10872026 | UNKNOWN
10872027 | UNKNOWN
10872028 | UNKNOWN
10872029 | UNKNOWN
10872030 | UNKNOWN
10872031 | UNKNOWN
10872032 | UNKNOWN
10872033 | UNKNOWN
10872034 | UNKNOWN
10872035 | UNKNOWN
10872036 | UNKNOWN
10872037 | UNKNOWN
10872038 | UNKNOWN
10872039 | UNKNOWN
10872040 | UNKNOWN
10872041 | UNKNOWN
10872042 | UNKNOWN
10872043 | UNKNOWN
10872044 | UNKNOWN
10872045 | UNKNOWN
10872046 | UNKNOWN
10872047 | UNKNOWN
10872048 | UNKNOWN
10872049 | UNKNOWN
10872050 | UNKNOWN
10872051 | UNKNOWN
10872052 | UNKNOWN
10872053 | UNKNOWN
10872054 | UNKNOWN
10872055 | UNKNOWN
10872056 | UNKNOWN
10872057 | UNKNOWN
10872058 | UNKNOWN
10872059 | UNKNOWN
10872060 | UNKNOWN
10872061 | UNKNOWN
10872062 | UNKNOWN
10871497 | UNKNOWN
10871498 | UNKNOWN
10871499 | UNKNOWN
10872300 | UNKNOWN
10872301 | UNKNOWN
10872302 | UNKNOWN
10872303 | UNKNOWN
10872304 | UNKNOWN
10872305 | UNKNOWN
10872306 | UNKNOWN
10872307 | UNKNOWN
10872308 | UNKNOWN
10872309 | UNKNOWN
10872310 | UNKNOWN
10872311 | UNKNOWN
10872312 | UNKNOWN
10872313 | UNKNOWN
10872314 | UNKNOWN
10872315 | UNKNOWN
5195502 | MILTON ROY
5195503 | MILTON ROY
5195504 | UNKNOWN
5195505 | UNKNOWN
5195506 | UNKNOWN
5195507 | UNKNOWN
5195508 | PULSAFEEDER
5195509 | PULSAFEEDER
5195510 | SNYDER IND
5195511 | UNKNOWN
5195512 | UNKNOWN
5195513 | UNKNOWN
5195514 | MILTON ROY
5195515 | UNKNOWN
5195516 | UNKNOWN
5195517 | UNKNOWN
5195518 | UNKNOWN
5194697 | UNKNOWN
5194698 | UNKNOWN
5195166 | AMEREX CORP
5196213 | TRANE
5196214 | TRANE
5196215 | REZNOR
5196216 | REZNOR
5196217 | REZNOR
5196218 | REZNOR
5196219 | UNKNOWN
5196220 | UNKNOWN
5196221 | UNKNOWN
5196222 | UNKNOWN
5196223 | UNKNOWN
5196301 | BRADLEY
5196302 | BRADLEY
5196303 | BRADLEY
5196304 | UNKNOWN
5196305 | UNKNOWN
5196306 | UNKNOWN
5196307 | UNKNOWN
5196308 | UNKNOWN
5197100 | UNKNOWN
5197101 | UNKNOWN
5197102 | UNKNOWN
5197103 | UNKNOWN
5197104 | UNKNOWN
5197105 | UNKNOWN
5197106 | UNKNOWN
5197713 | UNKNOWN
5198300 | UNKNOWN
5198500 | UNKNOWN
5198600 | UNKNOWN
5199112 | UNKNOWN
5199113 | UNKNOWN
5199114 | UNKNOWN
5199115 | UNKNOWN
5199116 | UNKNOWN
5199117 | UNKNOWN
5199118 | UNKNOWN
5199119 | UNKNOWN
5199120 | UNKNOWN
5199121 | UNKNOWN
5199122 | UNKNOWN
5199123 | UNKNOWN
5199124 | UNKNOWN
5199125 | UNKNOWN
5199126 | UNKNOWN
5199127 | UNKNOWN
5199128 | UNKNOWN
5199129 | UNKNOWN
5199130 | UNKNOWN
5199131 | UNKNOWN
5199132 | UNKNOWN
5199133 | UNKNOWN
5199134 | UNKNOWN
5199135 | UNKNOWN
5199136 | UNKNOWN
5199137 | UNKNOWN
5199138 | UNKNOWN
5199139 | UNKNOWN
5199140 | UNKNOWN
5199141 | UNKNOWN
5199142 | UNKNOWN
5199143 | UNKNOWN
5199144 | UNKNOWN
5199145 | UNKNOWN
5199146 | UNKNOWN
5199147 | UNKNOWN
5199148 | UNKNOWN
5199149 | UNKNOWN
5205400 | UNKNOWN
5205401 | UNKNOWN
5206200 | UNKNOWN
5206014 | UNKNOWN
5206015 | UNKNOWN
5206016 | UNKNOWN
5205982 | UNKNOWN
5206206 | UNKNOWN
5206207 | UNKNOWN
5206208 | UNKNOWN
5206209 | UNKNOWN
5206210 | UNKNOWN
5206211 | UNKNOWN
5206956 | NEPTUNE
5206957 | NEPTUNE
5206958 | NEPTUNE
5206959 | NEPTUNE
5206960 | UNKNOWN
5206961 | NEPTUNE
5207800 | NEPTUNE
5207801 | NEPTUNE
5207802 | NEPTUNE
5207803 | NEPTUNE
5207804 | NEPTUNE
5207805 | ROSEMOUNT
5208303 | UNKNOWN
5208304 | UNKNOWN
5208305 | UNKNOWN
5208306 | UNKNOWN
5208307 | UNKNOWN
5208308 | UNKNOWN
5208309 | UNKNOWN
5208310 | US ELECTRIC
5208311 | US ELECTRIC
5208312 | US ELECTRIC
5208313 | FOXBORO
5208314 | UNKNOWN
5208315 | UNKNOWN
5208316 | UNKNOWN
5208317 | UNKNOWN
5208318 | UNKNOWN
5208319 | UNKNOWN
5208320 | UNKNOWN
5208321 | UNKNOWN
5208322 | UNKNOWN
5208323 | UNKNOWN
5208324 | UNKNOWN
5208325 | ASHCROFT
5208600 | ASHCROFT
5208601 | ASHCROFT
5208602 | ASHCROFT
5208603 | ASHCROFT
5208604 | ASHCROFT
5208605 | ASHCROFT
5208606 | ASHCROFT
5208607 | ASHCROFT
5208608 | ASHCROFT
5208609 | ASHCROFT
5208610 | UNKNOWN
5208611 | UNKNOWN
5208612 | UNKNOWN
5208613 | UNKNOWN
5208614 | FOXBORO
5208615 | UNKNOWN
5208616 | UNKNOWN
5208617 | UNKNOWN
5208618 | UNKNOWN
5208619 | UNKNOWN
5208620 | UNKNOWN
5208621 | UNKNOWN
5208622 | UNKNOWN
5208623 | UNKNOWN
5208624 | UNKNOWN
5208625 | UNKNOWN
5208626 | UNKNOWN
5208627 | UNKNOWN
6006300 | UNKNOWN
5209360 | UNKNOWN
5209212 | UNKNOWN
5209214 | UNKNOWN
5210000
5210001 | UNKNOWN
5210002 | UNKNOWN
5210003 | UNKNOWN
5210004 | UNKNOWN
5210005 | UNKNOWN
10896209 | UNKNOWN
10896210 | UNKNOWN
10896211 | UNKNOWN
10896212 | UNKNOWN
10896213 | UNKNOWN
10896214 | UNKNOWN
10896215 | UNKNOWN
5210400 | UNKNOWN
5210700 | PEERLESS
5211200 | EATON/CUTLER HAMMER
5211201 | EATON/CUTLER HAMMER
5211202 | UNKNOWN
5211203 | UNKNOWN
5211204 | UNKNOWN
5211205 | UNKNOWN
5211206 | UNKNOWN
5211207 | UNKNOWN
5211208 | UNKNOWN
5211209 | UNKNOWN
5211210 | UNKNOWN
5211211 | UNKNOWN
5211212 | UNKNOWN
5211213 | SEVERN TRENT
5211214 | UNKNOWN
5211215 | UNKNOWN
5211216 | UNKNOWN
5211217 | UNKNOWN
5211218 | UNKNOWN
5211219 | UNKNOWN
5211220 | UNKNOWN
5211221 | PULSATRON
5211222 | PULSATRON
5211223 | PULSATRON
5211224 | UNKNOWN
5211225 | UNKNOWN
5211226 | UNKNOWN
5211227 | UNKNOWN
5211228 | UNKNOWN
5211229 | UNKNOWN
5211230 | UNKNOWN
5211231 | UNKNOWN
5211232 | UNKNOWN
5211233 | UNKNOWN
5211234 | UNKNOWN
5211235 | HIGHLAND TANK
5211236 | HIGHLAND TANK
5211237 | POLYPROCESSING
5211238 | POLYPROCESSING
5211239 | CHEM-TAINER
5211240 | POLYPROCESSING
5211241 | UNKNOWN
5211242 | CUMMINS
5211243 | UNKNOWN
5211244 | UNKNOWN
5211245 | UNKNOWN
5211246 | UNKNOWN
5211247 | UNKNOWN
5211248 | UNKNOWN
5211249 | UNKNOWN
5211250 | UNKNOWN
5211251 | UNKNOWN
5211252 | UNKNOWN
5211253 | UNKNOWN
5211254 | UNKNOWN
5211255 | UNKNOWN
5211256 | UNKNOWN
5211257 | UNKNOWN
5211258 | UNKNOWN
5211259 | UNKNOWN
5211260 | UNKNOWN
5211261 | UNKNOWN
5211262 | UNKNOWN
5211263 | UNKNOWN
5211264 | UNKNOWN
5211265 | CUMMINS
5211266 | GUARDIAN
5211267 | GUARDIAN
5211268 | GUARDIAN
5211269 | GUARDIAN
5211270 | GUARDIAN
5211271 | UNKNOWN
5211272 | UNKNOWN
5211273 | UNKNOWN
5211274 | UNKNOWN
5211275 | KIDDE
5211276 | KIDDE
5211277 | KIDDE
5211278 | UNKNOWN
5211279 | ROSEMOUNT
5211280 | ROSEMOUNT
5211281 | ROSEMOUNT
5211282 | ROSEMOUNT
5211283 | ROSEMOUNT
5211284 | ROSEMOUNT
5211285 | ROSEMOUNT
5211286 | ROSEMOUNT
5211287 | ROSEMOUNT
5211288 | ROSEMOUNT
5211289 | ROSEMOUNT
5211290 | ROSEMOUNT
5211291 | NEPTUNE
5211292 | NEPTUNE
5211293 | NEPTUNE
5211294 | NEPTUNE
5211295 | NEPTUNE
5211296 | NEPTUNE
5211297 | UNKNOWN
5211298 | BRY-AIR
5211299 | UNKNOWN
5211300 | UNKNOWN
5211301 | UNKNOWN
5211302 | UNKNOWN
5211303 | UNKNOWN
5211304 | UNKNOWN
5211305 | GREENHECK
5211306 | GREENHECK
5211307 | GREENHECK
5211308 | GREENHECK
5211309 | GREENHECK
5211310 | UNKNOWN
5211311 | UNKNOWN
5211312 | UNKNOWN
5211313 | UNKNOWN
5211314 | UNKNOWN
5211315 | LEESON
5211316 | LEESON
5211317 | BALDOR
5211318 | BALDOR
5211319 | WEG
5211320 | WEG
5211321 | LEESON
5211322 | LEESON
5211323 | LEESON
5211324 | LEESON
5211325 | LEESON
5211326 | LEESON
5211327 | LEESON
5211328 | CENTURY
5211329 | EATON/CUTLER HAMMER
5211330 | EATON/CUTLER HAMMER
5211331 | UNKNOWN
5211332 | UNKNOWN
5211333 | UNKNOWN
5211334 | EATON/CUTLER HAMMER
5211335 | GOULDS
5211336 | GOULDS
5211337 | FLOWSERVE
5211338 | GOULDS
5211339 | GOULDS
5211340 | FLOWSERVE
5211341 | MOYNO
5211342 | MOYNO
5211343 | FLOWSERVE
5211344 | FLOWSERVE
5211345 | UNKNOWN
5211346 | UNKNOWN
5211347 | UNKNOWN
5211348 | UNKNOWN
5211349 | UNKNOWN
5211350 | GUARDIAN
5211351 | GUARDIAN
5211352 | GUARDIAN
5211353 | GUARDIAN
5211354 | GUARDIAN
5211355 | SIMPLEX
5211356 | EATON/CUTLER HAMMER
5211357 | EATON/CUTLER HAMMER
5211358 | UNKNOWN
5211359 | UNKNOWN
5211360 | UNKNOWN
5211361 | UNKNOWN
5211362 | UNKNOWN
5211363 | UNKNOWN
5211364 | UNKNOWN
5211365 | UNKNOWN
5211366 | UNKNOWN
5211367 | UNKNOWN
5211368 | UNKNOWN
5211369 | UNKNOWN
5211370 | ROSEMOUNT
5211371 | ROSEMOUNT
5211372 | ROSEMOUNT
5211373 | ROSEMOUNT
5211374 | EMERSON
5211375 | EMERSON
5211376 | EMERSON
5211377 | EMERSON
5211378 | EMERSON
5211379 | EMERSON
5211380 | EMERSON
5211381 | EMERSON
5211382 | UNKNOWN
5211383 | UNKNOWN
5211384 | WALLACE-TIERNAN
5211385 | WALLACE-TIERNAN
5211386 | WALLACE-TIERNAN
5211387 | HACH
5211388 | UNKNOWN
5211389 | UNKNOWN
5211390 | UNKNOWN
5211391 | UNKNOWN
5211392 | UNKNOWN
5211393 | UNKNOWN
5211394 | UNKNOWN
5211395 | PULSATRON
5211396 | TRANE
5211397 | GREENHECK
10897600 | UNKNOWN
10897601 | UNKNOWN
10897602 | UNKNOWN
10897603 | UNKNOWN
10897604 | UNKNOWN
10897605 | UNKNOWN
10897606 | UNKNOWN
10897607 | UNKNOWN
10897608 | MUELLER
10897609 | UNKNOWN
10897610 | KENNEDY
10897611 | MUELLER
10897612 | GOLDEN ANDERSON
10897613 | GOLDEN ANDERSON
10897614 | GOLDEN ANDERSON
10897615 | GOLDEN ANDERSON
10897616 | GOLDEN ANDERSON
10897617 | GOLDEN ANDERSON
10897618 | GOLDEN ANDERSON
10897619 | PRATT
10897620 | PRATT
10897621 | PRATT
10897622 | PRATT
10897623 | PRATT
10897624 | PRATT
10897625 | PRATT
10897626 | PRATT
10897627 | PRATT
10897628 | PRATT
10897629 | PRATT
10897630 | PRATT
10897631 | PRATT
10897632 | PRATT
10897633 | PRATT
10897634 | PRATT
10897635 | PRATT
10897636 | EIM COMPANY
10897637 | PRATT
10897638 | PRATT
10897639 | EIM COMPANY
10897640 | EIM COMPANY
10897641 | EIM COMPANY
10897642 | EIM COMPANY
10897643 | UNKNOWN
10897644 | PRATT
10897645 | MUELLER
10897646 | KENNEDY
10897647 | UNKNOWN
10897648 | UNKNOWN
10897649 | PRATT
10897650 | PRATT
10897651 | PRATT
10897652 | PRATT
10897653 | PRATT
10897654 | PRATT
10897655 | PRATT
10897656 | PRATT
10897657 | EIM COMPANY
10897658 | EIM COMPANY
10897659 | EIM COMPANY
10897660 | EIM COMPANY
10897661 | EIM COMPANY
10897662 | EIM COMPANY
10897663 | EIM COMPANY
10897664 | EIM COMPANY
10897665 | EIM COMPANY
10897666 | EIM COMPANY
10897667 | EIM COMPANY
10897668 | EIM COMPANY
10897669 | EIM COMPANY
10897670 | EIM COMPANY
10897671 | EIM COMPANY
10897672 | EIM COMPANY
5211403 | ALLEN BRADLEY
5211404 | DAYTON
5211405 | ABS
5211702 | BALDOR
5211703 | BALDOR
5211704 | CORNELL
5211705 | CORNELL
5211706 | UNKNOWN
5211707 | UNKNOWN
5211708 | UNKNOWN
5211710 | ROSEMOUNT
5211711 | ROSEMOUNT
5211712 | ROSEMOUNT
5211713 | ROSEMOUNT
5211714 | UNKNOWN
5211715 | ABS
5211716 | ABS
5211717 | FRIGIDAIRE
5211718 | DAYTON
5211719 | QMARK
5211720 | UNKNOWN
5211721 | UNKNOWN
5211722 | BRISTOL BABCOCK
5211723 | UNKNOWN
5211724 | UNKNOWN
5211725 | SQUARE D
5212214 | ALLEN BRADLEY
5212215 | ALLEN BRADLEY
5212216 | SQUARE D
5212217 | UNKNOWN
5212218 | PRATT
10899492 | PRATT
10899493 | PRATT
10899494 | PRATT
10899495 | PRATT
10899496 | PRATT
10899497 | PRATT
10899498 | PRATT
10899499 | PRATT
10900062 | PRATT
10900063 | CLA-VAL
10900064 | PRATT
10900065 | PRATT
10900066 | GOLDEN ANDERSON
10900067 | PRATT
10900068 | PRATT
10900069 | UNKNOWN
10900070 | UNKNOWN
10900071 | UNKNOWN
10900073 | UNKNOWN
10900074 | VAL-MATIC
10900075 | VAL-MATIC
10900400 | PRATT
10900401 | PRATT
10900402 | PRATT
5214000 | UNKNOWN
5215401 | UNKNOWN
5215402 | UNKNOWN
5219205 | UNKNOWN
5219206 | UNKNOWN
5221826 | UNKNOWN
5221827 | UNKNOWN
5221828 | UNKNOWN
5223132 | Greyline
5224273 | UNKNOWN
5224274 | UNKNOWN
10916701 | UNKNOWN
10917615 | EIM COMPANY
5230306 | ADT
5230307 | UNKNOWN
5230471 | SIEMENS
5236666 | UNKNOWN
5236667 | UNKNOWN
5236668 | UNKNOWN
5236669 | UNKNOWN
5236670 | UNKNOWN
5237200 | UNKNOWN
5237201 | UNKNOWN
5237202 | UNKNOWN
5238345 | UNKNOWN
5238346 | UNKNOWN
5239138 | UNKNOWN
5239139 | UNKNOWN
5239140 | UNKNOWN
5239141 | UNKNOWN
5247959 | UNKNOWN
5248517 | UNKNOWN
5250844 | UNKNOWN
5250845 | UNKNOWN

## VOC Stripper
Equipment |  | Inventory no. | Description | Full Name | AuthorizGroup | EquipCategory | Functional Loc. | Planning plant | User status | System status | Created by | Created on | Street | Size/dimens. | ManufSerialNo. | ManufPartNo. | Install. date | Application | Backwash Rate (gpm/s | Flow Normal Range | Indoor/Outdoor | Material of Construc | Media 1 Depth | Media 1 Type | Media 2 Depth | Media 2 Type | Media Regeneration R | Owned By | Special Mtn Note | Special Mtn Note Det | Stripper Type | Surface Area (sq/ft) | Wash Type
5124682 | UNKNOWN |  | WOOD /STRIPPER |  | NJBC | 3 | NJBC-MH-WOOD. | P203 | INSV | INST | [7 empty] | WATER | [9 empty] | AW |  |  | TRAY TOWER

## Aerator
Equipment |  | Inventory no. | Description | Full Name | AuthorizGroup | EquipCategory | Functional Loc. | Planning plant | User status | System status | Created by | Created on | Street | Size/dimens. | ManufSerialNo. | ManufPartNo. | Install. date | Aerator Type | CFM | Diffuser Material | Membrane Material | Owned By | Special Mtn Note | Special Mtn Note Det
5199143 | UNKNOWN |  | CENTRE (HADDFLD) AERATOR /AERATOR |  | NJBC | 3 | NJBC-CM-CENT. | P203 | INSV | INST | [11 empty] | AW

## Power Monitor
Equipment |  | Inventory no. | Description | Full Name | AuthorizGroup | EquipCategory | Functional Loc. | Planning plant | User status | System status | Created by | Created on | Street | Size/dimens. | ManufSerialNo. | ManufPartNo. | Install. date | Adjustable? | Amp Rating | Owned By | Power Monitor Type | Special Mtn Note | Special Mtn Note Det | System Monitored | Volt Rating
5132390 | UNKNOWN |  | WDEPTPRKIC-MCC 14 /MON |  | NJBC | E | NJBC-GL-WDEPT | P203 | INSV | INST | [9 empty] | AW | PWRMON*

## HVAC Chiller
Equipment |  | Inventory no. | Description | Full Name | AuthorizGroup | EquipCategory | Functional Loc. | Planning plant | User status | System status | Created by | Created on | Street | Size/dimens. | ManufSerialNo. | ManufPartNo. | Install. date | Amp Rating | Application | Duty Cycle | Energy Type | HVAC Chiller | Output UOM | Output Value | Owned By | Special Mtn Note | Special Mtn Note Det | Volt Rating
5145960 | UNKNOWN |  | MEDFORDIC Feed to Clor Tec Unit /CHILLER |  | NJBC | B | NJBC-BU-MEDFO | P203 | INSV | INST | [8 empty] | PROCESSING |  | ELECTRIC | HVAC-CHL*

## Firewall
Equipment |  | Inventory no. | Description | Full Name | AuthorizGroup | EquipCategory | Functional Loc. | Planning plant | User status | System status | Created by | Created on | Street | Size/dimens. | ManufSerialNo. | ManufPartNo. | Install. date | Communication Firewall | Owned By | Application | Communication Type | Standby Power Type | Baud Rate | Annual Fee | Special Mtn Note | Special Mtn Note Details
5107044 | UNKNOWN |  | DRWTP NJAW BUS NET FRWLL /COMMUNICATIONS |  | NJBC | 6 | NJBC-BU-DRWTP | P203 | INSV | INST | [7 empty] | COMM-FWL* | AW | SECURITY ONLY | NETWORK | UPS

## Collection System General
Equipment |  | Inventory no. | Description | Full Name | AuthorizGroup | EquipCategory | Functional Loc. | Planning plant | User status | System status | Created by | Created on | Street | Size/dimens. | ManufSerialNo. | ManufPartNo. | Install. date | Collection System Type | Owned By | Special Mtn Note | Special Mtn Note Details
5211241 | UNKNOWN |  | RANN SEWER PMP STA. /COLLECTION SYSTEM |  | NJPG | 4 | NJPG-PG-RANN. | P203 | INSV | INST | [7 empty] | COLLSYS* | AW

## Controller
Equipment |  | Inventory no. | Description | Full Name | AuthorizGroup | EquipCategory | Functional Loc. | Planning plant | User status | System status | Created by | Created on | Street | Size/dimens. | ManufSerialNo. | ManufPartNo. | Install. date | Application | COMM 1 Device | COMM 1 Type | COMM 2 Device | COMM 2 Type | COMM 3 Device | COMM 3 Type | COMM 4 Device | COMM 4 Type | COMM 5 Device | COMM 5 Type | COMM 6 Device | COMM 6 Type | CPU Battery # or (No | Controller Type | End Node? | Owned By | Remote I/O | Special Mtn Note | Special Mtn Note Det | Standby Power Type | Volt Rating
5103871 | UNKNOWN |  | PEDR SCADA /CNTRLR |  | NJPG | 6 | NJPG-PG-PEDR. | P203 | INSV | INST | [7 empty] | FULL PROCESS CONTROLLER | [13 empty] | CNTRLR* |  | AW

## Transmitter
Equipment |  | Inventory no. | Description | Full Name | AuthorizGroup | EquipCategory | Functional Loc. | Planning plant | User status | System status | Created by | Created on | Street | Size/dimens. | ManufSerialNo. | ManufPartNo. | Install. date | Instrument Range | Instrument UOM | Loop Power | NEMA Enclosure | On SCADA? | Output Type | Owned By | Special Mtn Note | Special Mtn Note Det | Transmitter Type
5130684 | BRISTOL BABCOCK | NJHH-7-IDPT-18 | DRWTP PLNT INLET DIF PRES/XMTR |  | NJBC | 6 | NJBC-BU-DRWTP | P203 | INSV | INST | HUSSAARM | 2013-10-13 | 213 CARRIAGE LANE | [5 empty] | PSI |  |  | Y |  | AW |  |  | DIFF PRESSURE TX
5130683 | FOXBORO | NJHH-7-IDPT-17 | DRWTP-TRMT-FILT 8 DIF PRES/XMTR |  | NJBC | 6 | NJBC-BU-DRWTP-TRMT-FILT | P203 | INSV | INST | HUSSAARM | 2013-10-13 | 213 CARRIAGE LANE |  | 11041488 |  |  |  | PSI |  |  | Y |  | AW |  |  | DIFF PRESSURE TX
5130682 | BRISTOL BABCOCK | NJHH-7-IDPT-16 | DRWTP-TRMT-FILT 7 DIF PRES/XMTR |  | NJBC | 6 | NJBC-BU-DRWTP-TRMT-FILT | P203 | INSV | INST | HUSSAARM | 2013-10-13 | 213 CARRIAGE LANE |  | 94A18869 |  |  |  | PSI |  |  | Y |  | AW |  |  | DIFF PRESSURE TX
5130681 | BRISTOL BABCOCK | NJHH-7-IDPT-15 | DRWTP-TRMT-FILT 6 DIF PRES/XMTR |  | NJBC | 6 | NJBC-BU-DRWTP-TRMT-FILT | P203 | INSV | INST | HUSSAARM | 2013-10-13 | 213 CARRIAGE LANE |  | 94A18870 |  |  |  | PSI |  |  | Y |  | AW |  |  | DIFF PRESSURE TX
5130680 | BRISTOL BABCOCK | NJHH-7-IDPT-14 | DRWTP-TRMT-FILT 5 DIF PRES/XMTR |  | NJBC | 6 | NJBC-BU-DRWTP-TRMT-FILT | P203 | INSV | INST | HUSSAARM | 2013-10-13 | 213 CARRIAGE LANE |  | 94A18871 |  |  |  | PSI |  |  | Y |  | AW |  |  | DIFF PRESSURE TX
5130679 | BRISTOL BABCOCK | NJHH-7-IDPT-13 | DRWTP-TRMT-FILT 4 DIF PRES/XMTR |  | NJBC | 6 | NJBC-BU-DRWTP-TRMT-FILT | P203 | INSV | INST | HUSSAARM | 2013-10-13 | 213 CARRIAGE LANE |  | 11230637 |  |  |  | PSI |  |  | Y |  | AW |  |  | DIFF PRESSURE TX
5130678 | BRISTOL BABCOCK | NJHH-7-IDPT-12 | DRWTP-TRMT-FILT 3 DIF PRES/XMTR |  | NJBC | 6 | NJBC-BU-DRWTP-TRMT-FILT | P203 | INSV | INST | HUSSAARM | 2013-10-13 | 213 CARRIAGE LANE |  | 94a13367 |  |  |  | PSI |  |  | Y |  | AW |  |  | DIFF PRESSURE TX
5130677 | BRISTOL | NJHH-7-IDPT-11 | DRWTP-TRMT-FILT 2 DIF PRES/XMTR |  | NJBC | 6 | NJBC-BU-DRWTP-TRMT-FILT | P203 | INSV | INST | HUSSAARM | 2013-10-13 | 213 CARRIAGE LANE |  | 94a 18866 |  |  |  | PSI |  |  | Y |  | AW |  |  | DIFF PRESSURE TX
5130676 | BRISTOL BABCOCK | NJHH-7-IDPT-10 | DRWTP-TRMT-FILT 1 DIF PRES/XMTR |  | NJBC | 6 | NJBC-BU-DRWTP-TRMT-FILT | P203 | INSV | INST | HUSSAARM | 2013-10-13 | 213 CARRIAGE LANE |  | 94a18872 |  |  |  | PSI |  |  | Y |  | AW |  |  | DIFF PRESSURE TX
5117627 | FOXBORO |  | HADDONCRIC DISCHRG PRS /XMTR |  | NJBC | 6 | NJBC-CM-HACIC | P203 | INSV | INST | HUSSAARM | 2013-10-13 | 429 W CRYSTAL LAKE AVE |  |  |  |  | 0-150 | PSI |  |  | Y |  | AW |  |  | PRESSURE TX
5117623 | FOXBORO |  | HADDONCRIC Suction Pressure /XMTR |  | NJBC | 6 | NJBC-CM-HACIC | P203 | INSV | INST | HUSSAARM | 2013-10-13 | 429 W CRYSTAL LAKE AVE |  |  |  |  | 0-150 | PSI |  |  | Y |  | AW |  |  | PRESSURE TX
5117620 | UNKNOWN |  | HADDONCRIC ANODE TEST STA /XMTR |  | NJBC | 6 | NJBC-CM-HACIC | P203 | INSV | INST | HUSSAARM | 2013-10-13 | 429 W CRYSTAL LAKE AVE | [10 empty] | AW |  |  | CURRENT TX
5117618 | BRISTOL BABCOCK |  | NATIONPKIC DISCHRG PRS /XMTR |  | NJBC | 6 | NJBC-GL-NATIO | P203 | INSV | INST | HUSSAARM | 2013-10-13 | 7 S GROVE AVE |  | 07-13719302-01-1 |  |  | 0-100 | PSI |  |  | Y | 4-20MA | AW |  |  | PRESSURE TX
5117615 | BRISTOL BABCOCK |  | NATIONPKIC Suction Pressure /XMTR |  | NJBC | 6 | NJBC-GL-NATIO | P203 | INSV | INST | HUSSAARM | 2013-10-13 | 7 S GROVE AVE |  | 06-12723501-01 |  |  | 0-100 | PSI |  |  | Y | 4-20MA | AW |  |  | PRESSURE TX
5117611 | UNKNOWN |  | MEDFORDIC DISCHRG PRS /XMTR |  | NJBC | 6 | NJBC-BU-MEDFO | P203 | INSV | INST | HUSSAARM | 2013-10-13 | 333 MEDFORD-MT HOLLY ROAD |  |  |  |  | 0-200 | PSI |  |  | Y | 4-20MA | AW |  |  | PRESSURE TX
5117608 | UNKNOWN |  | MEDFORDIC Suction Pressure /XMTR |  | NJBC | 6 | NJBC-BU-MEDFO | P203 | INSV | INST | HUSSAARM | 2013-10-13 | 333 MEDFORD-MT HOLLY ROAD |  |  |  |  | 0-125 | PSI |  |  | Y | 4-20MA | AW |  |  | PRESSURE TX
5117604 | BRISTOL BABCOCK |  | WOODBURY DISCHRG PRS-HGTS /XMTR |  | NJBC | 6 | NJBC-GL-WOODB | P203 | INSV | INST | HUSSAARM | 2013-10-13 | 770 Clearview Ave |  |  |  |  | 0-60 | PSI |  |  | Y |  | AW |  |  | PRESSURE TX
5117601 | BRISTOL BABCOCK |  | WOODBURY DISCHRG PRS-CITY /XMTR |  | NJBC | 6 | NJBC-GL-WOODB | P203 | INSV | INST | HUSSAARM | 2013-10-13 | 770 Clearview Ave |  |  |  |  | 0-60 | PSI |  |  | Y |  | AW |  |  | PRESSURE TX
5117198 | BRISTOL BABCOCK |  | WOODBURY Suction Pressure /XMTR |  | NJBC | 6 | NJBC-GL-WOODB | P203 | INSV | INST | HUSSAARM | 2013-10-13 | 770 Clearview Ave |  |  |  |  | 0-100 | PSI |  |  | Y |  | AW |  |  | PRESSURE TX
5117192 | UNKNOWN |  | WOODBURY Anode Test Station /XMTR |  | NJBC | 6 | NJBC-GL-WOODB | P203 | INSV | INST | HUSSAARM | 2013-10-13 | 770 Clearview Ave | [8 empty] | Y |  | AW |  |  | CURRENT TX
5117187 | ROSEMOUNT |  | WINSLOWIC DISCHRG PRS /XMTR |  | NJBC | 6 | NJBC-CM-WIHIC | P203 | INSV | INST | HUSSAARM | 2013-10-13 | 210 HEARTHSTONE DR |  |  |  |  | 0-300 | PSI | Y | 1,2 INDOOR | Y | 4-20MA | AW |  |  | PRESSURE TX
5117185 | ROSEMOUNT |  | WINSLOWIC Suction Pressure /XMTR |  | NJBC | 6 | NJBC-CM-WIHIC | P203 | INSV | INST | HUSSAARM | 2013-10-13 | 210 HEARTHSTONE DR |  |  |  |  | 0-100 | PSI | Y | 1,2 INDOOR | Y | 4-20MA | AW |  |  | PRESSURE TX
5131265 | UNKNOWN | NJHH-7-ILVA-51 | DRWTP-TRMT-FLOC TL SUMP LV/XMTR |  | NJBC | 6 | NJBC-BU-DRWTP-TRMT-FLOC | P203 | INSV | INST | HUSSAARM | 2013-10-13 | 213 CARRIAGE LANE | [5 empty] | FT H20 |  |  | Y |  | AW |  |  | LEVEL TX
5131263 | UNKNOWN | NJHH-7-ILVA-50 | DRWTP-TRMT-FERR SUMP LV ALRM/XMTR |  | NJBC | 6 | NJBC-BU-DRWTP-TRMT-FERR | P203 | OOS | INAC INST | HUSSAARM | 2013-10-13 | 213 CARRIAGE LANE | [5 empty] | FT H20 |  |  | Y |  | AW |  |  | LEVEL TX
5131261 | UNKNOWN | NJHH-7-ILVA-49 | DRWTP-TRMT-ZINC SUMP LV ALRM/XMTR |  | NJBC | 6 | NJBC-BU-DRWTP-TRMT-ZINC | P203 | OOS | INAC INST | HUSSAARM | 2013-10-13 | 213 CARRIAGE LANE | [5 empty] | FT H20 |  |  | Y |  | AW |  |  | LEVEL TX
5131258 | UNKNOWN | NJHH-7-ILVA-48 | DRWTP-TRMT-SBPS SUMP LV ALRM/XMTR |  | NJBC | 6 | NJBC-BU-DRWTP-TRMT-SBPS | P203 | OOS | INAC INST | HUSSAARM | 2013-10-13 | 213 CARRIAGE LANE | [5 empty] | FT H20 |  |  | Y |  | AW |  |  | LEVEL TX
5131256 | UNKNOWN | NJHH-7-ILVA-47 | DRWTP-RSHS THCK AGE TK LO LV/XMTR |  | NJBC | 6 | NJBC-BU-DRWTP-RSHS | P203 | INSV | INST | HUSSAARM | 2013-10-13 | 213 CARRIAGE LANE | [5 empty] | FT H20 |  |  | Y |  | AW |  |  | LEVEL TX
5131253 | UNKNOWN | NJHH-7-ILVA-46 | DRWTP-RSHS THCK SOL TK LO LV/XMTR |  | NJBC | 6 | NJBC-BU-DRWTP-RSHS | P203 | INSV | INST | HUSSAARM | 2013-10-13 | 213 CARRIAGE LANE | [5 empty] | FT H20 |  |  | Y |  | AW |  |  | LEVEL TX
5131251 | UNKNOWN | NJHH-7-ILVA-45 | DRWTP-RSHS DWTR AGE TK LO LV/XMTR |  | NJBC | 6 | NJBC-BU-DRWTP-RSHS | P203 | INSV | INST | HUSSAARM | 2013-10-13 | 213 CARRIAGE LANE | [5 empty] | FT H20 |  |  | Y |  | AW |  |  | LEVEL TX
5131249 | UNKNOWN | NJHH-7-ILVA-44 | DRWTP-RSHS DWTR SOL TK LO LV/XMTR |  | NJBC | 6 | NJBC-BU-DRWTP-RSHS | P203 | INSV | INST | HUSSAARM | 2013-10-13 | 213 CARRIAGE LANE | [5 empty] | FT H20 |  |  | Y |  | AW |  |  | LEVEL TX
5131246 | DREXELBROOK | NJHH-7-ILVA-35 | DRWTP-TRMT SET WTR CH HI LV/XMTR |  | NJBC | 6 | NJBC-BU-DRWTP-TRMT | P203 | INSV | INST | HUSSAARM | 2013-10-13 | 213 CARRIAGE LANE | [5 empty] | FT H20 |  |  | Y |  | AW |  |  | LEVEL TX
5131244 | UNKNOWN | NJHH-7-ILVA-34 | DRWTP-TRMT-SUPR 4 BDWN HI LV/XMTR |  | NJBC | 6 | NJBC-BU-DRWTP-TRMT-SUPR | P203 | INSV | INST | HUSSAARM | 2013-10-13 | 213 CARRIAGE LANE | [5 empty] | FT H20 |  |  | Y |  | AW |  |  | LEVEL TX
5131242 | UNKNOWN | NJHH-7-ILVA-33 | DRWTP-TRMT-SUPR 3 BDWN HI LV/XMTR |  | NJBC | 6 | NJBC-BU-DRWTP-TRMT-SUPR | P203 | INSV | INST | HUSSAARM | 2013-10-13 | 213 CARRIAGE LANE | [5 empty] | FT H20 |  |  | Y |  | AW |  |  | LEVEL TX
5131240 | UNKNOWN | NJHH-7-ILVA-32 | DRWTP-TRMT-SUPR 2 BDWN HI LV/XMTR |  | NJBC | 6 | NJBC-BU-DRWTP-TRMT-SUPR | P203 | INSV | INST | HUSSAARM | 2013-10-13 | 213 CARRIAGE LANE | [5 empty] | FT H20 |  |  | Y |  | AW |  |  | LEVEL TX
5131237 | UNKNOWN | NJHH-7-ILVA-31 | DRWTP-TRMT-SUPR 1 BDWN HI LV/XMTR |  | NJBC | 6 | NJBC-BU-DRWTP-TRMT-SUPR | P203 | INSV | INST | HUSSAARM | 2013-10-13 | 213 CARRIAGE LANE | [5 empty] | FT H20 |  |  | Y |  | AW |  |  | LEVEL TX
5131235 | UNKNOWN | NJHH-7-ILVA-30 | DRWTP-TRMT-SUPR P 4 HI LV/XMTR |  | NJBC | 6 | NJBC-BU-DRWTP-TRMT-SUPR | P203 | INSV | INST | HUSSAARM | 2013-10-13 | 213 CARRIAGE LANE | [5 empty] | FT H20 |  |  | Y |  | AW |  |  | LEVEL TX
5131233 | UNKNOWN | NJHH-7-ILVA-29 | DRWTP-TRMT-SUPR P 3 HI LV/XMTR |  | NJBC | 6 | NJBC-BU-DRWTP-TRMT-SUPR | P203 | INSV | INST | HUSSAARM | 2013-10-13 | 213 CARRIAGE LANE | [5 empty] | FT H20 |  |  | Y |  | AW |  |  | LEVEL TX
5131231 | UNKNOWN | NJHH-7-ILVA-28 | DRWTP-TRMT-SUPR P 2 HI LV/XMTR |  | NJBC | 6 | NJBC-BU-DRWTP-TRMT-SUPR | P203 | INSV | INST | HUSSAARM | 2013-10-13 | 213 CARRIAGE LANE | [5 empty] | FT H20 |  |  | Y |  | AW |  |  | LEVEL TX
5131229 | UNKNOWN | NJHH-7-ILVA-27 | DRWTP-TRMT-SUPR P 1 HI LV/XMTR |  | NJBC | 6 | NJBC-BU-DRWTP-TRMT-SUPR | P203 | INSV | INST | HUSSAARM | 2013-10-13 | 213 CARRIAGE LANE | [5 empty] | FT H20 |  |  | Y |  | AW |  |  | LEVEL TX
5131226 | UNKNOWN | NJHH-7-ILVA-26 | DRWTP-TRMT DIST BOX HI LV/XMTR |  | NJBC | 6 | NJBC-BU-DRWTP-TRMT | P203 | INSV | INST | HUSSAARM | 2013-10-13 | 213 CARRIAGE LANE | [5 empty] | FT H20 |  |  | Y |  | AW |  |  | LEVEL TX
5130692 | UNKNOWN | NJHH-7-IDPT-22 | DRWTP-TRMT FLT AW DIF PRES/XMTR |  | NJBC | 6 | NJBC-BU-DRWTP-TRMT | P203 | INSV | INST | HUSSAARM | 2013-10-13 | 213 CARRIAGE LANE | [5 empty] | PSI |  |  | Y |  | AW |  |  | DIFF PRESSURE TX
5130690 | UNKNOWN | NJHH-7-IDPT-21 | DRWTP-TRMT HS HI DIF PRES/XMTR |  | NJBC | 6 | NJBC-BU-DRWTP-TRMT | P203 | INSV | INST | HUSSAARM | 2013-10-13 | 213 CARRIAGE LANE | [5 empty] | PSI |  |  | Y |  | AW |  |  | DIFF PRESSURE TX
5130688 | UNKNOWN | NJHH-7-IDPT-20 | DRWTP-TRMT HS LO DIF PRES/XMTR |  | NJBC | 6 | NJBC-BU-DRWTP-TRMT | P203 | INSV | INST | HUSSAARM | 2013-10-13 | 213 CARRIAGE LANE | [5 empty] | PSI |  |  | Y |  | AW |  |  | DIFF PRESSURE TX
5130686 | UNKNOWN | NJHH-7-IDPT-19 | DRWTP-TRMT FLT BW DIF PRES/XMTR |  | NJBC | 6 | NJBC-BU-DRWTP-TRMT | P203 | INSV | INST | HUSSAARM | 2013-10-13 | 213 CARRIAGE LANE | [5 empty] | PSI |  |  | Y |  | AW |  |  | DIFF PRESSURE TX
5117103 | UNKNOWN |  | CHAPELAVIC ANODE TEST STA /XMTR |  | NJBC | 6 | NJBC-CM-CHAPE | P203 | INSV | INST | HUSSAARM | 2013-10-13 | CHAPEL AVENUE | [6 empty] | N | 1,2 INDOOR | N |  | AW |  |  | CURRENT TX
5117100 | UNKNOWN |  | CENTRALIC Suction Pressure /XMTR |  | NJBC | 6 | NJBC-CM-CENTR | P203 | INSV | INST | HUSSAARM | 2013-10-13 | EVESHAM ROAD | [6 empty] | Y | 1,2 INDOOR | Y | 4-20MA | AW |  |  | PRESSURE TX
5116897 | UNKNOWN |  | CENTRALIC DISCHRG PRS /XMTR |  | NJBC | 6 | NJBC-CM-CENTR | P203 | INSV | INST | HUSSAARM | 2013-10-13 | EVESHAM ROAD | [6 empty] | Y | 1,2 INDOOR | Y | 4-20MA | AW |  |  | PRESSURE TX
5116891 | ROSEMOUNT |  | BERLINCOIC DISCHRG PRS-CC HS /XMTR |  | NJBC | 6 | NJBC-CM-BERLI | P203 | INSV | INST | HUSSAARM | 2013-10-13 | 74 COOPER RD |  |  |  |  | 0-300 | PSI |  |  |  |  | AW |  |  | PRESSURE TX
5116889 | UNKNOWN |  | CENTRALIC ANODE TEST STA /XMTR |  | NJBC | 6 | NJBC-CM-CENTR | P203 | INSV | INST | HUSSAARM | 2013-10-13 | EVESHAM ROAD | [6 empty] | N | 1,2 INDOOR | N |  | AW |  |  | CURRENT TX
5116885 | UNKNOWN |  | CAMDENFEIC DISCHRG PRS /XMTR |  | NJBC | 6 | NJBC-CM-CAFIC | P203 | INSV | INST | HUSSAARM | 2013-10-13 | FEDERAL STREET | [6 empty] | Y | 1,2 INDOOR | Y | 4-20MA | AW |  |  | PRESSURE TX
5116882 | UNKNOWN |  | CAMDENFEIC Suction Pressure /XMTR |  | NJBC | 6 | NJBC-CM-CAFIC | P203 | INSV | INST | HUSSAARM | 2013-10-13 | FEDERAL STREET | [6 empty] | Y | 1,2 INDOOR | Y | 4-20MA | AW |  |  | PRESSURE TX
5116879 | UNKNOWN |  | GREENTRIC ANODE TEST STA /XMTR |  | NJBC | 6 | NJBC-BU-GREEN | P203 | INSV | INST | HUSSAARM | 2013-10-13 | SPRINGDALE ROAD | [10 empty] | AW |  |  | CURRENT TX
5116876 | BRISTOL BABCOCK |  | GREENTRIC Suction Pressure /XMTR |  | NJBC | 6 | NJBC-BU-GREEN | P203 | INSV | INST | HUSSAARM | 2013-10-13 | SPRINGDALE ROAD |  | 95A12702 |  |  | 0-149 | PSI |  |  |  |  | AW |  |  | PRESSURE TX
5116874 | UNKNOWN |  | CAMDENFEIC ANODE TEST STA /XMTR |  | NJBC | 6 | NJBC-CM-CAFIC | P203 | INSV | INST | HUSSAARM | 2013-10-13 | FEDERAL STREET | [6 empty] | N | 1,2 INDOOR | N |  | AW |  |  | CURRENT TX
5116871 | UNKNOWN |  | EGREENHAIC ANODE TESTSTA SUCT PIP1 /XMTR |  | NJBC | 6 | NJBC-GL-EGHIC | P203 | INSV | INST | HUSSAARM | 2013-10-13 | 208 Harrison Ave | [6 empty] | N | 1,2 INDOOR | N |  | AW |  |  | CURRENT TX
5116868 | UNKNOWN |  | BRDGEPTIC DISCHRG PRS /XMTR |  | NJBC | 6 | NJBC-GL-BRIDG | P203 | INSV | INST | HUSSAARM | 2013-10-13 | 536 SWEDESBORO RD | [5 empty] | PSI | Y | 1,2 INDOOR | Y | 4-20MA | AW |  |  | PRESSURE TX
5116865 | UNKNOWN |  | BRIDGEPTIC Suction Pressure /XMTR |  | NJBC | 6 | NJBC-GL-BRIDG | P203 | INSV | INST | HUSSAARM | 2013-10-13 | 536 SWEDESBORO RD | [5 empty] | PSI | Y | 1,2 INDOOR | Y | 4-20MA | AW |  |  | PRESSURE TX
5116859 | UNKNOWN |  | WDEPTPRKIC ANODE TEST STA /XMTR |  | NJBC | 6 | NJBC-GL-WDEPT | P203 | INSV | INST | HUSSAARM | 2013-10-13 | 901 DANTE CT | [10 empty] | AW |  |  | CURRENT TX
5116857 | BRISTOL BABCOCK |  | GREENTRIC DISCHRG PRS /XMTR |  | NJBC | 6 | NJBC-BU-GREEN | P203 | INSV | INST | HUSSAARM | 2013-10-13 | SPRINGDALE ROAD |  | 95A12702 |  |  | 0-200 | PSI |  |  |  |  | AW |  |  | PRESSURE TX
5116854 | BRISTOL BABCOCK |  | WDEPTPRKIC Suction Pressure /XMTR |  | NJBC | 6 | NJBC-GL-WDEPT | P203 | INSV | INST | HUSSAARM | 2013-10-13 | 901 DANTE CT |  |  |  |  | 0-100 | PSI |  |  |  |  | AW |  |  | PRESSURE TX
5116848 | BRISTOL BABCOCK |  | MTHOLLYIC Suction Pressure /XMTR |  | NJBC | 6 | NJBC-BU-MTHOL | P203 | INSV | INST | HUSSAARM | 2013-10-13 | 2909 MARNE HWY | [6 empty] | Y | 1,2 INDOOR | Y | 4-20MA | AW |  |  | PRESSURE TX
5116845 | BRISTOL BABCOCK |  | EGREENHAIC DISCHRGPRS INACTIV LN /XMTR |  | NJBC | 6 | NJBC-GL-EGHIC | P203 | INSV | INST | HUSSAARM | 2013-10-13 | 208 Harrison Ave | [5 empty] | PSI |  |  |  |  | AW |  |  | PRESSURE TX
5116842 | BRISTOL BABCOCK |  | EGREENHAIC DISCHRG PRS ACTIV LN /XMTR |  | NJBC | 6 | NJBC-GL-EGHIC | P203 | INSV | INST | HUSSAARM | 2013-10-13 | 208 Harrison Ave | [5 empty] | PSI |  |  |  |  | AW |  |  | PRESSURE TX
5116839 | BRISTOL BABCOCK |  | EGREENHAIC Suction Pressure /XMTR |  | NJBC | 6 | NJBC-GL-EGHIC | P203 | INSV | INST | HUSSAARM | 2013-10-13 | 208 Harrison Ave | [5 empty] | PSI |  |  |  |  | AW |  |  | PRESSURE TX
5116834 | UNKNOWN |  | EGREENHAIC Anode Test Station2 /XMTR |  | NJBC | 6 | NJBC-GL-EGHIC | P203 | INSV | INST | HUSSAARM | 2013-10-13 | 208 Harrison Ave | [10 empty] | AW |  |  | CURRENT TX
5116831 | BRISTOL BABCOCK |  | WDEPTPRKIC DISCHRG PRS /XMTR |  | NJBC | 6 | NJBC-GL-WDEPT | P203 | INSV | INST | HUSSAARM | 2013-10-13 | 901 DANTE CT |  |  |  |  | 0-100 | PSI |  |  |  |  | AW |  |  | PRESSURE TX
5117182 | UNKNOWN |  | HUTTONHILL-IC ANODE TEST STA /XMTR |  | NJBC | 6 | NJBC-CM-HUTTO-IC.. | P203 | INSV | INST | HUSSAARM | 2013-10-13 | 1911 KRESSON RD | [6 empty] | N | 1,2 INDOOR | N |  | AW |  |  | CURRENT TX
5117179 | BRISTOL BABCOCK |  | HUTTONHILL-IC SUCT PRS /XMTR |  | NJBC | 6 | NJBC-CM-HUTTO-IC.. | P203 | INSV | INST | HUSSAARM | 2013-10-13 | 1911 KRESSON RD |  | 95A12702 |  |  | 0-150 | PSI | Y | 1,2 INDOOR | Y | 4-20MA | AW |  |  | PRESSURE TX
5117175 | UNKNOWN |  | WINSLOWIC ANODE TEST STA /XMTR |  | NJBC | 6 | NJBC-CM-WIHIC | P203 | INSV | INST | HUSSAARM | 2013-10-13 | 210 HEARTHSTONE DR | [6 empty] | N | 1,2 INDOOR | N |  | AW |  |  | CURRENT TX
5117172 | ROSEMOUNT |  | ROWANLRIC DISCHRG PRS /XMTR |  | NJBC | 6 | NJBC-GL-ROLIC | P203 | INSV | INST | HUSSAARM | 2013-10-13 | 701 LAMBS RD |  |  |  |  | 0-300 | PSI | Y | 1,2 INDOOR | Y | 4-20MA | AW |  |  | PRESSURE TX
5117169 | ROSEMOUNT |  | ROWANLRIC Suction Pressure /XMTR |  | NJBC | 6 | NJBC-GL-ROLIC | P203 | INSV | INST | HUSSAARM | 2013-10-13 | 701 LAMBS RD |  |  |  |  | 0-100 | PSI | Y | 1,2 INDOOR | Y | 4-20MA | AW |  |  | PRESSURE TX
5117165 | ROSEMOUNT |  | STATION-BAR SUCT PRS /XMTR |  | NJBC | 6 | NJBC-CM-STATI-BAR. | P203 | INSV | INST | HUSSAARM | 2013-10-13 | 2 STATION AVE |  |  |  |  | 0-100 | PSI | Y | 1,2 INDOOR | Y | 4-20MA | AW |  |  | PRESSURE TX
5117162 | BRISTOL BABCOCK |  | HUTTONHILL-IC DISCHRG PRS /XMTR |  | NJBC | 6 | NJBC-CM-HUTTO-IC.. | P203 | INSV | INST | HUSSAARM | 2013-10-13 | 1911 KRESSON RD |  | 95A12702 |  |  | 0-150 | PSI | Y | 1,2 INDOOR | Y | 4-20MA | AW |  |  | PRESSURE TX
5117159 | BRISTOL BABCOCK |  | HAINESMOIC DISCHRG PRS-MOORESTWN /XMTR |  | NJBC | 6 | NJBC-BU-HMOIC | P203 | INSV | INST | HUSSAARM | 2013-10-13 | 1005 WESTFIELD RD |  | 95A12700 |  |  | 1-150 | PSI | Y | 1,2 INDOOR | Y | 4-20MA | AW |  |  | PRESSURE TX
5117154 | BRISTOL BABCOCK |  | HAINESMOIC Suction Pressure /XMTR |  | NJBC | 6 | NJBC-BU-HMOIC | P203 | INSV | INST | HUSSAARM | 2013-10-13 | 1005 WESTFIELD RD |  | 95A12702 |  |  | 1-150 | PSI | Y | 1,2 INDOOR | Y | 4-20MA | AW |  |  | PRESSURE TX
5117152 | BRISTOL BABCOCK |  | HAINESMOIC DISCHRGPRS-BURLINGTON /XMTR |  | NJBC | 6 | NJBC-BU-HMOIC | P203 | INSV | INST | HUSSAARM | 2013-10-13 | 1005 WESTFIELD RD |  | 95A12701 |  |  | 1-150 | PSI | Y | 1,2 INDOOR | Y | 4-20MA | AW |  |  | PRESSURE TX
5117146 | UNKNOWN |  | DEPTCLIC Anode Test Station /XMTR |  | NJBC | 6 | NJBC-GL-DEPTC | P203 | INSV | INST | HUSSAARM | 2013-10-13 | 1570 CLEMENTS BRIDGE RD | [10 empty] | AW |  |  | CURRENT TX
5117143 | ROSEMOUNT |  | CHEWSLNDBS DISCHRG PRS /XMTR |  | NJBC | 6 | NJBC-CM-CHEWS | P203 | INSV | INST | HUSSAARM | 2013-10-13 | 1543 CHEWS LANDING RD |  |  |  |  | 2-250 | PSI | Y | 1,2 INDOOR | Y | 4-20MA | AW |  |  | PRESSURE TX
5117140 | ROSEMOUNT |  | CHEWSLNDBS Suction Pressure /XMTR |  | NJBC | 6 | NJBC-CM-CHEWS | P203 | INSV | INST | HUSSAARM | 2013-10-13 | 1543 CHEWS LANDING RD |  |  |  |  | 0-100 | PSI | Y | 1,2 INDOOR | Y | 4-20MA | AW |  |  | PRESSURE TX
5117135 | ROSEMOUNT |  | STATION-BAR DISCHRG PRS /XMTR |  | NJBC | 6 | NJBC-CM-STATI-BAR. | P203 | INSV | INST | HUSSAARM | 2013-10-13 | 2 STATION AVE |  |  |  |  | 2-250 | PSI | Y | 1,2 INDOOR | Y | 4-20MA | AW |  |  | PRESSURE TX
5117131 | BRISTOL BABCOCK |  | DEPTCLIC Suction Pressure /XMTR |  | NJBC | 6 | NJBC-GL-DEPTC | P203 | INSV | INST | HUSSAARM | 2013-10-13 | 1570 CLEMENTS BRIDGE RD |  | 95A-21074-158-230-212-110-000 |  |  | 0-160 | PSI |  |  |  |  | AW |  |  | PRESSURE TX
5117127 | UNKNOWN |  | HAINESMOIC ANODE TEST STA /XMTR |  | NJBC | 6 | NJBC-BU-HMOIC | P203 | INSV | INST | HUSSAARM | 2013-10-13 | 1005 WESTFIELD RD | [6 empty] | N | 1,2 INDOOR | N |  | AW |  |  | CURRENT TX
5117123 | UNKNOWN |  | CHAPELAVIC DISCHRG PRS /XMTR |  | NJBC | 6 | NJBC-CM-CHAPE | P203 | INSV | INST | HUSSAARM | 2013-10-13 | CHAPEL AVENUE | [6 empty] | Y | 1,2 INDOOR | Y | 4-20MA | AW |  |  | PRESSURE TX
5117121 | UNKNOWN |  | CHAPELAVIC Suction Pressure /XMTR |  | NJBC | 6 | NJBC-CM-CHAPE | P203 | INSV | INST | HUSSAARM | 2013-10-13 | CHAPEL AVENUE | [6 empty] | Y | 1,2 INDOOR | Y | 4-20MA | AW |  |  | PRESSURE TX
5117118 | BRISTOL BABCOCK |  | DEPTCLIC Discharge Pressure /XMTR |  | NJBC | 6 | NJBC-GL-DEPTC | P203 | INSV | INST | HUSSAARM | 2013-10-13 | 1570 CLEMENTS BRIDGE RD |  | 95A-21074-158-230-212-110-000 |  |  | 0-160 | PSI |  |  |  |  | AW |  |  | PRESSURE TX
5117115 | UNKNOWN |  | BERLINCOIC ANODE TEST STA /XMTR |  | NJBC | 6 | NJBC-CM-BERLI | P203 | INSV | INST | HUSSAARM | 2013-10-13 | 74 COOPER RD | [10 empty] | AW |  |  | CURRENT TX
5117112 | ROSEMOUNT |  | BERLINCOIC DISCHRG PRS /XMTR |  | NJBC | 6 | NJBC-CM-BERLI | P203 | INSV | INST | HUSSAARM | 2013-10-13 | 74 COOPER RD |  |  |  |  | 0-300 | PSI |  |  |  | 4-20MA | AW |  |  | PRESSURE TX
5117109 | ROSEMOUNT |  | BERLINCOIC Suction Pressure /XMTR |  | NJBC | 6 | NJBC-CM-BERLI | P203 | INSV | INST | HUSSAARM | 2013-10-13 | 74 COOPER RD |  |  |  |  | 0-100 | PSI |  |  |  | 4-20MA | AW |  |  | PRESSURE TX
5132409 | UNKNOWN | NJHH-7-IDLM-4 | DRWTP PNEUMERCATOR PILOT LB/XMTR |  | NJBC | 6 | NJBC-BU-DRWTP | P203 | INSV | INST | HUSSAARM | 2013-10-13 | 213 CARRIAGE LANE |  | LDE-740 | [6 empty] | N |  | AW |  |  | LEVEL TX
5132408 | UNKNOWN | NJHH-7-IDLM-3 | DRWTP-HSPS PNEUMERCATOR/XMTR |  | NJBC | 6 | NJBC-BU-DRWTP-HSPS | P203 | INSV | INST | HUSSAARM | 2013-10-13 | 213 CARRIAGE LANE |  | LED-740 | [6 empty] | N |  | AW |  |  | LEVEL TX
5132407 | UNKNOWN | NJHH-7-IDLM-1 | DRWTP-RWPS PNEUMERCATOR/XMTR |  | NJBC | 6 | NJBC-BU-DRWTP-RWPS | P203 | INSV | INST | HUSSAARM | 2013-10-13 | 213 CARRIAGE LN | [8 empty] | N |  | AW |  |  | LEVEL TX
5131875 | UNKNOWN | NJHH-7-IPTR-5 | DRWTP-TRMT-OZNE CONT 2 PRES/XMTR |  | NJBC | 6 | NJBC-BU-DRWTP-TRMT-OZNE | P203 | INSV | INST | HUSSAARM | 2013-10-13 | 213 CARRIAGE LANE | [5 empty] | PSI |  |  | Y |  | AW |  |  | PRESSURE TX
5131873 | FOXBORO | NJHH-7-IPTR-4 | DRWTP-TRMT-OZNE CONT 2 PRES/XMTR |  | NJBC | 6 | NJBC-BU-DRWTP-TRMT-OZNE | P203 | INSV | INST | HUSSAARM | 2013-10-13 | 213 CARRIAGE LANE |  | PIT-360 |  |  |  | PSI |  |  | Y |  | AW |  |  | PRESSURE TX
5131871 | FOXBORO | NJHH-7-IPTR-3 | DRWTP-TRMT-OZNE CONT 1 PRES/XMTR |  | NJBC | 6 | NJBC-BU-DRWTP-TRMT-OZNE | P203 | INSV | INST | HUSSAARM | 2013-10-13 | 213 CARRIAGE LANE |  | 09221405 |  |  |  | PSI |  |  | Y |  | AW |  |  | PRESSURE TX
5131869 | BRISTOL BABCOCK | NJHH-7-ILHT-8 | DRWTP-TRMT-FILT 8 LSS OF HD/XMTR |  | NJBC | 6 | NJBC-BU-DRWTP-TRMT-FILT | P203 | INSV | INST | HUSSAARM | 2013-10-13 | 213 CARRIAGE LANE | [8 empty] | Y |  | AW |  |  | DIFF PRESSURE TX
5131866 | BRISTOL BABCOCK | NJHH-7-ILHT-7 | DRWTP-TRMT-FILT 7 LSS OF HD/XMTR |  | NJBC | 6 | NJBC-BU-DRWTP-TRMT-FILT | P203 | INSV | INST | HUSSAARM | 2013-10-13 | 213 CARRIAGE LANE | [8 empty] | Y |  | AW |  |  | DIFF PRESSURE TX
5131864 | BRISTOL BABCOCK | NJHH-7-ILHT-6 | DRWTP-TRMT-FILT 6 LSS OF HD/XMTR |  | NJBC | 6 | NJBC-BU-DRWTP-TRMT-FILT | P203 | INSV | INST | HUSSAARM | 2013-10-13 | 213 CARRIAGE LANE | [8 empty] | Y |  | AW |  |  | DIFF PRESSURE TX
5131862 | BRISTOL BABCOCK | NJHH-7-ILHT-5 | DRWTP-TRMT-FILT 5 LSS OF HD/XMTR |  | NJBC | 6 | NJBC-BU-DRWTP-TRMT-FILT | P203 | INSV | INST | HUSSAARM | 2013-10-13 | 213 CARRIAGE LANE | [8 empty] | Y |  | AW |  |  | DIFF PRESSURE TX
5131860 | FOXBORO | NJHH-7-ILHT-4 | DRWTP-TRMT-FILT 4 LSS OF HD/XMTR |  | NJBC | 6 | NJBC-BU-DRWTP-TRMT-FILT | P203 | INSV | INST | HUSSAARM | 2013-10-13 | 213 CARRIAGE LANE |  | 11230637 | [6 empty] | Y |  | AW |  |  | DIFF PRESSURE TX
5131858 | BRISTOL BABCOCK | NJHH-7-ILHT-3 | DRWTP-TRMT-FILT 3 LSS OF HD/XMTR |  | NJBC | 6 | NJBC-BU-DRWTP-TRMT-FILT | P203 | INSV | INST | HUSSAARM | 2013-10-13 | 213 CARRIAGE LANE |  | 94a 18866 | [6 empty] | Y |  | AW |  |  | DIFF PRESSURE TX
5131856 | BRISTOL BABCOCK | NJHH-7-ILHT-2 | DRWTP-TRMT-FILT 2 LSS OF HD/XMTR |  | NJBC | 6 | NJBC-BU-DRWTP-TRMT-FILT | P203 | INSV | INST | HUSSAARM | 2013-10-13 | 213 CARRIAGE LANE |  | 94a 18872 | [6 empty] | Y |  | AW |  |  | DIFF PRESSURE TX
5131854 | BRISTOL BABCOCK | NJHH-7-ILHT-1 | DRWTP-TRMT-FILT 1 LSS OF HD/XMTR |  | NJBC | 6 | NJBC-BU-DRWTP-TRMT-FILT | P203 | INSV | INST | HUSSAARM | 2013-10-13 | 213 CARRIAGE LANE |  | 94a18872 | [6 empty] | Y |  | AW |  |  | DIFF PRESSURE TX
5131852 | UNKNOWN | NJHH-7-ILVT-63 | DRWTP-RWPS DEL RVR WTR LVL/XMTR |  | NJBC | 6 | NJBC-BU-DRWTP-RWPS | P203 | INSV | INST | HUSSAARM | 2013-10-13 | 213 CARRIAGE LN | [8 empty] | Y |  | AW |  |  | LEVEL TX
5131850 | UNKNOWN | NJHH-7-ILVT-62 | DRWTP-RWPS DSL FUEL BLK TK/XMTR |  | NJBC | 6 | NJBC-BU-DRWTP-RWPS | P203 | INSV | INST | HUSSAARM | 2013-10-13 | 213 CARRIAGE LN | [8 empty] | N |  | AW |  |  | OTHER TX
5131848 | PNEUMECATOR | NJHH-7-ILVT-61 | DRWTP DSL FUEL BLK TK 2/XMTR |  | NJBC | 6 | NJBC-BU-DRWTP | P203 | INSV | INST | HUSSAARM | 2013-10-13 | 213 CARRIAGE LANE | [8 empty] | N |  | AW |  |  | OTHER TX
5131846 | PNEUMECATOR | NJHH-7-ILVT-60 | DRWTP DSL FUEL BLK TK 1/XMTR |  | NJBC | 6 | NJBC-BU-DRWTP | P203 | INSV | INST | HUSSAARM | 2013-10-13 | 213 CARRIAGE LANE | [8 empty] | N |  | AW |  |  | OTHER TX
5131844 | UNKNOWN | NJHH-7-ILVT-46 | DRWTP-RSHS THK RES HLD TK 2/XMTR |  | NJBC | 6 | NJBC-BU-DRWTP-RSHS | P203 | INSV | INST | HUSSAARM | 2013-10-13 | 213 CARRIAGE LANE | [8 empty] | Y |  | AW |  |  | FREQUENCY TX
5131841 | UNKNOWN | NJHH-7-ILVT-45 | DRWTP-RSHS THK RES HLD TK 1/XMTR |  | NJBC | 6 | NJBC-BU-DRWTP-RSHS | P203 | INSV | INST | HUSSAARM | 2013-10-13 | 213 CARRIAGE LANE | [8 empty] | Y |  | AW |  |  | FREQUENCY TX
5131839 | UNKNOWN | NJHH-7-ILVT-44 | DRWTP-RSHS GRAVITY THICKNR/XMTR |  | NJBC | 6 | NJBC-BU-DRWTP-RSHS | P203 | INSV | INST | HUSSAARM | 2013-10-13 | 213 CARRIAGE LANE | [8 empty] | Y |  | AW |  |  | FREQUENCY TX
5131837 | UNKNOWN | NJHH-7-ILVT-43 | DRWTP-RSHS SLUDGE EQ TK 2/XMTR |  | NJBC | 6 | NJBC-BU-DRWTP-RSHS | P203 | INSV | INST | HUSSAARM | 2013-10-13 | 213 CARRIAGE LANE | [8 empty] | Y |  | AW |  |  | FREQUENCY TX
5171158 | UNKNOWN | NJHH-27-IPTR-1 | SUNBURY-TNK Level /XMTR |  | NJBC | 6 | NJBC-PB-SUNBU-TNK. | P203 | INSV | INST | HUSSAARM | 2013-10-13 | 226 NORCROSS LN | [6 empty] | Y | 1,2 INDOOR | Y | 4-20MA | AW |  |  | LEVEL TX
5171155 | UNKNOWN | NJHH-29-IPTR-2 | HUTTONHILL-TNK Level /XMTR |  | NJBC | 6 | NJBC-CM-HUTTO-TNK. | P203 | INSV | INST | HUSSAARM | 2013-10-13 | 219 KRESSON RD | [6 empty] | Y | 1,2 INDOOR | Y | 4-20MA | AW |  |  | LEVEL TX
5156752 | ENDRESS-HAUSER |  | DRWTP-TRMT-OZNE GEN4 GAS OTTMP /XMTR |  | NJBC | 6 | NJBC-BU-DRWTP-TRMT-OZNE | P203 | INSV | INST | HUSSAARM | 2013-10-13 | 213 CARRIAGE LANE |  | E10B0723223 |  |  |  | DEG C |  |  | N |  | AW |  |  | TEMPERATURE TX
5145865 | UNKNOWN |  | PURE LVL 4 ELEVATED STORTK /XMTR |  | NJLO | 6 | NJLO-Z1-PURE. | P203 | INSV | INST | HUSSAARM | 2013-10-13 | 2255 High Hill Rd | [8 empty] | Y |  | AW |  |  | LEVEL TX
5145863 | UNKNOWN |  | COMM Discharge Header /XMTR |  | NJLO | 6 | NJLO-Z1-COMM. | P203 | INSV | INST | HUSSAARM | 2013-10-13 | 657 Commodore Dr | [8 empty] | Y |  | AW |  |  | PRESSURE TX
5145862 | UNKNOWN |  | COMM LVL FOR25 MG YD TK /XMTR |  | NJLO | 6 | NJLO-Z1-COMM. | P203 | INSV | INST | HUSSAARM | 2013-10-13 | 657 Commodore Dr | [8 empty] | Y |  | AW |  |  | LEVEL TX
5145860 | UNKNOWN |  | BIRCH HS DISCHRG HDER /XMTR |  | NJLO | 6 | NJLO-Z1-BIRCH | P203 | INSV | INST | HUSSAARM | 2013-10-13 | 322 BIRCH CREEK ROAD | [8 empty] | Y |  | AW |  |  | PRESSURE TX
5145858 | UNKNOWN |  | BIRCH Level Filter Header /XMTR |  | NJLO | 6 | NJLO-Z1-BIRCH | P203 | INSV | INST | HUSSAARM | 2013-10-13 | 322 BIRCH CREEK ROAD | [8 empty] | Y |  | AW |  |  | LEVEL TX
5145857 | UNKNOWN |  | BIRCH Level for Clearwell /XMTR |  | NJLO | 6 | NJLO-Z1-BIRCH | P203 | INSV | INST | HUSSAARM | 2013-10-13 | 322 BIRCH CREEK ROAD | [8 empty] | Y |  | AW |  |  | LEVEL TX
5145856 | UNKNOWN |  | BIRCH LVL 4 BKWSH TK /XMTR |  | NJLO | 6 | NJLO-Z1-BIRCH | P203 | INSV | INST | HUSSAARM | 2013-10-13 | 322 BIRCH CREEK ROAD | [8 empty] | Y |  | AW |  |  | LEVEL TX
5145855 | UNKNOWN |  | BIRCH LVL FOR36 YD TK /XMTR |  | NJLO | 6 | NJLO-Z1-BIRCH | P203 | INSV | INST | HUSSAARM | 2013-10-13 | 322 BIRCH CREEK ROAD | [8 empty] | Y |  | AW |  |  | LEVEL TX
5145852 | UNKNOWN |  | BECK HS DISCHRG HDER /XMTR |  | NJLO | 6 | NJLO-Z1-BECK. | P203 | INSV | INST | HUSSAARM | 2013-10-13 | 1547 High Hill Rd | [8 empty] | Y |  | AW |  |  | PRESSURE TX
5145851 | UNKNOWN |  | BECK Level for Clarifier 2 /XMTR |  | NJLO | 6 | NJLO-Z1-BECK. | P203 | INSV | INST | HUSSAARM | 2013-10-13 | 1547 High Hill Rd | [8 empty] | Y |  | AW |  |  | LEVEL TX
5145850 | UNKNOWN |  | BECK Level for Clarifier 1 /XMTR |  | NJLO | 6 | NJLO-Z1-BECK. | P203 | INSV | INST | HUSSAARM | 2013-10-13 | 1547 High Hill Rd | [8 empty] | Y |  | AW |  |  | LEVEL TX
5145849 | UNKNOWN |  | BECK LVL FOR1 MG YD TK /XMTR |  | NJLO | 6 | NJLO-Z1-BECK. | P203 | INSV | INST | HUSSAARM | 2013-10-13 | 1547 High Hill Rd | [8 empty] | Y |  | AW |  |  | LEVEL TX
5145848 | UNKNOWN |  | BECK LVL 4 BKWSH TK /XMTR |  | NJLO | 6 | NJLO-Z1-BECK. | P203 | INSV | INST | HUSSAARM | 2013-10-13 | 1547 High Hill Rd | [8 empty] | Y |  | AW |  |  | LEVEL TX
5145847 | UNKNOWN |  | BECK Level for Clearwell /XMTR |  | NJLO | 6 | NJLO-Z1-BECK. | P203 | INSV | INST | HUSSAARM | 2013-10-13 | 1547 High Hill Rd | [8 empty] | Y |  | AW |  |  | LEVEL TX
5132450 | UNKNOWN | NJHH-7-ITMT-5 | DRWTP-TRMT FLT WTR TMP/XMTR |  | NJBC | 6 | NJBC-BU-DRWTP-TRMT | P203 | INSV | INST | HUSSAARM | 2013-10-13 | 213 CARRIAGE LANE | [5 empty] | DEG F |  |  | N |  | AW |  |  | TEMPERATURE TX
5132448 | UNKNOWN | NJHH-7-ITMT-4 | DRWTP-TRMT PLNT IN WTR TMP/XMTR |  | NJBC | 6 | NJBC-BU-DRWTP-TRMT | P203 | INSV | INST | HUSSAARM | 2013-10-13 | 213 CARRIAGE LANE | [5 empty] | DEG F |  |  | N |  | AW |  |  | TEMPERATURE TX
5132446 | BRISTOL BABCOCK | NJHH-7-ITMT-30 | DRWTP-TRMT-OZNE GEN3 GAS OTTMP /XMTR |  | NJBC | 6 | NJBC-BU-DRWTP-TRMT-OZNE | P203 | INSV | INST | HUSSAARM | 2013-10-13 | 213 CARRIAGE LANE |  | 95A-02310 |  |  |  | DEG C |  |  | N |  | AW |  |  | TEMPERATURE TX
5132444 | BRISTOL BABCOCK | NJHH-7-ITMT-20 | DRWTP-TRMT-OZNE GEN2 GAS OTTMP /XMTR |  | NJBC | 6 | NJBC-BU-DRWTP-TRMT-OZNE | P203 | INSV | INST | HUSSAARM | 2013-10-13 | 213 CARRIAGE LANE |  | 05-11700901-01 |  |  | -50 TO 350C | DEG C |  |  | N |  | AW |  |  | TEMPERATURE TX
5132441 | UNKNOWN | NJHH-7-ITMT-10 | DRWTP-TRMT-OZNE GEN1 GAS OTTMP /XMTR |  | NJBC | 6 | NJBC-BU-DRWTP-TRMT-OZNE | P203 | INSV | INST | HUSSAARM | 2013-10-13 | 213 CARRIAGE LANE |  | 95A-02308 |  |  |  | DEG C |  |  | N |  | AW |  |  | TEMPERATURE TX
5131807 | Miltronics | NJHH-7-ILVT-20 | DRWTP-TRMT-FERR BULK TK 5/XMTR |  | NJBC | 6 | NJBC-BU-DRWTP-TRMT-FERR | P203 | INSV | INST | HUSSAARM | 2013-10-13 | 213 CARRIAGE LANE |  | 11302 | [6 empty] | Y |  | AW |  |  | FREQUENCY TX
5131806 | Miltronics | NJHH-7-ILVT-19 | DRWTP-TRMT-FERR BULK TK 4/XMTR |  | NJBC | 6 | NJBC-BU-DRWTP-TRMT-FERR | P203 | INSV | INST | HUSSAARM | 2013-10-13 | 213 CARRIAGE LANE |  | 11812 | [6 empty] | Y |  | AW |  |  | FREQUENCY TX
5131805 | Miltronics | NJHH-7-ILVT-18 | DRWTP-TRMT-FERR BULK TK 3/XMTR |  | NJBC | 6 | NJBC-BU-DRWTP-TRMT-FERR | P203 | INSV | INST | HUSSAARM | 2013-10-13 | 213 CARRIAGE LANE |  | 11809 | [6 empty] | Y |  | AW |  |  | FREQUENCY TX
5131804 | Pulsar | NJHH-7-ILVT-17 | DRWTP-TRMT-FERR BULK TK 2/XMTR |  | NJBC | 6 | NJBC-BU-DRWTP-TRMT-FERR | P203 | INSV | INST | HUSSAARM | 2013-10-13 | 213 CARRIAGE LANE |  | 5530 | [6 empty] | Y |  | AW |  |  | FREQUENCY TX
5131803 | SIEMENS | NJHH-7-ILVT-16 | DRWTP-TRMT-FERR BULK TK 1/XMTR |  | NJBC | 6 | NJBC-BU-DRWTP-TRMT-FERR | P203 | INSV | INST | HUSSAARM | 2013-10-13 | 213 CARRIAGE LANE |  | 710618 | [6 empty] | Y |  | AW |  |  | FREQUENCY TX
5131802 | SIEMENS | NJHH-7-ILVT-15 | DRWTP-TRMT-SBPS DAY TK/XMTR |  | NJBC | 6 | NJBC-BU-DRWTP-TRMT-SBPS | P203 | INSV | INST | HUSSAARM | 2013-10-13 | 213 CARRIAGE LANE |  | PBDA2220046 | [6 empty] | Y |  | AW |  |  | FREQUENCY TX
5131801 | UNKNOWN | NJHH-7-ILVT-14 | DRWTP-LLPS RESERVOIR LEVEL/XMTR |  | NJBC | 6 | NJBC-BU-DRWTP-LLPS | P203 | INSV | INST | HUSSAARM | 2013-10-13 | 213 CARRIAGE LANE | [8 empty] | Y |  | AW |  |  | FREQUENCY TX
5131298 | UNKNOWN | NJHH-7-ILVT-13 | DRWTP-LLPS WET WELL 2/XMTR |  | NJBC | 6 | NJBC-BU-DRWTP-LLPS | P203 | INSV | INST | HUSSAARM | 2013-10-13 | 213 CARRIAGE LANE | [8 empty] | Y |  | AW |  |  | FREQUENCY TX
5131296 | UNKNOWN | NJHH-7-ILVT-12 | DRWTP-LLPS WET WELL 1/XMTR |  | NJBC | 6 | NJBC-BU-DRWTP-LLPS | P203 | INSV | INST | HUSSAARM | 2013-10-13 | 213 CARRIAGE LANE | [8 empty] | Y |  | AW |  |  | FREQUENCY TX
5131294 | UNKNOWN | NJHH-7-ILVT-11 | DRWTP-RWPS WET WELL 2/XMTR |  | NJBC | 6 | NJBC-BU-DRWTP-RWPS | P203 | INSV | INST | HUSSAARM | 2013-10-13 | 213 CARRIAGE LN | [8 empty] | Y |  | AW |  |  | FREQUENCY TX
5131292 | UNKNOWN | NJHH-7-ILVT-10 | DRWTP-RWPS WET WELL 1/XMTR |  | NJBC | 6 | NJBC-BU-DRWTP-RWPS | P203 | INSV | INST | HUSSAARM | 2013-10-13 | 213 CARRIAGE LN | [8 empty] | Y |  | AW |  |  | FREQUENCY TX
5131289 | DREXELBROOK | NJHH-7-ICAP-8 | DRWTP-TRMT-FILT 8 CAPAC./XMTR |  | NJBC | 6 | NJBC-BU-DRWTP-TRMT-FILT | P203 | INSV | INST | HUSSAARM | 2013-10-13 | 213 CARRIAGE LANE |  | 11153 | [6 empty] | Y |  | AW |  |  | LEVEL TX
5131287 | DREXELBROOK | NJHH-7-ICAP-7 | DRWTP-TRMT-FILT 7 CAPAC./XMTR |  | NJBC | 6 | NJBC-BU-DRWTP-TRMT-FILT | P203 | INSV | INST | HUSSAARM | 2013-10-13 | 213 CARRIAGE LANE |  | 7783 | [6 empty] | Y |  | AW |  |  | LEVEL TX
5131285 | DREXELBROOK | NJHH-7-ICAP-6 | DRWTP-TRMT-FILT 6 CAPAC./XMTR |  | NJBC | 6 | NJBC-BU-DRWTP-TRMT-FILT | P203 | INSV | INST | HUSSAARM | 2013-10-13 | 213 CARRIAGE LANE |  | 7830 | [6 empty] | Y |  | AW |  |  | LEVEL TX
5131283 | DREXELBROOK | NJHH-7-ICAP-5 | DRWTP-TRMT-FILT 5 CAPAC./XMTR |  | NJBC | 6 | NJBC-BU-DRWTP-TRMT-FILT | P203 | INSV | INST | HUSSAARM | 2013-10-13 | 213 CARRIAGE LANE |  | 7770 | [6 empty] | Y |  | AW |  |  | LEVEL TX
5131281 | DREXELBROOK | NJHH-7-ICAP-4 | DRWTP-TRMT-FILT 4 CAPAC./XMTR |  | NJBC | 6 | NJBC-BU-DRWTP-TRMT-FILT | P203 | INSV | INST | HUSSAARM | 2013-10-13 | 213 CARRIAGE LANE |  | 7784 | [6 empty] | Y |  | AW |  |  | LEVEL TX
5131278 | DREXELBROOK | NJHH-7-ICAP-3 | DRWTP-TRMT-FILT 3 CAPAC./XMTR |  | NJBC | 6 | NJBC-BU-DRWTP-TRMT-FILT | P203 | INSV | INST | HUSSAARM | 2013-10-13 | 213 CARRIAGE LANE |  | 7831 | [6 empty] | Y |  | AW |  |  | LEVEL TX
5131276 | DREXELBROOK | NJHH-7-ICAP-2 | DRWTP-TRMT-FILT 2 CAPAC./XMTR |  | NJBC | 6 | NJBC-BU-DRWTP-TRMT-FILT | P203 | INSV | INST | HUSSAARM | 2013-10-13 | 213 CARRIAGE LANE | [8 empty] | Y |  | AW |  |  | LEVEL TX
5131274 | DREXELBROOK | NJHH-7-ICAP-1 | DRWTP-TRMT-FILT 1 CAPAC./XMTR |  | NJBC | 6 | NJBC-BU-DRWTP-TRMT-FILT | P203 | INSV | INST | HUSSAARM | 2013-10-13 | 213 CARRIAGE LANE |  | 7771 | [6 empty] | Y |  | AW |  |  | LEVEL TX
5131271 | UNKNOWN | NJHH-7-ILVA-54 | DRWTP-TRMT-PACS SUMP LV ALRM/XMTR |  | NJBC | 6 | NJBC-BU-DRWTP-TRMT-PACS | P203 | INSV | INST | HUSSAARM | 2013-10-13 | 213 CARRIAGE LANE | [5 empty] | FT H20 |  |  | Y |  | AW |  |  | LEVEL TX
5131269 | UNKNOWN | NJHH-7-ILVA-53 | DRWTP-TRMT PERM RM SUMP LV/XMTR |  | NJBC | 6 | NJBC-BU-DRWTP-TRMT | P203 | INSV | INST | HUSSAARM | 2013-10-13 | 213 CARRIAGE LANE | [5 empty] | FT H20 |  |  | Y |  | AW |  |  | LEVEL TX
5131267 | UNKNOWN | NJHH-7-ILVA-52 | DRWTP-TRMT-CAUS SUMP ALRM/XMTR |  | NJBC | 6 | NJBC-BU-DRWTP-TRMT-CAUS | P203 | INSV | INST | HUSSAARM | 2013-10-13 | 213 CARRIAGE LANE | [5 empty] | FT H20 |  |  | Y |  | AW |  |  | LEVEL TX
5131835 | UNKNOWN | NJHH-7-ILVT-42 | DRWTP-RSHS SLUDGE EQ TK 1/XMTR |  | NJBC | 6 | NJBC-BU-DRWTP-RSHS | P203 | INSV | INST | HUSSAARM | 2013-10-13 | 213 CARRIAGE LANE | [8 empty] | Y |  | AW |  |  | FREQUENCY TX
5131833 | UNKNOWN | NJHH-7-ILVT-41 | DRWTP-RSHS CLAR WET WELL/XMTR |  | NJBC | 6 | NJBC-BU-DRWTP-RSHS | P203 | INSV | INST | HUSSAARM | 2013-10-13 | 213 CARRIAGE LANE | [8 empty] | Y |  | AW |  |  | FREQUENCY TX
5131830 | UNKNOWN | NJHH-7-ILVT-40 | DRWTP-RSHS BACKWASH CLAR 2/XMTR |  | NJBC | 6 | NJBC-BU-DRWTP-RSHS | P203 | INSV | INST | HUSSAARM | 2013-10-13 | 213 CARRIAGE LANE | [8 empty] | Y |  | AW |  |  | FREQUENCY TX
5131828 | UNKNOWN | NJHH-7-ILVT-39 | DRWTP-RSHS BACKWASH CLAR 1/XMTR |  | NJBC | 6 | NJBC-BU-DRWTP-RSHS | P203 | INSV | INST | HUSSAARM | 2013-10-13 | 213 CARRIAGE LANE | [8 empty] | Y |  | AW |  |  | FREQUENCY TX
5131826 | SIEMENS | NJHH-7-ILVT-38 | DRWTP CLEARWELL 2/XMTR |  | NJBC | 6 | NJBC-BU-DRWTP | P203 | INSV | INST | HUSSAARM | 2013-10-13 | 213 CARRIAGE LANE | [8 empty] | Y |  | AW |  |  | FREQUENCY TX
5131824 | SIEMENS | NJHH-7-ILVT-37 | DRWTP CLEARWELL 1/XMTR |  | NJBC | 6 | NJBC-BU-DRWTP | P203 | INSV | INST | HUSSAARM | 2013-10-13 | 213 CARRIAGE LANE | [8 empty] | Y |  | AW |  |  | FREQUENCY TX
5131823 | DREXELBROOK | NJHH-7-ILVT-36 | DRWTP-TRMT SET WTR TO FILTS/XMTR |  | NJBC | 6 | NJBC-BU-DRWTP-TRMT | P203 | INSV | INST | HUSSAARM | 2013-10-13 | 213 CARRIAGE LANE | [8 empty] | Y |  | AW |  |  | FREQUENCY TX
5131822 | POWELL | NJHH-7-ILVT-35 | DRWTP-TRMT CL2 SCRB CAUS TK/XMTR |  | NJBC | 6 | NJBC-BU-DRWTP-TRMT | P203 | INSV | INST | HUSSAARM | 2013-10-13 | 213 CARRIAGE LANE | [8 empty] | Y |  | AW |  |  | FREQUENCY TX
5131821 | UNKNOWN | NJHH-7-ILVT-34 | DRWTP-TRMT FILT AIDE DAY TK/XMTR |  | NJBC | 6 | NJBC-BU-DRWTP-TRMT | P203 | INSV | INST | HUSSAARM | 2013-10-13 | 213 CARRIAGE LANE | [8 empty] | Y |  | AW |  |  | FREQUENCY TX
5131820 | MILLTRONICS | NJHH-7-ILVT-33 | DRWTP-TRMT-PACS TK 2/XMTR |  | NJBC | 6 | NJBC-BU-DRWTP-TRMT-PACS | P203 | INSV | INST | HUSSAARM | 2013-10-13 | 213 CARRIAGE LANE |  | 010020 | [6 empty] | Y |  | AW |  |  | FREQUENCY TX
5131819 | SIEMENS | NJHH-7-ILVT-32 | DRWTP-TRMT-PACS TK 1/XMTR |  | NJBC | 6 | NJBC-BU-DRWTP-TRMT-PACS | P203 | INSV | INST | HUSSAARM | 2013-10-13 | 213 CARRIAGE LANE |  | PBD/CN190153 | [6 empty] | Y |  | AW |  |  | FREQUENCY TX
5131818 | Miltronics | NJHH-7-ILVT-31 | DRWTP-TRMT-CAUS DAY TK/XMTR |  | NJBC | 6 | NJBC-BU-DRWTP-TRMT-CAUS | P203 | INSV | INST | HUSSAARM | 2013-10-13 | 213 CARRIAGE LANE |  | 11328 | [6 empty] | Y |  | AW |  |  | FREQUENCY TX
5131817 | Miltronics | NJHH-7-ILVT-30 | DRWTP-TRMT-CAUS BULK TK/XMTR |  | NJBC | 6 | NJBC-BU-DRWTP-TRMT-CAUS | P203 | INSV | INST | HUSSAARM | 2013-10-13 | 213 CARRIAGE LANE |  | 11120 | [6 empty] | Y |  | AW |  |  | FREQUENCY TX
5131816 | MILLTRONICS | NJHH-7-ILVT-29 | DRWTP-TRMT-ZINC DAY TK/XMTR |  | NJBC | 6 | NJBC-BU-DRWTP-TRMT-ZINC | P203 | INSV | INST | HUSSAARM | 2013-10-13 | 213 CARRIAGE LANE |  | 11842 | [6 empty] | Y |  | AW |  |  | FREQUENCY TX
5131815 | MILLTRONICS | NJHH-7-ILVT-28 | DRWTP-TRMT-ZINC BULK TK/XMTR |  | NJBC | 6 | NJBC-BU-DRWTP-TRMT-ZINC | P203 | INSV | INST | HUSSAARM | 2013-10-13 | 213 CARRIAGE LANE |  | 11329 | [6 empty] | Y |  | AW |  |  | FREQUENCY TX
5131814 | UNKNOWN | NJHH-7-ILVT-27 | DRWTP-TRMT-FLOC TL DAY TK/XMTR |  | NJBC | 6 | NJBC-BU-DRWTP-TRMT-FLOC | P203 | INSV | INST | HUSSAARM | 2013-10-13 | 213 CARRIAGE LANE | [8 empty] | Y |  | AW |  |  | FREQUENCY TX
5131813 | SIEMENS | NJHH-7-ILVT-26 | DRWTP-TRMT KMnO4 TK B/XMTR |  | NJBC | 6 | NJBC-BU-DRWTP-TRMT | P203 | INSV | INST | HUSSAARM | 2013-10-13 | 213 CARRIAGE LANE |  | PBD/A6210271 | [6 empty] | Y |  | AW |  |  | FREQUENCY TX
5131812 | DREXELBROOK ENG CO. | NJHH-7-ILVT-25 | DRWTP-TRMT KMnO4 TK A/XMTR |  | NJBC | 6 | NJBC-BU-DRWTP-TRMT | P203 | INSV | INST | HUSSAARM | 2013-10-13 | 213 CARRIAGE LANE |  | S7465 | [6 empty] | Y |  | AW |  |  | FREQUENCY TX
5131811 | UNKNOWN | NJHH-7-ILVT-24 | DRWTP-TRMT-LIME SLURRY TK 2/XMTR |  | NJBC | 6 | NJBC-BU-DRWTP-TRMT-LIME | P203 | INSV | INST | HUSSAARM | 2013-10-13 | 213 CARRIAGE LANE | [8 empty] | Y |  | AW |  |  | FREQUENCY TX
5131810 | UNKNOWN | NJHH-7-ILVT-23 | DRWTP-TRMT-LIME SLURRY TK 1/XMTR |  | NJBC | 6 | NJBC-BU-DRWTP-TRMT-LIME | P203 | INSV | INST | HUSSAARM | 2013-10-13 | 213 CARRIAGE LANE | [8 empty] | Y |  | AW |  |  | FREQUENCY TX
5131809 | SIEMENS | NJHH-7-ILVT-22 | DRWTP-TRMT-FERR DAY TK 2/XMTR |  | NJBC | 6 | NJBC-BU-DRWTP-TRMT-FERR | P203 | INSV | INST | HUSSAARM | 2013-10-13 | 213 CARRIAGE LANE |  | 1910684 | [6 empty] | Y |  | AW |  |  | FREQUENCY TX
5131808 | SIEMENS | NJHH-7-ILVT-21 | DRWTP-TRMT-FERR DAY TK 1/XMTR |  | NJBC | 6 | NJBC-BU-DRWTP-TRMT-FERR | P203 | INSV | INST | HUSSAARM | 2013-10-13 | 213 CARRIAGE LANE |  | 7009437 | [6 empty] | Y |  | AW |  |  | FREQUENCY TX
5116828 | UNKNOWN |  | EGREENUNIC ANODE TEST STA /XMTR |  | NJBC | 6 | NJBC-GL-EGUIC | P203 | INSV | INST | HUSSAARM | 2013-10-13 | 822 MIDDLESBOROUGH WAY | [10 empty] | AW |  |  | CURRENT TX
5114968 | UNKNOWN | NJHH-64-IPTR-2 | RT130VLV Suction Pressure /XMTR |  | NJBC | 6 | NJBC-BU-RT130 | P203 | INSV | INST | HUSSAARM | 2013-10-13 | 4136 ROUTE 130 NORTH | [6 empty] | N | 1,2 INDOOR | N |  | AW |  |  | PRESSURE TX
5114965 | UNKNOWN | NJHH-64-IPTR-1 | RT130VLV Discharge Pressure /XMTR |  | NJBC | 6 | NJBC-BU-RT130 | P203 | INSV | INST | HUSSAARM | 2013-10-13 | 4136 ROUTE 130 NORTH | [6 empty] | N | 1,2 INDOOR | N |  | AW |  |  | PRESSURE TX
5114963 | ROSEMOUNT |  | PINEHILLCRIC SUCT PRS /XMTR |  | NJBC | 6 | NJBC-CM-PINEH | P203 | INSV | INST | HUSSAARM | 2013-10-13 | [9 empty] | Y | 4-20MA | AW |  |  | PRESSURE TX
5114961 | UNKNOWN | NJHH-61-ILVT-1 | RIVERSIDETNK Tank Level /XMTR |  | NJBC | 6 | NJBC-BU-RVTNK | P203 | INSV | INST | HUSSAARM | 2013-10-13 | HANCOCK STREET | [6 empty] | Y | 1,2 INDOOR | Y | 4-20MA | AW |  |  | LEVEL TX
5114959 | UNKNOWN | NJHH-5-ILVT-1 | RIVERROAD-TNK Tank Level /XMTR |  | NJBC | 6 | NJBC-BU-RVBST-YTNK | P203 | INSV | INST | HUSSAARM | 2013-10-13 | 2765 BROAD ST | [6 empty] | Y | 1,2 INDOOR | Y | 4-20MA | AW |  |  | LEVEL TX
5114957 | UNKNOWN | NJHH-5-IPTR-1 | RIVERROAD DISCHRG PRS /XMTR |  | NJBC | 6 | NJBC-BU-RVBST | P203 | INSV | INST | HUSSAARM | 2013-10-13 | 2767 BROAD ST | [6 empty] | Y | 1,2 INDOOR | Y | 4-20MA | AW |  |  | PRESSURE TX
5114952 | UNKNOWN | NJHH-73-ILVT-1 | POMONA-TNK Tank Level /XMTR |  | NJBC | 6 | NJBC-BU-POMON-TNK. | P203 | INSV | INST | HUSSAARM | 2013-10-13 | 915 POMONA ROAD | [6 empty] | Y | 1,2 INDOOR | Y | 4-20MA | AW |  |  | LEVEL TX
5114949 | UNKNOWN | NJHH-69-IPTR-1 | POMONA-ALB DISCHRG PRS /XMTR |  | NJBC | 6 | NJBC-BU-POMON-ALB. | P203 | INSV | INST | HUSSAARM | 2013-10-13 | 911 POMONA ROAD | [6 empty] | Y | 1,2 INDOOR | Y | 4-20MA | AW |  |  | PRESSURE TX
5114947 | UNKNOWN | NJHH-73-IPTR-1 | POMONA Discharge Pressure /XMTR |  | NJBC | 6 | NJBC-BU-POMON | P203 | INSV | INST | HUSSAARM | 2013-10-13 | 915 POMONA ROAD | [6 empty] | Y | 1,2 INDOOR | Y | 4-20MA | AW |  |  | PRESSURE TX
5114945 | UNKNOWN |  | POMONA-ALB Suction Pressure /XMTR |  | NJBC | 6 | NJBC-BU-POMON-ALB. | P203 | INSV | INST | HUSSAARM | 2013-10-13 | 911 POMONA ROAD | [8 empty] | Y |  | AW |  |  | PRESSURE TX
5114943 | UNKNOWN | NJHH-76-ILVT-2 | HIGHLAND Standpipe 2 Level /XMTR |  | NJBC | 6 | NJBC-BU-HIGHL | P203 | INSV | INST | HUSSAARM | 2013-10-13 | 1007 Highland Ave | [6 empty] | Y | 1,2 INDOOR | Y | 4-20MA | AW |  |  | LEVEL TX
5114941 | UNKNOWN | NJHH-76-ILVT-1 | HIGHLAND Standpipe 1 Level /XMTR |  | NJBC | 6 | NJBC-BU-HIGHL | P203 | INSV | INST | HUSSAARM | 2013-10-13 | 1007 Highland Ave | [6 empty] | Y | 1,2 INDOOR | Y | 4-20MA | AW |  |  | LEVEL TX
5114939 | UNKNOWN | NJHH-76-ILVT-3 | HIGHLAND CAUST BLK TK LVL /XMTR |  | NJBC | 6 | NJBC-BU-HIGHL | P203 | INSV | INST | HUSSAARM | 2013-10-13 | 1007 Highland Ave | [6 empty] | N | 1,2 INDOOR | N |  | AW |  |  | LEVEL TX
5114935 | UNKNOWN | NJHH-63-ILVT-1 | HAINESMILLTNK Tank Level /XMTR |  | NJBC | 6 | NJBC-BU-HMTNK | P203 | INSV | INST | HUSSAARM | 2013-10-13 | 129 HAINES MILL RD | [6 empty] | Y | 1,2 INDOOR | Y | 4-20MA | AW |  |  | LEVEL TX
5114933 | UNKNOWN | NJHH-23-ILVT-2 | FELLOWSHIP-TNK Tank Level /XMTR |  | NJBC | 6 | NJBC-BU-FELLO-TNK. | P203 | INSV | INST | HUSSAARM | 2013-10-13 | FELLOWSHIP RD & OLNEY | [6 empty] | Y | 1,2 INDOOR | Y | 4-20MA | AW |  |  | LEVEL TX
5114930 | UNKNOWN | NJHH-23-IPTR-1 | FELLOWSHIP DISCHRG PRS /XMTR |  | NJBC | 6 | NJBC-BU-FELLO | P203 | INSV | INST | HUSSAARM | 2013-10-13 | 3 SPRINGDALE RD | [6 empty] | Y | 1,2 INDOOR | Y | 4-20MA | AW |  |  | PRESSURE TX
5114928 | UNKNOWN | NJHH-55-IPTR-2 | FAIRVIEVLV Suction Pressure /XMTR |  | NJBC | 6 | NJBC-BU-FAIRV | P203 | INSV | INST | HUSSAARM | 2013-10-13 | FAIRVIEW STREET | [6 empty] | N | 1,2 INDOOR | N |  | AW |  |  | PRESSURE TX
5114925 | UNKNOWN | NJHH-55-IPTR-1 | FAIRVIEVLV HI SIDE PRS /XMTR |  | NJBC | 6 | NJBC-BU-FAIRV | P203 | INSV | INST | HUSSAARM | 2013-10-13 | FAIRVIEW STREET | [6 empty] | N | 1,2 INDOOR | N |  | AW |  |  | PRESSURE TX
5114923 | UNKNOWN | NJHH-51-ILVT-1 | EDGEWATERTNK Tank Level /XMTR |  | NJBC | 6 | NJBC-BU-EDGEW | P203 | INSV | INST | HUSSAARM | 2013-10-13 | ROOSEVELT AVENUE | [6 empty] | Y | 1,2 INDOOR | Y | 4-20MA | AW |  |  | LEVEL TX
5114920 | UNKNOWN | NJHH-60-IPTR-1 | CHURCHRCHL DISCHRG PRS /XMTR |  | NJBC | 6 | NJBC-BU-CHURC | P203 | INSV | INST | HUSSAARM | 2013-10-13 | CHURCH ROAD | [6 empty] | Y | 1,2 INDOOR | Y | 4-20MA | AW |  |  | PRESSURE TX
5114918 | UNKNOWN | NJHH-60-IPTR-2 | CHURCHRCHL Suction Pressure /XMTR |  | NJBC | 6 | NJBC-BU-CHURC | P203 | INSV | INST | HUSSAARM | 2013-10-13 | CHURCH ROAD | [6 empty] | Y | 1,2 INDOOR | Y | 4-20MA | AW |  |  | PRESSURE TX
5114916 | UNKNOWN | NJHH-50-IPTR-1 | BEVERLY Discharge Pressure /XMTR |  | NJBC | 6 | NJBC-BU-BEVER | P203 | INSV | INAC INST | HUSSAARM | 2013-10-13 | 40 BROAD ST | [6 empty] | Y | 1,2 INDOOR | Y | 4-20MA | AW |  |  | PRESSURE TX
5115525 | UNKNOWN | NJHH-87-ILVT-1 | GIBBSBOROBS Standpipe Level /XMTR |  | NJBC | 6 | NJBC-CM-GBBST | P203 | INSV | INST | HUSSAARM | 2013-10-13 | 79 LUCAS BLVD | [6 empty] | Y | 1,2 INDOOR | Y | 4-20MA | AW |  |  | LEVEL TX
5115523 | UNKNOWN | NJHH-87-ILVT-2 | GIBBSBOROBS CLARIF TK LVL /XMTR |  | NJBC | 6 | NJBC-CM-GBBST | P203 | OOS | INST | HUSSAARM | 2013-10-13 | 79 LUCAS BLVD | [6 empty] | Y | 1,2 INDOOR | Y | 4-20MA | AW |  |  | LEVEL TX
5115517 | UNKNOWN | NJHH-40-IPTR-1 | EVESHAM Discharge Pressure /XMTR |  | NJBC | 6 | NJBC-CM-EVBST | P203 | INSV | INST | HUSSAARM | 2013-10-13 | EVERGREEN RD | [6 empty] | Y | 1,2 INDOOR | Y | 4-20MA | AW |  |  | PRESSURE TX
5115515 | UNKNOWN | NJHH-40-ILVT-1 | EVESHAM GRND STORTK LVL /XMTR |  | NJBC | 6 | NJBC-CM-EVBST | P203 | INSV | INST | HUSSAARM | 2013-10-13 | EVERGREEN RD | [6 empty] | Y | 1,2 INDOOR | Y | 4-20MA | AW |  |  | LEVEL TX
5115513 | UNKNOWN | NJHH-11-ILVT-1 | ELLISBERG-TNK GRND STOR LVL /XMTR |  | NJBC | 6 | NJBC-CM-ELLIS-TNK. | P203 | INSV | INST | HUSSAARM | 2013-10-13 | 129 PARK DR | [6 empty] | Y | 1,2 INDOOR | Y | 4-20MA | AW |  |  | LEVEL TX
5115511 | UNKNOWN | NJHH-17-ILVT-1 | DECOUTNK Elevated Level /XMTR |  | NJBC | 6 | NJBC-CM-DECOU | P203 | INSV | INST | HUSSAARM | 2013-10-13 | 610 N KINGS HIGHWAY | [6 empty] | Y | 1,2 INDOOR | Y | 4-20MA | AW |  |  | LEVEL TX
5115509 | UNKNOWN | NJHH-10-ILVT-1 | COLUMBIALK-TNK GRND STOR LVL /XMTR |  | NJBC | 6 | NJBC-CM-COLUM-TNK. | P203 | INSV | INST | HUSSAARM | 2013-10-13 | 1 LANDOVER LN | [6 empty] | Y | 1,2 INDOOR | Y | 4-20MA | AW |  |  | LEVEL TX
5115506 | UNKNOWN | NJHH-20-ILVT-1 | CAMDEN-TNK GRND STOR LVL /XMTR |  | NJBC | 6 | NJBC-CM-CASTA-YTNK | P203 | INSV | INST | HUSSAARM | 2013-10-13 | 712 N 29TH ST | [6 empty] | Y | 1,2 INDOOR | Y | 4-20MA | AW |  |  | LEVEL TX
5114996 | UNKNOWN | NJHH-16-ILVT-1 | BROWNING-TNK GRND STOR LVL /XMTR |  | NJBC | 6 | NJBC-CM-BROWN-TNK. | P203 | INSV | INST | HUSSAARM | 2013-10-13 | BROWINING LANE | [6 empty] | Y | 1,2 INDOOR | Y | 4-20MA | AW |  |  | LEVEL TX
5114994 | UNKNOWN | NJHH-16-IPTR-1 | BROWNING Discharge Pressure /XMTR |  | NJBC | 6 | NJBC-CM-BROWN | P203 | INSV | INST | HUSSAARM | 2013-10-13 | BROWINING LANE | [6 empty] | Y | 1,2 INDOOR | Y | 4-20MA | AW |  |  | PRESSURE TX
5114992 | UNKNOWN | NJHH-16-ILVT-2 | BROWNING Sludge Tank Level /XMTR |  | NJBC | 6 | NJBC-CM-BROWN | P203 | INSV | INST | HUSSAARM | 2013-10-13 | BROWINING LANE | [6 empty] | Y | 1,2 INDOOR | Y | 4-20MA | AW |  |  | LEVEL TX
5114990 | UNKNOWN | NJHH-16-ILVT-3 | BROWNING CLARIF TK LVL /XMTR |  | NJBC | 6 | NJBC-CM-BROWN | P203 | INSV | INST | HUSSAARM | 2013-10-13 | BROWINING LANE | [6 empty] | Y | 1,2 INDOOR | Y | 4-20MA | AW |  |  | LEVEL TX
5114988 | UNKNOWN | NJHH-16-IPTR-2 | BROWNING Yard Tank Level /XMTR |  | NJBC | 6 | NJBC-CM-BROWN | P203 | INSV | INST | HUSSAARM | 2013-10-13 | BROWINING LANE | [6 empty] | Y | 1,2 INDOOR | Y | 4-20MA | AW |  |  | LEVEL TX
5114987 | UNKNOWN |  | ROWANLRIC ANODE TEST STA /XMTR |  | NJBC | 6 | NJBC-GL-ROLIC | P203 | INSV | INST | HUSSAARM | 2013-10-13 | 701 LAMBS RD | [6 empty] | N | 1,2 INDOOR | N |  | AW |  |  | CURRENT TX
5114985 | UNKNOWN | NJHH-27-IPTR-1 | 30TH Discharge Pressure /XMTR |  | NJBC | 6 | NJBC-CM-30TH. | P203 | INSV | INST | HUSSAARM | 2013-10-13 | 2940 SAUNDERS ST | [6 empty] | Y | 1,2 INDOOR | Y | 4-20MA | AW |  |  | PRESSURE TX
5114983 | UNKNOWN | NJHH-27-ILVT-1 | 30TH Level /XMTR |  | NJBC | 6 | NJBC-CM-30TH. | P203 | INSV | INST | HUSSAARM | 2013-10-13 | 2940 SAUNDERS ST | [6 empty] | Y | 1,2 INDOOR | Y | 4-20MA | AW |  |  | LEVEL TX
5114981 | UNKNOWN | NJHH-68-IPTR-1 | UNIONLAND Suction Pressure /XMTR |  | NJBC | 6 | NJBC-BU-UNION | P203 | INSV | INST | HUSSAARM | 2013-10-13 | UNION LANDING ROAD | [6 empty] | N | 1,2 INDOOR | N |  | AW |  |  | PRESSURE TX
5114978 | UNKNOWN | NJHH-68-IPTR-2 | UNIONLAND DISCHRG PRS /XMTR |  | NJBC | 6 | NJBC-BU-UNION | P203 | INSV | INST | HUSSAARM | 2013-10-13 | UNION LANDING ROAD | [6 empty] | N | 1,2 INDOOR | N |  | AW |  |  | PRESSURE TX
5114976 | UNKNOWN | NJHH-71-ILVT-1 | TAYLORS-TNK Tank Level /XMTR |  | NJBC | 6 | NJBC-BU-TAYLO-TNK. | P203 | INSV | INST | HUSSAARM | 2013-10-13 | 1906 TAYLORS LN | [6 empty] | Y | 1,2 INDOOR | Y | 4-20MA | AW |  |  | LEVEL TX
5114974 | UNKNOWN | NJHH-105-IPTR-1 | TAYLORS-IC Suction Pressure /XMTR |  | NJBC | 6 | NJBC-BU-TAYLO-IC.. | P203 | INSV | INST | HUSSAARM | 2013-10-13 | 1906 TAYLORS LN | [6 empty] | Y | 1,2 INDOOR | Y | 4-20MA | AW |  |  | PRESSURE TX
5114972 | UNKNOWN | NJHH-105-IPTR-2 | TAYLORS-IC DISCHRG PRS /XMTR |  | NJBC | 6 | NJBC-BU-TAYLO-IC.. | P203 | INSV | INST | HUSSAARM | 2013-10-13 | 1906 TAYLORS LN | [6 empty] | Y | 1,2 INDOOR | Y | 4-20MA | AW |  |  | PRESSURE TX
5114970 | UNKNOWN | NJHH-74-IPTR-1 | STEPHENS Discharge Pressure /XMTR |  | NJBC | 6 | NJBC-BU-STEPH | P203 | INSV | INST | HUSSAARM | 2013-10-13 | 208 STEPHEN DR | [6 empty] | N | 1,2 INDOOR | N |  | AW |  |  | PRESSURE TX
5107128 | UNKNOWN |  | MANS-W3 Level /XMTR |  | NJBC | 6 | NJBC-MF-MANS.-W3.. | P203 | INSV | INST | HUSSAARM | 2013-10-13 | 3165 RTE 206 | [8 empty] | Y |  | AW |  |  | LEVEL TX
5107115 | UNKNOWN |  | MANS-W2 Level /XMTR |  | NJBC | 6 | NJBC-MF-MANS.-W2.. | P203 | INSV | INST | HUSSAARM | 2013-10-13 | 3165 RTE 206 | [8 empty] | Y |  | AW |  |  | LEVEL TX
5106690 | UNKNOWN |  | MANS-W1 Level /XMTR |  | NJBC | 6 | NJBC-MF-MANS.-W1.. | P203 | INSV | INST | HUSSAARM | 2013-10-13 | 3165 RTE 206 | [8 empty] | Y |  | AW |  |  | LEVEL TX
5103830 | UNKNOWN |  | TURN Elevated Tank Level /XMTR |  | NJPG | 6 | NJPG-PG-TURN. | P203 | INSV | INST | HUSSAARM | 2013-10-13 | 792 HARDING HWY | [5 empty] | FEET |  |  |  |  | AW |  |  | LEVEL TX
5103829 | UNKNOWN |  | PEDR Station Pressure /XMTR |  | NJPG | 6 | NJPG-PG-PEDR. | P203 | INSV | INST | HUSSAARM | 2013-10-13 | 17 CAROLINA RD | [5 empty] | PSI |  |  | N |  | AW |  |  | PRESSURE TX
5103827 | UNKNOWN |  | BROA Tank Level /XMTR |  | NJPG | 6 | NJPG-PG-BROA. | P203 | INSV | INST | HUSSAARM | 2013-10-13 | 163 N BROAD ST | [5 empty] | FEET |  |  |  |  | AW |  |  | LEVEL TX
5103826 | UNKNOWN |  | NAYL Elevated Tank Level /XMTR |  | NJPG | 6 | NJPG-PG-NAYL. | P203 | INSV | INST | HUSSAARM | 2013-10-13 | 40 NAYLOR AVE | [5 empty] | FEET |  |  |  |  | AW |  |  | LEVEL TX
5103824 | UNKNOWN |  | GATE Elevated Tank Level /XMTR |  | NJPG | 6 | NJPG-PG-GATE. | P203 | INSV | INST | HUSSAARM | 2013-10-13 | 135 STRAUGHNS MILL RD | [5 empty] | FEET |  |  |  |  | AW |  |  | LEVEL TX
5103823 | UNKNOWN |  | CLEV Elevated Tank Level /XMTR |  | NJPG | 6 | NJPG-PG-CLEV. | P203 | INSV | INST | HUSSAARM | 2013-10-13 | 299 JOHNSON ST | [5 empty] | FEET |  |  |  |  | AW |  |  | LEVEL TX
5103822 | UNKNOWN |  | RANN Clear Well Level /XMTR |  | NJPG | 6 | NJPG-PG-RANN. | P203 | OOS | INAC INST | HUSSAARM | 2013-10-13 | 370 HARDING HWY | [5 empty] | FEET |  |  |  |  | AW |  |  | LEVEL TX
5103821 | UNKNOWN |  | RANN-TNK Tank Level /XMTR |  | NJPG | 6 | NJPG-PG-RANN.-TNK. | P203 | INSV | INST | HUSSAARM | 2013-10-13 | 370 HARDING HWY | [5 empty] | FEET |  |  | Y |  | AW |  |  | LEVEL TX
5103819 | UNKNOWN |  | GOLD Tank Level /XMTR |  | NJPG | 6 | NJPG-PG-GOLD. | P203 | INSV | INST | HUSSAARM | 2013-10-13 | NEW JERSEY TPKE | [5 empty] | FEET |  |  |  |  | AW |  |  | LEVEL TX
5103818 | UNKNOWN |  | RANN Pressure /XMTR |  | NJPG | 6 | NJPG-PG-RANN. | P203 | INSV | INST | HUSSAARM | 2013-10-13 | 370 HARDING HWY | [5 empty] | PSI |  |  | Y |  | AW |  |  | PRESSURE TX
5096653 | UNKNOWN |  | WOOD-W07 Level /XMTR |  | NJHR | 6 | NJHR-Z1-WOOD.-W07. | P203 | INSV | INST | HUSSAARM | 2013-10-13 | 260 WOODLAND AVE | [8 empty] | Y |  | AW |  |  | LEVEL TX
5096652 | UNKNOWN |  | WOOD-W05 Level /XMTR |  | NJHR | 6 | NJHR-Z1-WOOD.-W05. | P203 | INSV | INST | HUSSAARM | 2013-10-13 | 260 WOODLAND AVE | [8 empty] | Y |  | AW |  |  | LEVEL TX
5096651 | UNKNOWN |  | HIGHPO Level /XMTR |  | NJHR | 6 | NJHR-Z1-HIGHP | P203 | INSV | INST | HUSSAARM | 2013-10-13 | 230 STRAWBRIDGE LN | [8 empty] | Y |  | AW |  |  | LEVEL TX
5096163 | #N/A |  | REPA LVL 4 ELEVATED TK /XMTR |  | NJBP | 6 | NJBP-Z1-REPA. | P203 | INSV | INST | HUSSAARM | 2013-10-13 | 560 ASBURY STATION RD | [8 empty] | Y |  | AW |  |  | LEVEL TX
5096162 | #N/A |  | BRIG PSI /XMTR |  | NJBP | 6 | NJBP-Z1-BRIG. | P203 | INSV | INST | HUSSAARM | 2013-10-13 | 9 Railroad Ave | [8 empty] | Y |  | AW |  |  | PRESSURE TX
5093264 | #N/A |  | BLUEA Influent Press /XMTR |  | NJBC | 6 | NJBC-CM-BLUEA | P203 | INSV | INST | HUSSAARM | 2013-10-13 | BLUE ANCHOR RD / RTE 73 | [10 empty] | AW |  |  | PRESSURE TX
5093263 | #N/A |  | HENRY Influent Press /XMTR |  | NJBC | 6 | NJBC-CM-ANCOR | P203 | INSV | INST | HUSSAARM | 2013-10-13 | HENRY STREET | [10 empty] | AW |  |  | PRESSURE TX
5093261 | #N/A |  | BLUEA Discharge Press /XMTR |  | NJBC | 6 | NJBC-CM-BLUEA | P203 | INSV | INST | HUSSAARM | 2013-10-13 | BLUE ANCHOR RD / RTE 73 | [10 empty] | AW |  |  | PRESSURE TX
5093260 | #N/A |  | HENRY Discharge Press /XMTR |  | NJBC | 6 | NJBC-CM-ANCOR | P203 | INSV | INST | HUSSAARM | 2013-10-13 | HENRY STREET | [10 empty] | AW |  |  | PRESSURE TX
5114914 | UNKNOWN | NJHH-50-ILVT-1 | BEVERLY Clearwell Level /XMTR |  | NJBC | 6 | NJBC-BU-BEVER | P203 | INSV | INAC INST | HUSSAARM | 2013-10-13 | 40 BROAD ST | [6 empty] | Y | 1,2 INDOOR | Y | 4-20MA | AW |  |  | LEVEL TX
5110957 | UNKNOWN |  | WOOD #3 /XMTR |  | NJBC | 6 | NJBC-MH-WOOD. | P203 | INSV | INST | HUSSAARM | 2013-10-13 | WOODLANE RD | [8 empty] | Y |  | AW |  |  | PRESSURE TX
5110935 | UNKNOWN |  | WOOD #2 /XMTR |  | NJBC | 6 | NJBC-MH-WOOD. | P203 | INSV | INST | HUSSAARM | 2013-10-13 | WOODLANE RD | [8 empty] | Y |  | AW |  |  | PRESSURE TX
5110912 | UNKNOWN |  | WOOD #1 /XMTR |  | NJBC | 6 | NJBC-MH-WOOD. | P203 | INSV | INST | HUSSAARM | 2013-10-13 | WOODLANE RD | [8 empty] | Y |  | AW |  |  | LEVEL TX
5110590 | UNKNOWN |  | MONVLV #2 /XMTR |  | NJBC | 6 | NJBC-MH-MONVL | P203 | INSV | INST | HUSSAARM | 2013-10-13 | MONMOUTH RD | [8 empty] | Y |  | AW |  |  | LEVEL TX
5110568 | UNKNOWN |  | MONVLV #1 /XMTR |  | NJBC | 6 | NJBC-MH-MONVL | P203 | INSV | INST | HUSSAARM | 2013-10-13 | MONMOUTH RD | [8 empty] | Y |  | AW |  |  | LEVEL TX
5110545 | UNKNOWN |  | GREEN #2 /XMTR |  | NJBC | 6 | NJBC-MH-GREEN | P203 | INSV | INST | HUSSAARM | 2013-10-13 | GREEN STREET | [8 empty] | Y |  | AW |  |  | PRESSURE TX
5110523 | UNKNOWN |  | GREEN #1 /XMTR |  | NJBC | 6 | NJBC-MH-GREEN | P203 | INSV | INST | HUSSAARM | 2013-10-13 | GREEN STREET | [8 empty] | N |  | AW |  |  | PRESSURE TX
5109980 | UNKNOWN |  | MARNTK Tank Level /XMTR |  | NJBC | 6 | NJBC-HA-MARNT | P203 | INSV | INST | HUSSAARM | 2013-10-13 | MARNE HIGHWAY | [8 empty] | Y |  | AW |  |  | LEVEL TX
5109958 | UNKNOWN |  | EVERTK Tank Level /XMTR |  | NJBC | 6 | NJBC-MH-EVERT | P203 | INSV | INST | HUSSAARM | 2013-10-13 | 25 EVERGREEN ST | [8 empty] | Y |  | AW |  |  | LEVEL TX
5109338 | UNKNOWN |  | VNCE-TNK Tank Level /XMTR |  | NJBC | 6 | NJBC-VT-VNCE.-TNK. | P203 | INSV | INST | HUSSAARM | 2013-10-13 | 39 RETREAT RD | [8 empty] | Y |  | AW |  |  | LEVEL TX
5109327 | UNKNOWN |  | HOME-TNK Tank Level /XMTR |  | NJBC | 6 | NJBC-HS-HOME.-TNK. | P203 | INSV | INST | HUSSAARM | 2013-10-13 | 117 CHESTNUT HILL LN | [8 empty] | Y |  | AW |  |  | LEVEL TX
5107194 | UNKNOWN |  | MANS-PLT BKWSH TK LVL2 /XMTR |  | NJBC | 6 | NJBC-MF-MANS.-PLT. | P203 | INSV | INST | HUSSAARM | 2013-10-13 | 3165 RTE 206 | [8 empty] | Y |  | AW |  |  | LEVEL TX
5107183 | UNKNOWN |  | MANS-PLT BKWSH TK LVL1 /XMTR |  | NJBC | 6 | NJBC-MF-MANS.-PLT. | P203 | INSV | INST | HUSSAARM | 2013-10-13 | 3165 RTE 206 | [8 empty] | Y |  | AW |  |  | LEVEL TX
5107173 | UNKNOWN |  | MANS-PLT Water Tank Level /XMTR |  | NJBC | 6 | NJBC-MF-MANS.-PLT. | P203 | INSV | INST | HUSSAARM | 2013-10-13 | 3165 RTE 206 | [8 empty] | Y |  | AW |  |  | LEVEL TX
5107161 | UNKNOWN |  | MANS-PLT Filter Headloss /XMTR |  | NJBC | 6 | NJBC-MF-MANS.-PLT. | P203 | INSV | INST | HUSSAARM | 2013-10-13 | 3165 RTE 206 | [8 empty] | Y |  | AW |  |  | PRESSURE TX
5107149 | UNKNOWN |  | MANS-TNK Level /XMTR |  | NJBC | 6 | NJBC-MF-MANS.-TNK. | P203 | INSV | INST | HUSSAARM | 2013-10-13 | 3165 RTE 206 | [8 empty] | Y |  | AW |  |  | LEVEL TX
5107138 | UNKNOWN |  | MANS-PLT FILT INLET PRS /XMTR |  | NJBC | 6 | NJBC-MF-MANS.-PLT. | P203 | INSV | INST | HUSSAARM | 2013-10-13 | 3165 RTE 206 | [8 empty] | Y |  | AW |  |  | PRESSURE TX
5107132 | UNKNOWN |  | MANS-W8 Level /XMTR |  | NJBC | 6 | NJBC-MF-MANS.-W8.. | P203 | INSV | INST | HUSSAARM | 2013-10-13 | 3165 RTE 206 | [8 empty] | Y |  | AW |  |  | LEVEL TX
5107131 | UNKNOWN |  | MANS-W7 Level /XMTR |  | NJBC | 6 | NJBC-MF-MANS.-W7.. | P203 | INSV | INST | HUSSAARM | 2013-10-13 | 3165 RTE 206 | [8 empty] | Y |  | AW |  |  | LEVEL TX
5107130 | UNKNOWN |  | MANS-W5 Level /XMTR |  | NJBC | 6 | NJBC-MF-MANS.-W5.. | P203 | INSV | INST | HUSSAARM | 2013-10-13 | 3165 RTE 206 | [8 empty] | Y |  | AW |  |  | LEVEL TX
5107129 | UNKNOWN |  | MANS-W4 Level /XMTR |  | NJBC | 6 | NJBC-MF-MANS.-W4.. | P203 | INSV | INST | HUSSAARM | 2013-10-13 | 3165 RTE 206 | [8 empty] | Y |  | AW |  |  | LEVEL TX
5116275 | UNKNOWN |  | MERCHCHIC DISCHRG PRS /XMTR |  | NJBC | 6 | NJBC-CM-MECIC | P203 | INSV | INST | HUSSAARM | 2013-10-13 | 462 3RD AVE | [6 empty] | Y | 1,2 INDOOR | Y | 4-20MA | AW |  |  | PRESSURE TX
5116273 | BRISTOL BABCOCK |  | MANTUAIC Suction Pressure /XMTR |  | NJBC | 6 | NJBC-GL-MANTU | P203 | INSV | INST | HUSSAARM | 2013-10-13 | 638 MAIN ST |  | 0612766231-02 |  |  |  | PSI |  |  |  |  | AW |  |  | PRESSURE TX
5116271 | BRISTOL BABCOCK |  | HARRHEIC DISCHRG PRS-MANTUA /XMTR |  | NJBC | 6 | NJBC-GL-HARRH | P203 | INSV | INST | HUSSAARM | 2013-10-13 | 121 HELIG RD |  |  |  |  | 0-200 | PSI |  |  |  |  | AW |  |  | PRESSURE TX
5116269 | UNKNOWN |  | GLASSAUIC ANODE TEST STA2 /XMTR |  | NJBC | 6 | NJBC-GL-GLASS | P203 | INSV | INST | HUSSAARM | 2013-10-13 | 450 AURA RD | [6 empty] | N | 1,2 INDOOR | N |  | AW |  |  | CURRENT TX
5116267 | ROSEMOUNT |  | ELKAUIC Discharge Pressure /XMTR |  | NJBC | 6 | NJBC-GL-ELKAU | P203 | INSV | INST | HUSSAARM | 2013-10-13 | 603 AURA RD |  | 0757774 |  |  |  | PSI | Y | 1,2 INDOOR | Y | 4-20MA | AW |  |  | PRESSURE TX
5116265 | ROSEMOUNT |  | ELKAUIC Suction Pressure /XMTR |  | NJBC | 6 | NJBC-GL-ELKAU | P203 | INSV | INST | HUSSAARM | 2013-10-13 | 603 AURA RD |  | 0757777 |  |  |  | PSI | Y | 1,2 INDOOR | Y | 4-20MA | AW |  |  | PRESSURE TX
5116255 | UNKNOWN |  | GLASSAUIC ANODE TEST STA1 /XMTR |  | NJBC | 6 | NJBC-GL-GLASS | P203 | INSV | INST | HUSSAARM | 2013-10-13 | 450 AURA RD | [6 empty] | N | 1,2 INDOOR | N |  | AW |  |  | CURRENT TX
5116253 | UNKNOWN |  | MTLAURCHIC ANODE TEST STA /XMTR |  | NJBC | 6 | NJBC-BU-MLCIC | P203 | INSV | INST | HUSSAARM | 2013-10-13 | 4129 CHURCH RD | [6 empty] | N | 1,2 INDOOR | N |  | AW |  |  | CURRENT TX
5116251 | UNKNOWN |  | MTLAURBRIC ANODE TEST STA /XMTR |  | NJBC | 6 | NJBC-BU-MLBIC | P203 | INSV | INST | HUSSAARM | 2013-10-13 | 3321 MARNE HWY | [6 empty] | N | 1,2 INDOOR | N |  | AW |  |  | CURRENT TX
5116248 | UNKNOWN | NJHH-132-IPTR-3 | VOORHEES-W21 Pressure /XMTR |  | NJBC | 6 | NJBC-CM-VOORH-W21. | P203 | INSV | INST | HUSSAARM | 2013-10-13 | EVESHAM RD AT GOLF VIEW DRIVE | [6 empty] | Y | 1,2 INDOOR | Y | 4-20MA | AW |  |  | PRESSURE TX
5116246 | UNKNOWN | NJHH-14-ILVT-1 | VOORHEES Level /XMTR |  | NJBC | 6 | NJBC-CM-VOORH | P203 | INSV | INST | HUSSAARM | 2013-10-13 | 13 GOLF VIEW DR | [6 empty] | Y | 1,2 INDOOR | Y | 4-20MA | AW |  |  | LEVEL TX
5116244 | UNKNOWN | NJHH-37-ILVT-2 | STATION-TNK2 Level /XMTR |  | NJBC | 6 | NJBC-CM-STATI-TNK2 | P203 | INSV | INST | HUSSAARM | 2013-10-13 | 2 STATION AVE | [6 empty] | Y | 1,2 INDOOR | Y | 4-20MA | AW |  |  | LEVEL TX
5116242 | UNKNOWN | NJHH-37-ILVT-1 | STATION-TNK1 HH Level /XMTR |  | NJBC | 6 | NJBC-CM-STATI-TNK1 | P203 | INSV | INST | HUSSAARM | 2013-10-13 | 2 STATION AVE | [6 empty] | Y | 1,2 INDOOR | Y | 4-20MA | AW |  |  | LEVEL TX
5116240 | UNKNOWN | NJHH-31-ILVT-1 | SOMERDALE-TNK Level /XMTR |  | NJBC | 6 | NJBC-CM-SOMER-TNK. | P203 | INSV | INST | HUSSAARM | 2013-10-13 | 26 ELM AVE | [6 empty] | Y | 1,2 INDOOR | Y | 4-20MA | AW |  |  | LEVEL TX
5116238 | UNKNOWN | NJHH-45-IPTR-1 | RUNNEMEDE Pressure /XMTR |  | NJBC | 6 | NJBC-CM-RUNNE | P203 | INSV | INST | HUSSAARM | 2013-10-13 | 28 ST CLAIR AVE | [6 empty] | Y | 1,2 INDOOR | Y | 4-20MA | AW |  |  | PRESSURE TX
5116236 | UNKNOWN | NJHH-45-ILVT-1 | RUNNEMEDE WL19&7 LVL /XMTR |  | NJBC | 6 | NJBC-CM-RUNNE | P203 | INSV | INST | HUSSAARM | 2013-10-13 | 28 ST CLAIR AVE | [6 empty] | Y | 1,2 INDOOR | Y | 4-20MA | AW |  |  | LEVEL TX
5116233 | UNKNOWN | NJHH-33-ILVT-1 | OTTERBRK-TNK GRND STOR LVL /XMTR |  | NJBC | 6 | NJBC-CM-OTTER-TNK. | P203 | INSV | INST | HUSSAARM | 2013-10-13 | 711 FLOODGATE RD | [6 empty] | Y | 1,2 INDOOR | Y | 4-20MA | AW |  |  | LEVEL TX
5116231 | UNKNOWN | NJHH-33-IPTR-1 | OTTERBROOK Pressure /XMTR |  | NJBC | 6 | NJBC-CM-OTTER | P203 | INSV | INST | HUSSAARM | 2013-10-13 | 900 SAN JOSE DR | [6 empty] | Y | 1,2 INDOOR | Y | 4-20MA | AW |  |  | PRESSURE TX
5116229 | UNKNOWN | NJHH-33-ILVT-3 | OTTERBRK SLDGE TK2 LVL /XMTR |  | NJBC | 6 | NJBC-CM-OTTER | P203 | INSV | INST | HUSSAARM | 2013-10-13 | 900 SAN JOSE DR | [6 empty] | Y | 1,2 INDOOR | Y | 4-20MA | AW |  |  | LEVEL TX
5116227 | UNKNOWN | NJHH-33-ILVT-2 | OTTERBRK SLDGE TK1 LVL /XMTR |  | NJBC | 6 | NJBC-CM-OTTER | P203 | INSV | INST | HUSSAARM | 2013-10-13 | 900 SAN JOSE DR | [6 empty] | Y | 1,2 INDOOR | Y | 4-20MA | AW |  |  | LEVEL TX
5116225 | UNKNOWN | NJHH-33-ILVT-4 | OTTERBROOK Clarifier Level /XMTR |  | NJBC | 6 | NJBC-CM-OTTER | P203 | INSV | INST | HUSSAARM | 2013-10-13 | 900 SAN JOSE DR | [6 empty] | Y | 1,2 INDOOR | Y | 4-20MA | AW |  |  | LEVEL TX
5116223 | UNKNOWN | NJHH-15-IFLS-13 | OLDORCHARD-W58 Flow /XMTR |  | NJBC | 6 | NJBC-CM-OLDOR-W58. | P203 | INSV | INST | HUSSAARM | 2013-10-13 | 47 BRANDYWINE DR | [6 empty] | Y | 1,2 INDOOR | Y | 4-20MA | AW |  |  | OTHER TX
5116825 | UNKNOWN |  | MTLAURBRIC DISCHRG PRS /XMTR |  | NJBC | 6 | NJBC-BU-MLBIC | P203 | INSV | INST | HUSSAARM | 2013-10-13 | 3321 MARNE HWY | [6 empty] | Y | 1,2 INDOOR | Y | 4-20MA | AW |  |  | PRESSURE TX
5116822 | BRISTOL BABCOCK |  | MTLAURBRIC Suction Pressure /XMTR |  | NJBC | 6 | NJBC-BU-MLBIC | P203 | INSV | INST | HUSSAARM | 2013-10-13 | 3321 MARNE HWY | [6 empty] | Y | 1,2 INDOOR | Y | 4-20MA | AW |  |  | PRESSURE TX
5116819 | ROSEMOUNT |  | EGREENUNIC DISCHRG PRS ACTIV /XMTR |  | NJBC | 6 | NJBC-GL-EGUIC | P203 | INSV | INST | HUSSAARM | 2013-10-13 | 822 MIDDLESBOROUGH WAY | [5 empty] | PSI |  |  |  |  | AW |  |  | PRESSURE TX
5116817 | ROSEMOUNT |  | EGREENUNIC Suction Pressure /XMTR |  | NJBC | 6 | NJBC-GL-EGUIC | P203 | INSV | INST | HUSSAARM | 2013-10-13 | 822 MIDDLESBOROUGH WAY | [5 empty] | PSI |  |  |  |  | AW |  |  | PRESSURE TX
5116814 | UNKNOWN |  | MAPLEWAVIC DISCHRG PRS /XMTR |  | NJBC | 6 | NJBC-BU-MAWIC | P203 | INSV | INST | HUSSAARM | 2013-10-13 | 103 WAVERLY AVE | [6 empty] | Y | 1,2 INDOOR | Y | 4-20MA | AW |  |  | PRESSURE TX
5116811 | UNKNOWN |  | MAPLEWAVIC Suction Pressure /XMTR |  | NJBC | 6 | NJBC-BU-MAWIC | P203 | INSV | INST | HUSSAARM | 2013-10-13 | 103 WAVERLY AVE | [6 empty] | Y | 1,2 INDOOR | Y | 4-20MA | AW |  |  | PRESSURE TX
5116809 | BRISTOL BABCOCK |  | PITMANIC Suction Pressure /XMTR |  | NJBC | 6 | NJBC-GL-PITMA | P203 | INSV | INST | HUSSAARM | 2013-10-13 | 598 PITMAN RD |  |  |  |  | 0-200 | PSI |  |  |  |  | AW |  |  | PRESSURE TX
5116805 | UNKNOWN |  | PITMANIC Anode Test Station /XMTR |  | NJBC | 6 | NJBC-GL-PITMA | P203 | INSV | INST | HUSSAARM | 2013-10-13 | 598 PITMAN RD | [10 empty] | AW |  |  | CURRENT TX
5116803 | ROSEMOUNT |  | EGREENUNIC DISCHRG PRS INACTIV /XMTR |  | NJBC | 6 | NJBC-GL-EGUIC | P203 | INSV | INST | HUSSAARM | 2013-10-13 | 822 MIDDLESBOROUGH WAY | [5 empty] | PSI |  |  |  |  | AW |  |  | PRESSURE TX
5116801 | ROSEMOUNT |  | GLASSAUIC DISCHRG PRS /XMTR |  | NJBC | 6 | NJBC-GL-GLASS | P203 | INSV | INST | HUSSAARM | 2013-10-13 | 450 AURA RD |  | 0315649 |  |  | 0-800 | PSI | Y | 1,2 INDOOR | Y | 4-20MA | AW |  |  | PRESSURE TX
5116299 | ROSEMOUNT |  | GLASSAUIC Suction Pressure /XMTR |  | NJBC | 6 | NJBC-GL-GLASS | P203 | INSV | INST | HUSSAARM | 2013-10-13 | 450 AURA RD |  | 0315650 |  |  | 0-800 | PSI | Y | 1,2 INDOOR | Y | 4-20MA | AW |  |  | PRESSURE TX
5116297 | BRISTOL BABCOCK |  | PITMANIC Discharge Pressure /XMTR |  | NJBC | 6 | NJBC-GL-PITMA | P203 | INSV | INST | HUSSAARM | 2013-10-13 | 598 PITMAN RD |  |  |  |  | 0-200 | PSI |  |  |  |  | AW |  |  | PRESSURE TX
5116295 | UNKNOWN |  | HARRHEIC Anode Test Station /XMTR |  | NJBC | 6 | NJBC-GL-HARRH | P203 | INSV | INST | HUSSAARM | 2013-10-13 | 121 HELIG RD | [10 empty] | AW |  |  | CURRENT TX
5116293 | BRISTOL BABCOCK |  | HARRHEIC Suction Pressure /XMTR |  | NJBC | 6 | NJBC-GL-HARRH | P203 | INSV | INST | HUSSAARM | 2013-10-13 | 121 HELIG RD |  |  |  |  | 0-200 | PSI |  |  |  |  | AW |  |  | PRESSURE TX
5116292 | BRISTOL BABCOCK |  | HARRHEIC DISCHRG PRS-S NJ /XMTR |  | NJBC | 6 | NJBC-GL-HARRH | P203 | INSV | INST | HUSSAARM | 2013-10-13 | 121 HELIG RD |  |  |  |  | 0-200 | PSI |  |  |  |  | AW |  |  | PRESSURE TX
5116290 | UNKNOWN |  | OLDORCHARD SLDGE TK LVL /XMTR |  | NJBC | 6 | NJBC-CM-OLDOR | P203 | INSV | INST | HUSSAARM | 2013-10-13 | ROUTE 70 EAST AT OLD ORCHARD ROAD | [10 empty] | AW |  |  | LEVEL TX
5116287 | BRISTOL BABCOCK |  | MANTUAIC Discharge Pressure /XMTR |  | NJBC | 6 | NJBC-GL-MANTU | P203 | INSV | INST | HUSSAARM | 2013-10-13 | 638 MAIN ST |  | 0612766213-02 |  |  |  | PSI |  |  |  |  | AW |  |  | PRESSURE TX
5116285 | BRISTOL BABCOCK |  | MTLAURCHIC DISCHRG PRS /XMTR |  | NJBC | 6 | NJBC-BU-MLCIC | P203 | INSV | INST | HUSSAARM | 2013-10-13 | 4129 CHURCH RD |  | 93E09076 |  |  | 0-160 | PSI | Y | 1,2 INDOOR | Y | 4-20MA | AW |  |  | PRESSURE TX
5116283 | BRISTOL BABCOCK |  | MTLAURCHIC Suction Pressure /XMTR |  | NJBC | 6 | NJBC-BU-MLCIC | P203 | INSV | INST | HUSSAARM | 2013-10-13 | 4129 CHURCH RD |  | 93E09076 |  |  | 0-160 | PSI | Y | 1,2 INDOOR | Y | 4-20MA | AW |  |  | PRESSURE TX
5116281 | UNKNOWN |  | BRDGEPTIC ANODE TEST STA /XMTR |  | NJBC | 6 | NJBC-GL-BRIDG | P203 | INSV | INST | HUSSAARM | 2013-10-13 | 536 SWEDESBORO RD | [6 empty] | N | 1,2 INDOOR | N |  | AW |  |  | CURRENT TX
5116279 | UNKNOWN |  | MTHOLLYIC ANODE TEST STA /XMTR |  | NJBC | 6 | NJBC-BU-MTHOL | P203 | INSV | INST | HUSSAARM | 2013-10-13 | 2909 MARNE HWY | [6 empty] | N | 1,2 INDOOR | N |  | AW |  |  | CURRENT TX
5116277 | UNKNOWN |  | MERCHCHIC Suction Pressure /XMTR |  | NJBC | 6 | NJBC-CM-MECIC | P203 | INSV | INST | HUSSAARM | 2013-10-13 | 462 3RD AVE | [6 empty] | Y | 1,2 INDOOR | Y | 4-20MA | AW |  |  | PRESSURE TX
5115573 | UNKNOWN | NJHH-12-ILVT-1 | KINGSTON-TNK GRND STOR LVL /XMTR |  | NJBC | 6 | NJBC-CM-KINGS-TNK. | P203 | INSV | INST | HUSSAARM | 2013-10-13 | 512 HOWARD RD | [6 empty] | Y | 1,2 INDOOR | Y | 4-20MA | AW |  |  | LEVEL TX
5115571 | UNKNOWN | NJHH-12-IPTR-1 | KINGSTON Pressure /XMTR |  | NJBC | 6 | NJBC-CM-KINGS | P203 | INSV | INST | HUSSAARM | 2013-10-13 | 514 HOWARD RD | [6 empty] | Y | 1,2 INDOOR | Y | 4-20MA | AW |  |  | PRESSURE TX
5115569 | UNKNOWN | NJHH-12-ILVT-2 | KINGSTON Clearwell Level /XMTR |  | NJBC | 6 | NJBC-CM-KINGS | P203 | INSV | INST | HUSSAARM | 2013-10-13 | 514 HOWARD RD | [6 empty] | Y | 1,2 INDOOR | Y | 4-20MA | AW |  |  | LEVEL TX
5115567 | UNKNOWN | NJHH-29-ILVT-1 | HUTTONHILL-TNK STNDPIPE LVL /XMTR |  | NJBC | 6 | NJBC-CM-HUTTO-TNK. | P203 | INSV | INST | HUSSAARM | 2013-10-13 | 219 KRESSON RD | [6 empty] | Y | 1,2 INDOOR | Y | 4-20MA | AW |  |  | LEVEL TX
5115566 | UNKNOWN | NJHH-29-IPTR-2 | HUTTONHILL DISCHRG PRS /XMTR |  | NJBC | 6 | NJBC-CM-HUTTO | P203 | INSV | INST | HUSSAARM | 2013-10-13 | 1911 KRESSON RD | [6 empty] | Y | 1,2 INDOOR | Y | 4-20MA | AW |  |  | PRESSURE TX
5115564 | UNKNOWN | NJHH-29-IPTR-1 | HUTTONHILL Pressure /XMTR |  | NJBC | 6 | NJBC-CM-HUTTO | P203 | INSV | INST | HUSSAARM | 2013-10-13 | 1911 KRESSON RD | [6 empty] | Y | 1,2 INDOOR | Y | 4-20MA | AW |  |  | PRESSURE TX
5115561 | UNKNOWN | NJHH-85-ILVT-1 | HINELLA Elevated Tank Level /XMTR |  | NJBC | 6 | NJBC-CM-HINEL | P203 | INSV | INST | HUSSAARM | 2013-10-13 | 502 W ATLANTIC AVE | [6 empty] | Y | 1,2 INDOOR | Y | 4-20MA | AW |  |  | LEVEL TX
5115556 | UNKNOWN | NJHH-36-IPTR-5 | HADDONHTS FILT4 PRS /XMTR |  | NJBC | 6 | NJBC-CM-HAHTS | P203 | INSV | INST | HUSSAARM | 2013-10-13 | 614 W. Atlantic Ave | [6 empty] | N | 1,2 INDOOR | N |  | AW |  |  | PRESSURE TX
5115554 | UNKNOWN | NJHH-36-IPTR-4 | HADDONHTS FILT3 PRS /XMTR |  | NJBC | 6 | NJBC-CM-HAHTS | P203 | INSV | INST | HUSSAARM | 2013-10-13 | 614 W. Atlantic Ave | [6 empty] | N | 1,2 INDOOR | N |  | AW |  |  | PRESSURE TX
5115552 | UNKNOWN | NJHH-36-IPTR-3 | HADDONHTS FILT2 PRS /XMTR |  | NJBC | 6 | NJBC-CM-HAHTS | P203 | INSV | INST | HUSSAARM | 2013-10-13 | 614 W. Atlantic Ave | [6 empty] | N | 1,2 INDOOR | N |  | AW |  |  | PRESSURE TX
5115550 | UNKNOWN | NJHH-36-IPTR-2 | HADDONHTS FILT1 PRS /XMTR |  | NJBC | 6 | NJBC-CM-HAHTS | P203 | INSV | INST | HUSSAARM | 2013-10-13 | 614 W. Atlantic Ave | [6 empty] | N | 1,2 INDOOR | N |  | AW |  |  | PRESSURE TX
5115549 | UNKNOWN | NJHH-36-IPTR-1 | HADDONHTS Pressure /XMTR |  | NJBC | 6 | NJBC-CM-HAHTS | P203 | INSV | INST | HUSSAARM | 2013-10-13 | 614 W. Atlantic Ave | [6 empty] | Y | 1,2 INDOOR | Y | 4-20MA | AW |  |  | PRESSURE TX
5115547 | UNKNOWN | NJHH-36-ILVT-1 | HADDONHTS Sludge Tank Level /XMTR |  | NJBC | 6 | NJBC-CM-HAHTS | P203 | INSV | INST | HUSSAARM | 2013-10-13 | 614 W. Atlantic Ave | [6 empty] | Y | 1,2 INDOOR | Y | 4-20MA | AW |  |  | LEVEL TX
5115544 | UNKNOWN | NJHH-36-ILVT-2 | HADDONHTS CLARIF TK LVL /XMTR |  | NJBC | 6 | NJBC-CM-HAHTS | P203 | INSV | INST | HUSSAARM | 2013-10-13 | 614 W. Atlantic Ave | [6 empty] | Y | 1,2 INDOOR | Y | 4-20MA | AW |  |  | LEVEL TX
5115542 | UNKNOWN | NJHH-89-ILVT-1 | GIBBSSTA-TNK YD TK LVL /XMTR |  | NJBC | 6 | NJBC-CM-GBSTA-YTNK | P203 | INSV | INST | HUSSAARM | 2013-10-13 | 1 LINDEN AVE | [6 empty] | Y | 1,2 INDOOR | Y | 4-20MA | AW |  |  | PRESSURE TX
5115540 | UNKNOWN | NJHH-89-IPTR-4 | GIBBSSTA Filter #4 Pressure /XMTR |  | NJBC | 6 | NJBC-CM-GBSTA | P203 | INSV | INST | HUSSAARM | 2013-10-13 | 1 LINDEN AVE | [6 empty] | N | 1,2 INDOOR | N |  | AW |  |  | PRESSURE TX
5115538 | UNKNOWN | NJHH-89-IPTR-3 | GIBBSSTA Filter #3 Pressure /XMTR |  | NJBC | 6 | NJBC-CM-GBSTA | P203 | INSV | INST | HUSSAARM | 2013-10-13 | 1 LINDEN AVE | [6 empty] | N | 1,2 INDOOR | N |  | AW |  |  | PRESSURE TX
5115536 | UNKNOWN | NJHH-89-IPTR-2 | GIBBSSTA Filter #2 Pressure /XMTR |  | NJBC | 6 | NJBC-CM-GBSTA | P203 | INSV | INST | HUSSAARM | 2013-10-13 | 1 LINDEN AVE | [6 empty] | N | 1,2 INDOOR | N |  | AW |  |  | PRESSURE TX
5115533 | UNKNOWN | NJHH-89-IPTR-1 | GIBBSSTA Filter #1 Pressure /XMTR |  | NJBC | 6 | NJBC-CM-GBSTA | P203 | INSV | INST | HUSSAARM | 2013-10-13 | 1 LINDEN AVE | [6 empty] | N | 1,2 INDOOR | N |  | AW |  |  | PRESSURE TX
5115531 | UNKNOWN | NJHH-89-ILVT-3 | GIBBSSTA Sludge Tank Level /XMTR |  | NJBC | 6 | NJBC-CM-GBSTA | P203 | INSV | INST | HUSSAARM | 2013-10-13 | 1 LINDEN AVE | [6 empty] | Y | 1,2 INDOOR | Y | 4-20MA | AW |  |  | LEVEL TX
5115529 | UNKNOWN | NJHH-89-ILVT-2 | GIBBSSTA CLARIF TK LVL /XMTR |  | NJBC | 6 | NJBC-CM-GBSTA | P203 | INSV | INST | HUSSAARM | 2013-10-13 | 1 LINDEN AVE | [6 empty] | Y | 1,2 INDOOR | Y | 4-20MA | AW |  |  | LEVEL TX
5115527 | UNKNOWN | NJHH-87-IPRT-1 | GIBBSBOROBS DISCHRG PRS /XMTR |  | NJBC | 6 | NJBC-CM-GBBST | P203 | INSV | INST | HUSSAARM | 2013-10-13 | 79 LUCAS BLVD | [6 empty] | Y | 1,2 INDOOR | Y | 4-20MA | AW |  |  | PRESSURE TX
5116221 | UNKNOWN | NJHH-15-IFLS-12 | OLDORCHARD-W38 Flow /XMTR |  | NJBC | 6 | NJBC-CM-OLDOR-W38. | P203 | INSV | INST | HUSSAARM | 2013-10-13 | 2070 RT 70 | [6 empty] | Y | 1,2 INDOOR | Y | 4-20MA | AW |  |  | OTHER TX
5116219 | UNKNOWN |  | MAPLEWAVIC ANODE TEST STA /XMTR |  | NJBC | 6 | NJBC-BU-MAWIC | P203 | INSV | INST | HUSSAARM | 2013-10-13 | 103 WAVERLY AVE | [6 empty] | N | 1,2 INDOOR | N |  | AW |  |  | CURRENT TX
5116217 | ROSEMOUNT |  | PINEHILLCRIC DISCHRG PRS /XMTR |  | NJBC | 6 | NJBC-CM-PINEH | P203 | INSV | INST | HUSSAARM | 2013-10-13 | [9 empty] | Y | 4-20MA | AW |  |  | PRESSURE TX
5116215 | UNKNOWN | NJHH-15-ILVT-1 | OLDORCHARD-TNK GRND STOR LVL /XMTR |  | NJBC | 6 | NJBC-CM-OLDOR-TNK. | P203 | INSV | INST | HUSSAARM | 2013-10-13 | ROUTE 70 EAST AT OLD ORCHARD ROAD | [6 empty] | Y | 1,2 INDOOR | Y | 4-20MA | AW |  |  | LEVEL TX
5116213 | UNKNOWN | NJHH-15-IPTR-2 | OLDORCHARD DISCHRG PRS /XMTR |  | NJBC | 6 | NJBC-CM-OLDOR | P203 | INSV | INST | HUSSAARM | 2013-10-13 | ROUTE 70 EAST AT OLD ORCHARD ROAD | [6 empty] | Y | 1,2 INDOOR | Y | 4-20MA | AW |  |  | PRESSURE TX
5116211 | UNKNOWN | NJHH-15-IPTR-1 | OLDORCHARD Clarifier Level /XMTR |  | NJBC | 6 | NJBC-CM-OLDOR | P203 | INSV | INST | HUSSAARM | 2013-10-13 | ROUTE 70 EAST AT OLD ORCHARD ROAD | [6 empty] | Y | 1,2 INDOOR | Y | 4-20MA | AW |  |  | PRESSURE TX
5116209 | UNKNOWN | NJHH-34-ILVT-1 | OAKLYNTNK Elevated Level /XMTR |  | NJBC | 6 | NJBC-CM-OKTNK | P203 | INSV | INST | HUSSAARM | 2013-10-13 | 276 MANOR AVE | [6 empty] | Y | 1,2 INDOOR | Y | 4-20MA | AW |  |  | LEVEL TX
5116207 | UNKNOWN | NJHH-13-IPTR-1 | MURRAY Pressure /XMTR |  | NJBC | 6 | NJBC-CM-MURRA | P203 | INSV | INST | HUSSAARM | 2013-10-13 | 802 MURRAY AVE | [6 empty] | Y | 1,2 INDOOR | Y | 4-20MA | AW |  |  | PRESSURE TX
5116205 | UNKNOWN | NJHH-13-ILVT-1 | MURRAY Well Drawdown Level /XMTR |  | NJBC | 6 | NJBC-CM-MURRA | P203 | INSV | INST | HUSSAARM | 2013-10-13 | 802 MURRAY AVE | [6 empty] | Y | 1,2 INDOOR | Y | 4-20MA | AW |  |  | LEVEL TX
5116203 | UNKNOWN | NJHH-28-ILVT-1 | MARLTONTNK ELEVATED TK LVL /XMTR |  | NJBC | 6 | NJBC-CM-MARLT | P203 | INSV | INST | HUSSAARM | 2013-10-13 | 701 CENTENNIAL BLVD | [6 empty] | Y | 1,2 INDOOR | Y | 4-20MA | AW |  |  | LEVEL TX
5115599 | UNKNOWN | NJHH-43-ILVT-1 | MAGNOLIA-TNK GRND STOR LVL /XMTR |  | NJBC | 6 | NJBC-CM-MAGNO-TNK. | P203 | INSV | INST | HUSSAARM | 2013-10-13 | 625 N WALNUT AVENUE | [6 empty] | Y | 1,2 INDOOR | Y | 4-20MA | AW |  |  | LEVEL TX
5115575 | UNKNOWN | NJHH-30-ILVT-1 | KRESSONTNK ELEVATED TK LVL /XMTR |  | NJBC | 6 | NJBC-CM-KRESS | P203 | INSV | INST | HUSSAARM | 2013-10-13 | 630 KRESSON RD | [6 empty] | Y | 1,2 INDOOR | Y | 4-20MA | AW |  |  | LEVEL TX
5115577 | UNKNOWN | NJHH-86-ILVT-2 | LAURELSP Clearwell Level /XMTR |  | NJBC | 6 | NJBC-CM-LAURE | P203 | INSV | INST | HUSSAARM | 2013-10-13 | 820 GRAND AVENUE | [6 empty] | Y | 1,2 INDOOR | Y | 4-20MA | AW |  |  | LEVEL TX
5115579 | UNKNOWN | NJHH-86-IPTR-1 | LAURELSP Pressure /XMTR |  | NJBC | 6 | NJBC-CM-LAURE | P203 | INSV | INST | HUSSAARM | 2013-10-13 | 820 GRAND AVENUE | [6 empty] | Y | 1,2 INDOOR | Y | 4-20MA | AW |  |  | PRESSURE TX
5115582 | UNKNOWN | NJHH-86-ILVT-1 | LAURELSP-TNK GRND STOR LVL /XMTR |  | NJBC | 6 | NJBC-CM-LAURE-TNK. | P203 | INSV | INST | HUSSAARM | 2013-10-13 | 820 GRAND AVENUE | [6 empty] | Y | 1,2 INDOOR | Y | 4-20MA | AW |  |  | LEVEL TX
5115585 | UNKNOWN | NJHH-43-ILVT-4 | MAGNOLIA Clarifier Level /XMTR |  | NJBC | 6 | NJBC-CM-MAGNO | P203 | INSV | INST | HUSSAARM | 2013-10-13 | 625 N WALNUT AVENUE | [6 empty] | Y | 1,2 INDOOR | Y | 4-20MA | AW |  |  | LEVEL TX
5115587 | UNKNOWN | NJHH-43-ILVT-2 | MAGNOLIA SLDGE TK1 LVL /XMTR |  | NJBC | 6 | NJBC-CM-MAGNO | P203 | INSV | INST | HUSSAARM | 2013-10-13 | 625 N WALNUT AVENUE | [6 empty] | Y | 1,2 INDOOR | Y | 4-20MA | AW |  |  | LEVEL TX
5115597 | UNKNOWN | NJHH-43-IPTR-4 | MAGNOLIA Filter #3 Pressure /XMTR |  | NJBC | 6 | NJBC-CM-MAGNO | P203 | INSV | INST | HUSSAARM | 2013-10-13 | 625 N WALNUT AVENUE | [6 empty] | N | 1,2 INDOOR | N |  | AW |  |  | PRESSURE TX
5115595 | UNKNOWN | NJHH-43-IPTR-3 | MAGNOLIA Filter #2 Pressure /XMTR |  | NJBC | 6 | NJBC-CM-MAGNO | P203 | INSV | INST | HUSSAARM | 2013-10-13 | 625 N WALNUT AVENUE | [6 empty] | N | 1,2 INDOOR | N |  | AW |  |  | PRESSURE TX
5115593 | UNKNOWN | NJHH-43-IPTR-2 | MAGNOLIA Filter #1 Pressure /XMTR |  | NJBC | 6 | NJBC-CM-MAGNO | P203 | INSV | INST | HUSSAARM | 2013-10-13 | 625 N WALNUT AVENUE | [6 empty] | N | 1,2 INDOOR | N |  | AW |  |  | PRESSURE TX
5115589 | UNKNOWN | NJHH-43-ILVT-3 | MAGNOLIA SLDGE TK2 LVL /XMTR |  | NJBC | 6 | NJBC-CM-MAGNO | P203 | INSV | INST | HUSSAARM | 2013-10-13 | 625 N WALNUT AVENUE | [6 empty] | Y | 1,2 INDOOR | Y | 4-20MA | AW |  |  | LEVEL TX
5115591 | UNKNOWN | NJHH-43-IPTR-1 | MAGNOLIA Discharge Pressure /XMTR |  | NJBC | 6 | NJBC-CM-MAGNO | P203 | INSV | INST | HUSSAARM | 2013-10-13 | 625 N WALNUT AVENUE | [6 empty] | Y | 1,2 INDOOR | Y | 4-20MA | AW |  |  | PRESSURE TX
5193701 | UNKNOWN |  | CHURCHRCHL-CAMDENCTY FLOW DIF PRES /XMTR |  | NJBC | 6 | NJBC-BU-CHURC | P203 | INSV | INST | TAYLORDM | 2014-11-19 | 3797 Church Rd | [5 empty] | PSI |  |  | Y |  | AW |  |  | DIFF PRESSURE TX
5206207 | UNKNOWN | NJHH-7-IPTR-5 | DRWTP-TRMT-OZNE Line B PRES/XMTR |  | NJBC | 6 | NJBC-BU-DRWTP-TRMT-OZNE | P203 | INSV | INST | TAYLORDM | 2015-09-17 | 213 CARRIAGE LANE | [5 empty] | PSI |  |  | Y |  | AW |  |  | PRESSURE TX
5208614 | FOXBORO |  | DRWTP-TRMT-OZNE CONT 1 PRES/XMTR |  | NJBC | 6 | NJBC-BU-DRWTP-TRMT-OZNE | P203 | INSV | INST | TAYLORDM | 2015-11-05 | 213 CARRIAGE LANE | [5 empty] | PSI |  |  | Y |  | AW |  |  | PRESSURE TX
5208313 | FOXBORO | NJHH-7-IPTR-1 | DRWTP-TRMT-O3 FEED TO O3 GEN 4 PRES/XMTR |  | NJBC | 6 | NJBC-BU-DRWTP-TRMT-OZNE | P203 | INSV | INST | TAYLORDM | 2015-11-05 | 213 CARRIAGE LANE | [5 empty] | PSI |  |  | Y |  | AW |  |  | PRESSURE TX
5211381 | EMERSON |  | RANN FILTER 4 WASTE FLOW /TRANSMITTER |  | NJPG | 6 | NJPG-PG-RANN.-TRT. | P203 | INSV | INST | LOD_EAM_02 | 2016-02-04 | 370 HARDING HWY | [10 empty] | AW |  |  | OTHER TX
5211380 | EMERSON |  | RANN FILTER 3 WASTE FLOW /TRANSMITTER |  | NJPG | 6 | NJPG-PG-RANN.-TRT. | P203 | INSV | INST | LOD_EAM_02 | 2016-02-04 | 370 HARDING HWY | [10 empty] | AW |  |  | OTHER TX
5211379 | EMERSON |  | RANN FILTER 2 WASTE FLOW /TRANSMITTER |  | NJPG | 6 | NJPG-PG-RANN.-TRT. | P203 | INSV | INST | LOD_EAM_02 | 2016-02-04 | 370 HARDING HWY | [10 empty] | AW |  |  | OTHER TX
5211378 | EMERSON |  | RANN FILTER 1 WASTE FLOW /TRANSMITTER |  | NJPG | 6 | NJPG-PG-RANN.-TRT. | P203 | INSV | INST | LOD_EAM_02 | 2016-02-04 | 370 HARDING HWY | [10 empty] | AW |  |  | OTHER TX
5211377 | EMERSON |  | RANN FILTER 4 DIFF PRESS /TRANSMITTER |  | NJPG | 6 | NJPG-PG-RANN.-TRT. | P203 | INSV | INST | LOD_EAM_02 | 2016-02-04 | 370 HARDING HWY | [10 empty] | AW |  |  | DIFF PRESSURE TX
5211376 | EMERSON |  | RANN FILTER 3 DIFF PRESS /TRANSMITTER |  | NJPG | 6 | NJPG-PG-RANN.-TRT. | P203 | INSV | INST | LOD_EAM_02 | 2016-02-04 | 370 HARDING HWY | [10 empty] | AW |  |  | DIFF PRESSURE TX
5211375 | EMERSON |  | RANN FILTER 2 DIFF PRESS /TRANSMITTER |  | NJPG | 6 | NJPG-PG-RANN.-TRT. | P203 | INSV | INST | LOD_EAM_02 | 2016-02-04 | 370 HARDING HWY | [10 empty] | AW |  |  | DIFF PRESSURE TX
5211374 | EMERSON |  | RANN FILTER 1 DIFF PRESS /TRANSMITTER |  | NJPG | 6 | NJPG-PG-RANN.-TRT. | P203 | INSV | INST | LOD_EAM_02 | 2016-02-04 | 370 HARDING HWY | [10 empty] | AW |  |  | DIFF PRESSURE TX
5211373 | ROSEMOUNT |  | RANN PLANT EFF PRESSURE /TRANSMITTER |  | NJPG | 6 | NJPG-PG-RANN.-TRT. | P203 | INSV | INST | LOD_EAM_02 | 2016-02-04 | 370 HARDING HWY | [10 empty] | AW |  |  | DIFF PRESSURE TX
5211372 | ROSEMOUNT |  | RANN GAC SKID 3 DIFF PRESS /TRANSMITTER |  | NJPG | 6 | NJPG-PG-RANN.-TRT. | P203 | INSV | INST | LOD_EAM_02 | 2016-02-04 | 370 HARDING HWY | [10 empty] | AW |  |  | DIFF PRESSURE TX
5211371 | ROSEMOUNT |  | RANN GAC SKID 2 DIFF PRESS /TRANSMITTER |  | NJPG | 6 | NJPG-PG-RANN.-TRT. | P203 | INSV | INST | LOD_EAM_02 | 2016-02-04 | 370 HARDING HWY | [10 empty] | AW |  |  | DIFF PRESSURE TX
5211370 | ROSEMOUNT |  | RANN GAC SKID 1 DIFF PRESS /TRANSMITTER |  | NJPG | 6 | NJPG-PG-RANN.-TRT. | P203 | INSV | INST | LOD_EAM_02 | 2016-02-04 | 370 HARDING HWY | [10 empty] | AW |  |  | DIFF PRESSURE TX
5211369 | UNKNOWN |  | LAYT WELL 11A FLOW /TRANSMITTER |  | NJPG | 6 | NJPG-PG-LAYT.-W11A | P203 | INSV | INST | LOD_EAM_02 | 2016-02-04 | 370 HARDING HWY | [10 empty] | AW |  |  | OTHER TX
5211368 | UNKNOWN |  | LAYT WELL 4 FLOW /TRANSMITTER |  | NJPG | 6 | NJPG-PG-LAYT.-W04. | P203 | INSV | INST | LOD_EAM_02 | 2016-02-04 | 370 HARDING HWY | [10 empty] | AW |  |  | OTHER TX
5211367 | UNKNOWN |  | LAYT WELL 2 FLOW /TRANSMITTER |  | NJPG | 6 | NJPG-PG-LAYT.-W02. | P203 | INSV | INST | LOD_EAM_02 | 2016-02-04 | 370 HARDING HWY | [10 empty] | AW |  |  | OTHER TX
5211366 | UNKNOWN |  | RANN WELL 7 FLOW /TRANSMITTER |  | NJPG | 6 | NJPG-PG-RANN.-W7.. | P203 | INSV | INST | LOD_EAM_02 | 2016-02-04 | 370 HARDING HWY | [10 empty] | AW |  |  | OTHER TX
5211365 | UNKNOWN |  | RANN WELL 2B FLOW /TRANSMITTER |  | NJPG | 6 | NJPG-PG-RANN.-W2B. | P203 | INSV | INST | LOD_EAM_02 | 2016-02-04 | 370 HARDING HWY | [10 empty] | AW |  |  | OTHER TX
5211364 | UNKNOWN |  | RANN WELL 1A FLOW /TRANSMITTER |  | NJPG | 6 | NJPG-PG-RANN.-W1A. | P203 | INSV | INST | LOD_EAM_02 | 2016-02-04 | 370 HARDING HWY | [10 empty] | AW |  |  | OTHER TX
5211363 | UNKNOWN |  | LAYT WELL 11A LEVEL /TRANSMITTER |  | NJPG | 6 | NJPG-PG-LAYT.-W11A | P203 | INSV | INST | LOD_EAM_02 | 2016-02-04 | 370 HARDING HWY |  | MTM3213 | [8 empty] | AW |  |  | LEVEL TX
5211362 | UNKNOWN |  | LAYT WELL 4 LEVEL /TRANSMITTER |  | NJPG | 6 | NJPG-PG-LAYT.-W04. | P203 | INSV | INST | LOD_EAM_02 | 2016-02-04 | 370 HARDING HWY |  | MTM3213 | [8 empty] | AW |  |  | LEVEL TX
5211361 | UNKNOWN |  | LAYT WELL 2 LEVEL /TRANSMITTER |  | NJPG | 6 | NJPG-PG-LAYT.-W02. | P203 | INSV | INST | LOD_EAM_02 | 2016-02-04 | 370 HARDING HWY |  | MTM3213 | [8 empty] | AW |  |  | LEVEL TX
5211360 | UNKNOWN |  | RANN WELL 7 LEVEL /TRANSMITTER |  | NJPG | 6 | NJPG-PG-RANN.-W7.. | P203 | INSV | INST | LOD_EAM_02 | 2016-02-04 | 370 HARDING HWY |  | MTM3213 | [8 empty] | AW |  |  | LEVEL TX
5211359 | UNKNOWN |  | RANN WELL 2B LEVEL /TRANSMITTER |  | NJPG | 6 | NJPG-PG-RANN.-W2B. | P203 | INSV | INST | LOD_EAM_02 | 2016-02-04 | 370 HARDING HWY |  | MTM3213 | [8 empty] | AW |  |  | LEVEL TX
5211358 | UNKNOWN |  | RANN WELL 1A LEVEL /TRANSMITTER |  | NJPG | 6 | NJPG-PG-RANN.-W1A. | P203 | INSV | INST | LOD_EAM_02 | 2016-02-04 | 370 HARDING HWY |  | MTM3213 | [8 empty] | AW |  |  | LEVEL TX
5211710 | ROSEMOUNT |  | ELK2WIC Suction Pressure /XMTR |  | NJBC | M | NJBC-GL-ELK2W | P203 | INSV | INST | TAYLORDM | 2016-03-09 | Aura Road |  | 0757775 |  |  |  | PSI | Y | 1,2 INDOOR | Y | 4-20MA | AW |  |  | PRESSURE TX
5211711 | ROSEMOUNT |  | ELK2WIC Discharge Pressure /XMTR |  | NJBC | M | NJBC-GL-ELK2W | P203 | INSV | INST | TAYLORDM | 2016-03-09 | Aura Road |  | 0757776 |  |  |  | PSI | Y | 1,2 INDOOR | Y | 4-20MA | AW |  |  | PRESSURE TX
5211714 | UNKNOWN |  | ELK2WIC ANODE TEST STA /XMTR |  | NJBC | 6 | NJBC-GL-ELK2W | P203 | INSV | INST | TAYLORDM | 2016-03-09 | Aura Road | [6 empty] | N | 1,2 INDOOR | N |  | AW |  |  | CURRENT TX
5212217 | UNKNOWN |  | ELKAUIC ANODE TEST STA /XMTR |  | NJBC | 6 | NJBC-GL-ELKAU | P203 | INSV | INST | TAYLORDM | 2016-03-09 | 603 AURA RD | [6 empty] | N | 1,2 INDOOR | N |  | AW |  |  | CURRENT TX
5230471 | SIEMENS |  | WOOD-KPhos Tank Level /XMTR |  | NJHR | 6 | NJHR-Z1-WOOD. | P203 | INSV | INST | TAYLORDM | 2017-02-16 | 260 Woodland Ave | [8 empty] | Y |  | AW |  |  | LEVEL TX

## Transformer
Equipment |  | Inventory no. | Description | Full Name | AuthorizGroup | EquipCategory | Functional Loc. | Planning plant | User status | System status | Created by | Created on | Street | Size/dimens. | ManufSerialNo. | ManufPartNo. | Install. date | Amp Rating | Amps (Secondary) | Application | BIL Rating | Contains PCB's? | Impedance% | Insulation Class | KVA Rated | Mounting | NEMA Enclosure | Oil Capacity (gal) | Oil Type | Owned By | Phase(s) | Special Mtn Note | Special Mtn Note Det | Tap Range and Tap | Temperature Rise | Transformer Type | Volt Rating | Weight (lbs) | Winding Config (Prim | Winding Config(Secon
5127854 | SQUARE D |  | BERLINCOIC Step down /XFMR |  | NJBC | E | NJBC-CM-BERLI | P203 | INSV | INST | HUSSAARM | 2013-10-13 | 74 COOPER RD |  |  |  |  | 18.00 A | 41 | SUBFEED |  | N |  |  | 15.000 kVA |  |  | 0.000 1GL | NONE | AW |  |  |  |  | 115 °C | PASSIVE AIR COOLED(DRY) | 480 | 350 lb
5127852 | SQUARE D |  | DEPTCLIC /XFMR |  | NJBC | E | NJBC-GL-DEPTC | P203 | INSV | INST | HUSSAARM | 2013-10-13 | 1570 CLEMENTS BRIDGE RD |  |  |  |  | 0.00 A |  | SUBFEED |  | N |  |  | 7.500 kVA |  |  | 0.000 1GL | NONE | AW | 1 |  |  |  | 115 °C | PASSIVE AIR COOLED(DRY) | 480 | 150 lb
5127851 | UNKNOWN |  | CHEWSLNDBS /XFMR |  | NJBC | E | NJBC-CM-CHEWS | P203 | INSV | INST | HUSSAARM | 2013-10-13 | 1543 CHEWS LANDING RD |  |  |  |  | 31.30 A | 15.6 | SUBFEED |  | N |  |  | 0.250 kVA |  |  |  | NONE | AW | [5 empty] | NOT AW PASSIVE AIR(DRY)
5127850 | UNKNOWN |  | STATION-BAR /XFMR |  | NJBC | E | NJBC-CM-STATI-BAR. | P203 | INSV | INST | HUSSAARM | 2013-10-13 | 2 STATION AVE |  |  |  |  | 31.30 A | 15.6 | SUBFEED |  | N |  |  | 0.250 kVA |  |  |  | NONE | AW | [5 empty] | NOT AW PASSIVE AIR(DRY)
5127849 | SQUARE D |  | GLASSAUIC Step down /XFMR |  | NJBC | E | NJBC-GL-GLASS | P203 | INSV | INST | HUSSAARM | 2013-10-13 | 450 AURA RD |  |  |  |  | 18.00 A |  | SUBFEED |  | N |  |  | 15.000 kVA |  |  | 0.000 1GL | NONE | AW | 1 |  |  |  | 115 °C | PASSIVE AIR COOLED(DRY) | 480 | 350 lb
5127847 | UNKNOWN |  | ASHLAND Lighting /XFMR |  | NJBC | E | NJBC-CM-ASHLA | P203 | INSV | INST | HUSSAARM | 2013-10-13 | 107 ATLANTIC AVE | [6 empty] | OTHER |  | N |  |  |  | POLE | 3 RAINTIGHT |  | NONE | AW | 3 |  |  |  |  | PASSIVE AIR COOLED(DRY)
5127846 | UNKNOWN |  | ASHLAND Pole /XFMR |  | NJBC | E | NJBC-CM-ASHLA | P203 | INSV | INST | HUSSAARM | 2013-10-13 | 107 ATLANTIC AVE | [6 empty] | SUBFEED | [5 empty] | POLE | 3 RAINTIGHT |  |  | AW | 3 |  |  |  |  | NOT AW PASSIVE AIR(OIL FILLED)
5127845 | UNKNOWN |  | SOMERDALE Lighting /XFMR |  | NJBC | E | NJBC-CM-SOMER | P203 | INSV | INST | HUSSAARM | 2013-10-13 | 26 ELM AVE |  |  |  |  | 0.00 A |  | OTHER |  | N |  |  | 0.000 kVA | POLE | 3 RAINTIGHT | 0.000 1GL | NONE | AW | 3 |  |  |  | 0 °C | PASSIVE AIR COOLED(DRY) |  | 0 lb
5127844 | UNKNOWN |  | SOMERDALE Pole /XFMR |  | NJBC | E | NJBC-CM-SOMER | P203 | INSV | INST | HUSSAARM | 2013-10-13 | 26 ELM AVE | [6 empty] | SUBFEED | [5 empty] | POLE | 3 RAINTIGHT |  |  | AW | 3 |  |  |  |  | NOT AW PASSIVE AIR(OIL FILLED)
5127843 | UNKNOWN |  | RUNNEMEDE 3KVA /XFMR |  | NJBC | E | NJBC-CM-RUNNE | P203 | INSV | INST | HUSSAARM | 2013-10-13 | 28 ST CLAIR AVE |  |  |  |  | 0.00 A |  | CONTROLS |  | N |  |  | 3.000 kVA | PAD/FLOOR |  | 0.000 1GL | NONE | AW | 3 |  |  |  | 0 °C | PASSIVE AIR COOLED(DRY) |  | 0 lb
5127842 | UNKNOWN |  | RUNNEMEDE Pole /XFMR |  | NJBC | E | NJBC-CM-RUNNE | P203 | INSV | INST | HUSSAARM | 2013-10-13 | 28 ST CLAIR AVE | [6 empty] | SUBFEED | [5 empty] | POLE | 3 RAINTIGHT |  |  | AW | 3 |  |  |  |  | NOT AW PASSIVE AIR(OIL FILLED)
5127841 | UNKNOWN |  | WINSLOWBS /XFMR |  | NJBC | E | NJBC-CM-WIBST | P203 | INSV | INST | HUSSAARM | 2013-10-13 | 80 COOPER RD |  |  |  |  | 0.00 A |  | SUBFEED |  | N |  |  | 0.000 kVA |  |  | 0.000 1GL | NONE | AW | 3 |  |  |  | 0 °C | PASSIVE AIR COOLED(DRY) |  | 0 lb
5127838 | UNKNOWN |  | WINSLOWBS PSE&G Pole /XFMR |  | NJBC | E | NJBC-CM-WIBST | P203 | INSV | INST | HUSSAARM | 2013-10-13 | 80 COOPER RD | [6 empty] | SUBFEED | [5 empty] | POLE | 3 RAINTIGHT |  |  | AW | 3 |  |  |  |  | NOT AW PASSIVE AIR(OIL FILLED)
5127837 | UNKNOWN |  | BERLINCOIC /XFMR |  | NJBC | E | NJBC-CM-BERLI | P203 | INSV | INST | HUSSAARM | 2013-10-13 | 74 COOPER RD |  |  |  |  | 0.00 A |  | SUBFEED |  | N |  |  | 0.000 kVA |  |  | 0.000 1GL | NONE | AW | 3 |  |  |  | 0 °C | PASSIVE AIR COOLED(DRY) |  | 0 lb
5127836 | UNKNOWN |  | BERLINCOIC PSE&G Pole /XFMR |  | NJBC | E | NJBC-CM-BERLI | P203 | INSV | INST | HUSSAARM | 2013-10-13 | 74 COOPER RD | [6 empty] | SUBFEED | [5 empty] | POLE | 3 RAINTIGHT |  |  | AW | 3 |  |  |  |  | NOT AW PASSIVE AIR(OIL FILLED)
5127835 | UNKNOWN |  | HADDONHTS-W63 /XFMR |  | NJBC | E | NJBC-CM-HAHTS-WL63 | P203 | INSV | INST | HUSSAARM | 2013-10-13 | 120 TRENTON AVE |  |  |  |  | 0.00 A |  | SUBFEED |  | N |  |  | 0.000 kVA |  |  | 0.000 1GL | NONE | AW | 3 |  |  |  | 0 °C | PASSIVE AIR COOLED(DRY) |  | 0 lb
5127834 | UNKNOWN |  | HADDONHTS-W63 PSE&G /XFMR |  | NJBC | E | NJBC-CM-HAHTS-WL63 | P203 | INSV | INST | HUSSAARM | 2013-10-13 | 120 TRENTON AVE | [6 empty] | SUBFEED | [9 empty] | AW | 3 |  |  |  |  | NOT AW PASSIVE AIR(OIL FILLED)
5127833 | UNKNOWN |  | HADDONHTS PSE&G Pole /XFMR |  | NJBC | E | NJBC-CM-HAHTS | P203 | INSV | INST | HUSSAARM | 2013-10-13 | 614 W. Atlantic Ave | [6 empty] | SUBFEED | [5 empty] | POLE | 3 RAINTIGHT |  |  | AW | 3 |  |  |  |  | NOT AW PASSIVE AIR(OIL FILLED)
5127831 | UNKNOWN |  | GLOUCESTERBS /XFMR |  | NJBC | E | NJBC-GL-GLBST | P203 | INSV | INST | HUSSAARM | 2013-10-13 | 491 HARRISON AVE |  |  |  |  | 0.00 A |  | SUBFEED |  | N |  |  | 0.000 kVA |  |  | 0.000 1GL | NONE | AW | 3 |  |  |  | 0 °C | PASSIVE AIR COOLED(DRY) |  | 0 lb
5127829 | UNKNOWN |  | GLOUCESTERBS PSE&G Pole /XFMR |  | NJBC | E | NJBC-GL-GLBST | P203 | INSV | INST | HUSSAARM | 2013-10-13 | 491 HARRISON AVE | [6 empty] | SUBFEED | [5 empty] | POLE | 3 RAINTIGHT |  |  | AW | 3 |  |  |  |  | NOT AW PASSIVE AIR(OIL FILLED)
5127826 | UNKNOWN |  | GIBBSBOROBS /XFMR |  | NJBC | E | NJBC-CM-GBBST | P203 | INSV | INST | HUSSAARM | 2013-10-13 | 79 LUCAS BLVD |  |  |  |  | 0.00 A |  | SUBFEED |  | N |  |  | 15.000 kVA |  |  | 0.000 1GL | NONE | AW | 3 |  |  |  | 0 °C | PASSIVE AIR COOLED(DRY) |  | 0 lb
5127824 | UNKNOWN |  | CHURCHRCHL PSE&G /XFMR |  | NJBC | E | NJBC-BU-CHURC | P203 | INSV | INST | HUSSAARM | 2013-10-13 | CHURCH ROAD | [6 empty] | SUBFEED | [9 empty] | AW | 3 |  |  |  |  | NOT AW PASSIVE AIR(OIL FILLED)
5127822 | UNKNOWN |  | MEDFORDIC PSE&G /XFMR |  | NJBC | E | NJBC-BU-MEDFO | P203 | INSV | INST | HUSSAARM | 2013-10-13 | 333 MEDFORD-MT HOLLY ROAD | [6 empty] | SUBFEED | [9 empty] | AW | 3 |  |  |  |  | NOT AW PASSIVE AIR(OIL FILLED)
5127820 | UNKNOWN |  | OTTERBROOK 15 KVA /XFMR |  | NJBC | E | NJBC-CM-OTTER | P203 | INSV | INST | HUSSAARM | 2013-10-13 | 900 SAN JOSE DR |  |  |  |  | 0.00 A |  | SUBFEED |  | N |  |  | 15.000 kVA | PAD/FLOOR |  | 0.000 1GL | NONE | AW | 3 |  |  |  | 0 °C | PASSIVE AIR COOLED(DRY) |  | 0 lb
5127818 | UNKNOWN |  | OTTERBROOK PSE&G /XFMR |  | NJBC | E | NJBC-CM-OTTER | P203 | INSV | INST | HUSSAARM | 2013-10-13 | 900 SAN JOSE DR | [6 empty] | SUBFEED | [9 empty] | AW | 3 |  |  |  |  | NOT AW PASSIVE AIR(OIL FILLED)
5127816 | UNKNOWN |  | LAURELSP Lighting /XFMR |  | NJBC | E | NJBC-CM-LAURE | P203 | INSV | INST | HUSSAARM | 2013-10-13 | 820 GRAND AVENUE | [6 empty] | OTHER |  | N | [6 empty] | NONE | AW | 3 |  |  |  |  | NOT AW PASSIVE AIR(DRY)
5145888 | UNKNOWN |  | COMM 45kVA /XFMR |  | NJLO | E | NJLO-Z1-COMM. | P203 | INSV | INST | HUSSAARM | 2013-10-13 | 657 Commodore Dr |  |  |  |  | 0.00 A |  |  |  | N |  |  | 0.000 kVA |  |  | 0.000 1GL | NONE | AW |  |  |  |  | 0 °C | PASSIVE AIR COOLED(DRY) |  | 0 lb
5145887 | UNKNOWN |  | BECK 45kVA /XFMR |  | NJLO | E | NJLO-Z1-BECK. | P203 | INSV | INST | HUSSAARM | 2013-10-13 | 1547 High Hill Rd |  |  |  |  | 0.00 A |  |  |  | N |  |  | 0.000 kVA |  |  | 0.000 1GL | NONE | AW |  |  |  |  | 0 °C | PASSIVE AIR COOLED(DRY) |  | 0 lb
5145886 | UNKNOWN |  | BIRCH 10kVA /XFMR |  | NJLO | E | NJLO-Z1-BIRCH | P203 | INSV | INST | HUSSAARM | 2013-10-13 | 322 BIRCH CREEK ROAD |  |  |  |  | 0.00 A |  |  |  | N |  |  | 0.000 kVA |  |  | 0.000 1GL | NONE | AW |  |  |  |  | 0 °C | PASSIVE AIR COOLED(DRY) |  | 0 lb
5145885 | UNKNOWN |  | BIRCH-MCC 208V 75kVA /XFMR |  | NJLO | E | NJLO-Z1-BIRCH | P203 | INSV | INST | HUSSAARM | 2013-10-13 | 322 BIRCH CREEK ROAD |  |  |  |  | 0.00 A |  | SUBFEED |  | N |  |  | 75.000 kVA | MCC |  | 0.000 1GL | NONE | AW | 3 |  |  |  | 0 °C | PASSIVE AIR COOLED(DRY) | 480 | 0 lb
5136143 | UNKNOWN | NJHH-7-COPS-3 | DRWTP-TRMT-OZNE GEN 3 PSU /XFMR |  | NJBC | E | NJBC-BU-DRWTP-TRMT-OZNE | P203 | INSV | INST | HUSSAARM | 2013-10-13 | 213 CARRIAGE LANE |  | psume-231 |  |  | 0.00 A |  |  |  | N |  |  | 0.000 kVA |  |  | 0.000 1GL | NONE | AW |  |  |  |  | 0 °C | FORCED AIR COOLED(DRY) |  | 0 lb
5136141 | UNKNOWN | NJHH-7-COPS-2 | DRWTP-TRMT-OZNE GEN 2 PSU /XFMR |  | NJBC | E | NJBC-BU-DRWTP-TRMT-OZNE | P203 | INSV | INST | HUSSAARM | 2013-10-13 | 213 CARRIAGE LANE |  | PSU-ME-221 |  |  | 0.00 A |  |  |  | N |  |  | 0.000 kVA |  |  | 0.000 1GL | NONE | AW |  |  |  |  | 0 °C | FORCED AIR COOLED(DRY) |  | 0 lb
5136139 | UNKNOWN | NJHH-7-COPS-1 | DRWTP-TRMT-OZNE GEN 1 PSU /XFMR |  | NJBC | E | NJBC-BU-DRWTP-TRMT-OZNE | P203 | INSV | INST | HUSSAARM | 2013-10-13 | 213 CARRIAGE LANE |  | PSU-ME-211 |  |  | 0.00 A |  |  |  | N |  |  | 0.000 kVA |  |  | 0.000 1GL | NONE | AW |  |  |  |  | 0 °C | FORCED AIR COOLED(DRY) |  | 0 lb
5136137 | UNKNOWN | NJHH-7-ESWG-72 | DRWTP-HSPS PUMP 4 VFD /XFMR |  | NJBC | E | NJBC-BU-DRWTP-HSPS | P203 | INSV | INST | HUSSAARM | 2013-10-13 | 213 CARRIAGE LANE |  | 95-1-42533-A1 |  |  | 0.00 A |  | SUBFEED |  | N | 4.8 |  | 550.000 kVA |  |  | 0.000 1GL | NONE | AW | 3 |  |  |  | 0 °C | PASSIVE AIR COOLED(DRY) | 4160 | 0 lb | DELTA | WYE
5136135 | UNKNOWN | NJHH-7-ESWG-71 | DRWTP-HSPS PUMP 3 VFD /XFMR |  | NJBC | E | NJBC-BU-DRWTP-HSPS | P203 | INSV | INST | HUSSAARM | 2013-10-13 | 213 CARRIAGE LANE |  | 95-142533-A2 |  |  | 0.00 A |  | SUBFEED |  | N | 4.8 |  | 550.000 kVA |  |  | 0.000 1GL | NONE | AW | 3 |  |  |  | 0 °C | PASSIVE AIR COOLED(DRY) | 4160 | 0 lb | DELTA | WYE
5136133 | UNKNOWN | NJHH-7-ESWG-70 | DRWTP MAIN 4160 - 480V #2 /XFMR |  | NJBC | E | NJBC-BU-DRWTP-SUBS | P203 | INSV | INST | HUSSAARM | 2013-10-13 | 213 CARRIAGE LANE |  | 442000A020-7465D |  |  | 0.00 A |  | SUBFEED |  |  | 5.09 |  | 0.000 kVA |  |  | 472.000 1GL |  | AW | 3 |  |  |  | 0 °C | PASSIVE AIR COOLED(OIL FILLED) | 4160 | 0 lb | DELTA | WYE
5136131 | UNKNOWN | NJHH-7-ESWG-69 | DRWTP MAIN 4160 - 480V #1 /XFMR |  | NJBC | E | NJBC-BU-DRWTP-SUBS | P203 | INSV | INST | HUSSAARM | 2013-10-13 | 213 CARRIAGE LANE |  | 442000A020-7465C |  |  | 0.00 A |  | SUBFEED |  |  | 5.21 |  | 2,000.000 kVA |  |  | 472.000 1GL |  | AW | 3 |  |  |  | 0 °C | PASSIVE AIR COOLED(OIL FILLED) | 4160 | 0 lb | DELTA | WYE
5136130 | UNKNOWN | NJHH-7-ESWG-68 | DRWTP MAIN 13.6KV - 4160V /XFMR |  | NJBC | E | NJBC-BU-DRWTP-SUBS | P203 | INSV | INST | HUSSAARM | 2013-10-13 | 213 CARRIAGE LANE |  | 445000A019-7465A |  |  | 0.00 A |  | MAIN FEED |  |  | 5.91 |  | 5,000.000 kVA |  |  | 954.000 1GL |  | AW | 3 |  |  |  | 0 °C | PASSIVE AIR COOLED(OIL FILLED) | 13KV | 0 lb | DELTA | WYE
5136128 | UNKNOWN | NJHH-7-ESWG-67 | DRWTP-LLPS #2 INDOOR /XFMR |  | NJBC | E | NJBC-BU-DRWTP-LLPS | P203 | INSV | INST | HUSSAARM | 2013-10-13 | 213 CARRIAGE LANE |  | 95-1-42533-B2 |  |  | 0.00 A |  | SUBFEED |  | N | 4.49 |  | 330.000 kVA |  |  | 0.000 1GL | NONE | AW | 3 |  |  |  | 0 °C | PASSIVE AIR COOLED(DRY) | 4160 | 0 lb | DELTA | WYE
5136126 | UNKNOWN | NJHH-7-ESWG-66 | DRWTP-LLPS1 INDR R SD /XFMR |  | NJBC | E | NJBC-BU-DRWTP-LLPS | P203 | INSV | INST | HUSSAARM | 2013-10-13 | 213 CARRIAGE LANE |  | 95-1-42533-B1 |  |  | 0.00 A |  | SUBFEED |  | N | 4.49 |  | 0.000 kVA |  |  | 0.000 1GL | NONE | AW | 3 |  |  |  | 0 °C | PASSIVE AIR COOLED(DRY) | 4160 | 0 lb | DELTA | WYE
5136124 | MAGNETEK | NJHH-7-ESWG-65 | DRWTP-LLPS #2 MCC E FD /XFMR |  | NJBC | E | NJBC-BU-DRWTP-LLPS | P203 | INSV | INST | HUSSAARM | 2013-10-13 | 213 CARRIAGE LANE |  | 1806D1184-1-895 |  |  | 0.00 A |  | SUBFEED |  | N | 5 |  | 500.000 kVA |  |  | 0.000 1GL | NONE | AW | 3 |  |  |  | 0 °C | PASSIVE AIR COOLED(DRY) | 4160 | 0 lb | DELTA | WYE
5136123 | MAGNETEK | NJHH-7-ESWG-64 | DRWTP-LLPS #1 MCC E FD /XFMR |  | NJBC | E | NJBC-BU-DRWTP-LLPS | P203 | INSV | INST | HUSSAARM | 2013-10-13 | 213 CARRIAGE LANE |  | 1806D1184-2895 |  |  | 0.00 A |  | SUBFEED |  | N | 4.9 |  | 500.000 kVA |  |  | 0.000 1GL | NONE | AW | 3 |  |  |  | 0 °C | PASSIVE AIR COOLED(DRY) | 4160 | 0 lb | DELTA | WYE
5136121 | WESTINGHOUSE | NJHH-7-ESWG-63 | DRWTP-RWPS 4160 - 480V #2 /XFMR |  | NJBC | E | NJBC-BU-DRWTP-RWPS | P203 | INSV | INST | HUSSAARM | 2013-10-13 | 213 CARRIAGE LN |  | J95D0729 |  |  | 0.00 A |  | SUBFEED |  | N | 4 |  | 500.000 kVA |  |  | 0.000 1GL | NONE | AW | 3 |  |  |  | 0 °C | PASSIVE AIR COOLED(DRY) | 4160 | 0 lb | DELTA | WYE
5136119 | WESTINGHOUSE | NJHH-7-ESWG-62 | DRWTP-RWPS 4160 - 480V #1 /XFMR |  | NJBC | E | NJBC-BU-DRWTP-RWPS | P203 | INSV | INST | HUSSAARM | 2013-10-13 | 213 CARRIAGE LN |  | J95D0712 |  |  | 0.00 A |  | SUBFEED |  | N | 4 |  | 500.000 kVA |  |  | 0.000 1GL | NONE | AW | 3 |  |  |  | 0 °C | PASSIVE AIR COOLED(DRY) | 4160 | 0 lb | DELTA | WYE
5136117 | WESTINGHOUSE | NJHH-7-ESWG-61 | DRWTP-RWPS 13.6KV - 4160V /XFMR |  | NJBC | E | NJBC-BU-DRWTP-RWPS | P203 | INSV | INST | HUSSAARM | 2013-10-13 | 213 CARRIAGE LN |  | 442000A022-7465B |  |  |  |  | MAIN FEED |  |  | 5.67 |  | 2,000.000 kVA |  |  | 464.000 1GL |  | AW | 3 |  |  |  |  | PASSIVE AIR COOLED(OIL FILLED) | 13KV |  | DELTA | WYE
5127862 | SQUARE D |  | HADDONCRIC Step down /XFMR |  | NJBC | E | NJBC-CM-HACIC | P203 | INSV | INST | HUSSAARM | 2013-10-13 | 429 W CRYSTAL LAKE AVE |  |  |  |  | 0.00 A |  | SUBFEED |  | N |  |  | 7.500 kVA |  |  | 0.000 1GL | NONE | AW | 1 |  |  |  | 115 °C | PASSIVE AIR COOLED(DRY) | 480 | 150 lb
5127861 | SQUARE D |  | MEDFORDIC Step down /XFMR |  | NJBC | E | NJBC-BU-MEDFO | P203 | INSV | INST | HUSSAARM | 2013-10-13 | 333 MEDFORD-MT HOLLY ROAD |  |  |  |  | 52.00 A | 104/208 | SUBFEED |  | N |  |  | 25.000 kVA |  |  | 0.000 1GL | NONE | AW |  |  |  |  | 150 °C | PASSIVE AIR COOLED(DRY) | 480 | 287 lb
5127860 | GE |  | WOODBURY Step down /XFMR |  | NJBC | E | NJBC-GL-WOODB | P203 | INSV | INST | HUSSAARM | 2013-10-13 | 770 Clearview Ave | [6 empty] | SUBFEED |  | N |  |  | 15.000 kVA |  |  |  | NONE | AW | [5 empty] | PASSIVE AIR COOLED(DRY) |  | 270 lb
5127859 | SQUARE D |  | PINEHILLCRIC Step down /XFMR |  | NJBC | E | NJBC-CM-PINEH | P203 | INSV | INST | HUSSAARM | 2013-10-13 | [5 empty] | 0.00 A |  | SUBFEED |  | N |  |  | 5.000 kVA |  |  | 0.000 1GL | NONE | AW | 1 |  |  |  | 115 °C | PASSIVE AIR COOLED(DRY) | 480 | 115 lb
5127857 | SQUARE D |  | PITMANIC Step down /XFMR |  | NJBC | E | NJBC-GL-PITMA | P203 | INSV | INST | HUSSAARM | 2013-10-13 | 598 PITMAN RD |  |  |  |  | 0.00 A |  | SUBFEED |  | N |  |  | 7.500 kVA |  |  | 0.000 1GL | NONE | AW | 1 |  |  |  | 115 °C | PASSIVE AIR COOLED(DRY) | 480 | 150 lb
5127856 | GE |  | EGREENHAIC Step down /XFMR |  | NJBC | E | NJBC-GL-EGHIC | P203 | INSV | INST | HUSSAARM | 2013-10-13 | 208 Harrison Ave |  | 9T21B1006G02 |  |  | 0.00 A |  | SUBFEED |  | N |  |  | 10.000 kVA |  |  | 0.000 1GL | NONE | AW |  |  |  |  | 40 °C | PASSIVE AIR COOLED(DRY) | 480 | 0 lb
5127855 | SQUARE D |  | WDEPTPRKIC Step down /XFMR |  | NJBC | E | NJBC-GL-WDEPT | P203 | INSV | INST | HUSSAARM | 2013-10-13 | 901 DANTE CT |  |  |  |  | 0.00 A |  | SUBFEED |  | N |  |  | 7.500 kVA |  |  | 0.000 1GL | NONE | AW | 1 |  |  |  | 115 °C | PASSIVE AIR COOLED(DRY) | 480 | 150 lb
5127814 | UNKNOWN |  | LAURELSP PSE&G Pole /XFMR |  | NJBC | E | NJBC-CM-LAURE | P203 | INSV | INST | HUSSAARM | 2013-10-13 | 820 GRAND AVENUE | [6 empty] | SUBFEED | [5 empty] | POLE | 3 RAINTIGHT |  |  | AW | 3 |  |  |  |  | NOT AW PASSIVE AIR(OIL FILLED)
5126559 | UNKNOWN |  | HIGHLAND 120V /XFMR |  | NJBC | E | NJBC-BU-HIGHL | P203 | INSV | INST | HUSSAARM | 2013-10-13 | 1007 Highland Ave |  |  |  |  | 0.00 A |  | SUBFEED |  | N |  |  | 0.000 kVA |  |  | 0.000 1GL | NONE | AW | 3 |  |  |  | 0 °C | PASSIVE AIR COOLED(DRY) | 120 | 0 lb
5126558 | UNKNOWN |  | HIGHLAND PSE&G Outdoor /XFMR |  | NJBC | E | NJBC-BU-HIGHL | P203 | INSV | INST | HUSSAARM | 2013-10-13 | 1007 Highland Ave | [6 empty] | MAIN FEED | [9 empty] | AW | 3 |  |  |  |  | NOT AW PASSIVE AIR(OIL FILLED)
5126555 | GE |  | MTLAURCHIC Stepdown /XFMR |  | NJBC | E | NJBC-BU-MLCIC | P203 | INSV | INST | HUSSAARM | 2013-10-13 | 4129 CHURCH RD |  |  |  |  | 0.00 A |  | SUBFEED |  | N |  |  | 15.000 kVA |  |  | 0.000 1GL | NONE | AW | 1 |  |  |  | 0 °C | PASSIVE AIR COOLED(DRY) |  | 0 lb
5126553 | UNKNOWN |  | ELMTREE /XFMR |  | NJBC | E | NJBC-CM-ELMTR | P203 | INSV | INST | HUSSAARM | 2013-10-13 | 14 THOMAS RD | [6 empty] | SUBFEED |  | N | [6 empty] | NONE | AW | 3 |  |  |  |  | PASSIVE AIR COOLED(DRY)
5126551 | UNKNOWN | NJHH-73-ETRN-1 | POMONA /XFMR |  | NJBC | E | NJBC-BU-POMON | P203 | INSV | INST | HUSSAARM | 2013-10-13 | 915 POMONA ROAD |  |  |  |  | 0.00 A |  | SUBFEED |  | N |  |  | 0.000 kVA |  |  | 0.000 1GL | NONE | AW | 3 |  |  |  | 0 °C | PASSIVE AIR COOLED(DRY) |  | 0 lb
5126549 | UNKNOWN | NJHH-76-ETRN-1 | HIGHLAND Electrical /XFMR |  | NJBC | E | NJBC-BU-HIGHL | P203 | INSV | INST | HUSSAARM | 2013-10-13 | 1007 Highland Ave |  |  |  |  | 0.00 A |  | SUBFEED |  | N |  |  | 0.000 kVA |  |  | 0.000 1GL | NONE | AW | 3 |  |  |  | 0 °C | PASSIVE AIR COOLED(DRY) |  | 0 lb
5124004 | CUTLER HAMMER |  | DRWTP-RWPS 37.5 Dry /XFMR |  | NJBC | E | NJBC-BU-DRWTP-RWPS | P203 | INSV | INST | HUSSAARM | 2013-10-13 | 213 CARRIAGE LN |  | J95-D3000 |  |  | 0.00 A |  | MAIN FEED |  |  |  |  | 37.500 kVA |  |  | 0.000 1GL |  | AW | 3 |  |  |  | 0 °C | PASSIVE AIR COOLED(DRY) | 480 | 0 lb | DELTA | WYE
5117309 | UNKNOWN |  | GREEN 15Kva /XFMR |  | NJBC | E | NJBC-MH-GREEN | P203 | INSV | INST | HUSSAARM | 2013-10-13 | GREEN STREET | [6 empty] | MAIN FEED |  | N | [6 empty] | NONE | AW | [5 empty] | NOT AW PASSIVE AIR(DRY)
5117307 | UNKNOWN |  | GREEN 45Kva /XFMR |  | NJBC | E | NJBC-MH-GREEN | P203 | INSV | INST | HUSSAARM | 2013-10-13 | GREEN STREET | [6 empty] | MAIN FEED |  | N | [6 empty] | NONE | AW | [5 empty] | NOT AW PASSIVE AIR(DRY)
5117305 | UNKNOWN |  | EVERTK /XFMR |  | NJBC | E | NJBC-MH-EVERT | P203 | INSV | INST | HUSSAARM | 2013-10-13 | 25 EVERGREEN ST | [6 empty] | MAIN FEED |  | N | [6 empty] | NONE | AW | [5 empty] | NOT AW PASSIVE AIR(DRY)
5117303 | SQUARE D |  | WOOD 10Kva Lighting /XFMR |  | NJBC | E | NJBC-MH-WOOD. | P203 | INSV | INST | HUSSAARM | 2013-10-13 | WOODLANE RD | [6 empty] | MAIN FEED |  | N | [6 empty] | NONE | AW | [5 empty] | NOT AW PASSIVE AIR(DRY)
5117301 | UNKNOWN |  | HOME 5Kva /XFMR |  | NJBC | E | NJBC-HS-HOME. | P203 | INSV | INST | HUSSAARM | 2013-10-13 | JACK HEDDING ROAD | [6 empty] | MAIN FEED |  | N | [6 empty] | NONE | AW | [5 empty] | NOT AW PASSIVE AIR(DRY)
5116799 | SQUARE D |  | GREEN 30Kva /XFMR |  | NJBC | E | NJBC-MH-GREEN | P203 | INSV | INST | HUSSAARM | 2013-10-13 | GREEN STREET | [6 empty] | MAIN FEED |  | N | [6 empty] | NONE | AW | [5 empty] | NOT AW PASSIVE AIR(DRY)
5116797 | SQUARE D |  | GREEN 75Kva /XFMR |  | NJBC | E | NJBC-MH-GREEN | P203 | INSV | INST | HUSSAARM | 2013-10-13 | GREEN STREET | [6 empty] | MAIN FEED |  | N | [6 empty] | NONE | AW | [5 empty] | NOT AW PASSIVE AIR(DRY)
5116795 | UNKNOWN |  | EVERPMP /XFMR |  | NJBC | E | NJBC-MH-EVERP | P203 | INSV | INST | HUSSAARM | 2013-10-13 | EVERGREEN RD | [6 empty] | MAIN FEED |  | N | [6 empty] | NONE | AW | [5 empty] | NOT AW PASSIVE AIR(DRY)
5116793 | UNKNOWN |  | GREEN Main /XFMR |  | NJBC | E | NJBC-MH-GREEN | P203 | INSV | INST | HUSSAARM | 2013-10-13 | GREEN STREET | [6 empty] | MAIN FEED |  | N |  |  | 300.000 kVA | PAD/FLOOR |  |  | NONE | AW | 3 |  |  |  |  | NOT AW PASSIVE AIR(DRY)
5116791 | UNKNOWN |  | HOME Main /XFMR |  | NJBC | E | NJBC-HS-HOME. | P203 | INSV | INST | HUSSAARM | 2013-10-13 | JACK HEDDING ROAD | [6 empty] | MAIN FEED |  | N |  |  | 300.000 kVA | PAD/FLOOR |  |  | NONE | AW | 3 |  |  |  |  | NOT AW PASSIVE AIR(DRY)
5116789 | UNKNOWN |  | WOOD Main /XFMR |  | NJBC | E | NJBC-MH-WOOD. | P203 | INSV | INST | HUSSAARM | 2013-10-13 | WOODLANE RD | [6 empty] | MAIN FEED |  | N |  |  | 500.000 kVA | PAD/FLOOR |  |  | NONE | AW | 3 |  |  |  |  | NOT AW PASSIVE AIR(DRY)
5116787 | UNKNOWN |  | MANS Main /XFMR |  | NJBC | E | NJBC-MF-MANS. | P203 | INSV | INST | HUSSAARM | 2013-10-13 | 3165 RTE 206 |  | 35078 |  |  |  |  | MAIN FEED |  | N | 5.9 |  | 2,000.000 kVA | PAD/FLOOR |  | 400.000 1GL | SILICONE | AW | 3 |  |  |  |  | PASSIVE AIR COOLED(OIL FILLED) | 13KV |  | DELTA | WYE
5101589 | OZONIA | NJHH-7-COPS-4 | DRWTP-TRMT-OZNE GEN 4 PSU /XFMR |  | NJBC | E | NJBC-BU-DRWTP-TRMT-OZNE | P203 | INSV | INST | HUSSAARM | 2013-10-13 | 213 CARRIAGE LANE |  | IMM0858002 |  |  | 0.00 A |  |  |  | N |  |  | 0.000 kVA |  |  | 0.000 1GL | NONE | AW |  |  |  |  | 0 °C | FORCED AIR COOLED(DRY) |  | 0 lb
5096659 | UNKNOWN |  | MILL Main /XFMR |  | NJHR | E | NJHR-Z1-MILL. | P203 | INSV | INST | HUSSAARM | 2013-10-13 | 14 Mill Rd | [6 empty] | MAIN FEED | [9 empty] | AW | [5 empty] | NOT AW PASSIVE AIR(OIL FILLED)
5096658 | UNKNOWN |  | WOOD 120/208 /XFMR |  | NJHR | E | NJHR-Z1-WOOD. | P203 | INSV | INST | HUSSAARM | 2013-10-13 | 260 Woodland Ave |  |  |  |  | 0.00 A |  | SUBFEED |  | N |  |  | 0.000 kVA |  |  | 0.000 1GL | NONE | AW |  |  |  |  | 0 °C | PASSIVE AIR COOLED(DRY) | 480 | 0 lb
5096657 | UNKNOWN |  | WALN 120/208 /XFMR |  | NJHR | E | NJHR-Z1-WALN. | P203 | INSV | INST | HUSSAARM | 2013-10-13 | 102 BRIDGETON PIKE |  |  |  |  | 0.00 A |  | SUBFEED |  | N |  |  | 0.000 kVA |  |  | 0.000 1GL | NONE | AW |  |  |  |  | 0 °C | PASSIVE AIR COOLED(DRY) | 480 | 0 lb
5096656 | UNKNOWN |  | WOOD Main /XFMR |  | NJHR | E | NJHR-Z1-WOOD. | P203 | INSV | INST | HUSSAARM | 2013-10-13 | 260 Woodland Ave | [6 empty] | MAIN FEED | [9 empty] | AW | [5 empty] | NOT AW PASSIVE AIR(OIL FILLED)
5096655 | UNKNOWN |  | WALN Main /XFMR |  | NJHR | E | NJHR-Z1-WALN. | P203 | INSV | INST | HUSSAARM | 2013-10-13 | 102 BRIDGETON PIKE | [6 empty] | MAIN FEED | [9 empty] | AW | [5 empty] | NOT AW PASSIVE AIR(OIL FILLED)
5096164 | UNKNOWN |  | BRIG Main Feed /XFMR |  | NJBP | E | NJBP-Z1-BRIG. | P203 | INSV | INST | HUSSAARM | 2013-10-13 | 9 Railroad Ave | [6 empty] | MAIN FEED | [9 empty] | AW | [5 empty] | NOT AW PASSIVE AIR(OIL FILLED)
5127811 | UNKNOWN |  | GIBBSSTA WLHOUSE42 LGHT /XFMR |  | NJBC | E | NJBC-CM-GBSTA | P203 | INSV | INST | HUSSAARM | 2013-10-13 | 1 LINDEN AVE |  |  |  |  | 0.00 A |  | OTHER |  | N |  |  | 0.000 kVA |  |  | 0.000 1GL | NONE | AW | 3 |  |  |  | 0 °C | PASSIVE AIR COOLED(DRY) |  | 0 lb
5127810 | UNKNOWN |  | GIBBSSTA Well House 42 /XFMR |  | NJBC | E | NJBC-CM-GBSTA | P203 | INSV | INST | HUSSAARM | 2013-10-13 | 1 LINDEN AVE |  |  |  |  | 0.00 A |  | SUBFEED |  | N |  |  | 0.000 kVA |  |  | 0.000 1GL | NONE | AW | 3 |  |  |  | 0 °C | PASSIVE AIR COOLED(DRY) |  | 0 lb
5127808 | UNKNOWN |  | GIBBSSTA /XFMR |  | NJBC | E | NJBC-CM-GBSTA | P203 | INSV | INST | HUSSAARM | 2013-10-13 | 1 LINDEN AVE |  |  |  |  | 0.00 A |  | SUBFEED |  | N |  |  | 0.000 kVA |  |  | 0.000 1GL | NONE | AW | 3 |  |  |  | 0 °C | PASSIVE AIR COOLED(DRY) |  | 0 lb
5127806 | UNKNOWN |  | GIBBSSTA Lighting /XFMR |  | NJBC | E | NJBC-CM-GBSTA | P203 | INSV | INST | HUSSAARM | 2013-10-13 | 1 LINDEN AVE | [6 empty] | OTHER |  | N | [6 empty] | NONE | AW | 3 |  |  |  |  | NOT AW PASSIVE AIR(DRY)
5127804 | UNKNOWN |  | GIBBSSTA PSE&G Pole /XFMR |  | NJBC | E | NJBC-CM-GBSTA | P203 | INSV | INST | HUSSAARM | 2013-10-13 | 1 LINDEN AVE | [6 empty] | SUBFEED | [5 empty] | POLE | 3 RAINTIGHT |  |  | AW | 3 |  |  |  |  | NOT AW PASSIVE AIR(OIL FILLED)
5127802 | UNKNOWN |  | FELLOWSHIP Lighting /XFMR |  | NJBC | E | NJBC-BU-FELLO | P203 | INSV | INST | HUSSAARM | 2013-10-13 | 3 SPRINGDALE RD | [6 empty] | OTHER |  | N | [6 empty] | NONE | AW | 3 |  |  |  |  | NOT AW PASSIVE AIR(DRY)
5127800 | UNKNOWN |  | FELLOWSHIP PSE&G Pole /XFMR |  | NJBC | E | NJBC-BU-FELLO | P203 | INSV | INST | HUSSAARM | 2013-10-13 | 3 SPRINGDALE RD | [6 empty] | SUBFEED | [5 empty] | POLE | 3 RAINTIGHT |  |  | AW | 3 |  |  |  |  | NOT AW PASSIVE AIR(OIL FILLED)
5126598 | UNKNOWN |  | PEMBERTIC 45 KVA /XFMR |  | NJBC | E | NJBC-BU-PEMBE | P203 | INSV | INST | HUSSAARM | 2013-10-13 | 1106 PEMBERTON-BROWNS MILLS RD | [6 empty] | SUBFEED |  | N |  |  |  | PAD/FLOOR |  |  | NONE | AW | 3 |  |  |  |  | NOT AW PASSIVE AIR(DRY)
5126595 | UNKNOWN |  | PEMBERTIC PSE&G Pole /XFMR |  | NJBC | E | NJBC-BU-PEMBE | P203 | INSV | INST | HUSSAARM | 2013-10-13 | 1106 PEMBERTON-BROWNS MILLS RD | [6 empty] | SUBFEED |  |  |  |  | 45.000 kVA | POLE | 3 RAINTIGHT |  |  | AW | 3 |  |  |  |  | NOT AW PASSIVE AIR(OIL FILLED)
5126593 | UNKNOWN |  | OLDORCHARD PSE&G /XFMR |  | NJBC | E | NJBC-CM-OLDOR | P203 | INSV | INST | HUSSAARM | 2013-10-13 | ROUTE 70 EAST AT OLD ORCHARD ROAD | [6 empty] | SUBFEED | [9 empty] | AW | 3 |  |  |  |  | NOT AW PASSIVE AIR(OIL FILLED)
5126592 | UNKNOWN |  | MAGNOLIA Lighting /XFMR |  | NJBC | E | NJBC-CM-MAGNO | P203 | INSV | INST | HUSSAARM | 2013-10-13 | 625 N WALNUT AVENUE | [6 empty] | OTHER |  | N |  |  |  | POLE | 3 RAINTIGHT |  | NONE | AW | 3 |  |  |  |  | NOT AW PASSIVE AIR(DRY)
5126590 | UNKNOWN |  | MAGNOLIA PSE&G /XFMR |  | NJBC | E | NJBC-CM-MAGNO | P203 | INSV | INST | HUSSAARM | 2013-10-13 | 625 N WALNUT AVENUE | [6 empty] | SUBFEED | [9 empty] | AW | 3 |  |  |  |  | NOT AW PASSIVE AIR(OIL FILLED)
5126588 | UNKNOWN |  | BROWNING-MCC C 25 KVA /XFMR |  | NJBC | E | NJBC-CM-BROWN | P203 | INSV | INST | HUSSAARM | 2013-10-13 | BROWINING LANE | [6 empty] | SUBFEED |  | N |  |  | 25.000 kVA | PAD/FLOOR |  |  | NONE | AW | 3 |  |  |  |  | NOT AW PASSIVE AIR(DRY)
5126585 | UNKNOWN |  | BROWNING PSE&G /XFMR |  | NJBC | E | NJBC-CM-BROWN | P203 | INSV | INST | HUSSAARM | 2013-10-13 | BROWINING LANE | [6 empty] | MAIN FEED |  |  |  |  | 750.000 kVA |  |  |  |  | AW | 3 |  |  |  |  | NOT AW PASSIVE AIR(OIL FILLED)
5126583 | UNKNOWN |  | GIBBSBOROBS 15KVA /XFMR |  | NJBC | E | NJBC-CM-GBBST | P203 | INSV | INST | HUSSAARM | 2013-10-13 | 79 LUCAS BLVD |  |  |  |  | 0.00 A |  | SUBFEED |  | N |  |  | 15.000 kVA |  |  | 0.000 1GL | NONE | AW | 3 |  |  |  | 0 °C | PASSIVE AIR COOLED(DRY) |  | 0 lb
5126581 | UNKNOWN |  | GIBBSBOROBS PSE&G Pole /XFMR |  | NJBC | E | NJBC-CM-GBBST | P203 | INSV | INST | HUSSAARM | 2013-10-13 | 79 LUCAS BLVD | [6 empty] | MAIN FEED | [9 empty] | AW | 3 |  |  |  |  | NOT AW PASSIVE AIR(OIL FILLED)
5126579 | UNKNOWN |  | MURRAY PSE&G Pole /XFMR |  | NJBC | E | NJBC-CM-MURRA | P203 | INSV | INST | HUSSAARM | 2013-10-13 | 802 MURRAY AVE | [6 empty] | MAIN FEED | [9 empty] | AW | 3 |  |  |  |  | NOT AW PASSIVE AIR(OIL FILLED)
5126577 | UNKNOWN |  | COOPER Lighting /XFMR |  | NJBC | E | NJBC-BU-COOPE | P203 | INSV | INST | HUSSAARM | 2013-10-13 | 100 HENDRICKSON AVE | [6 empty] | SUBFEED |  | N | [6 empty] | NONE | AW | 3 |  |  |  |  | PASSIVE AIR COOLED(DRY)
5126575 | UNKNOWN |  | COOPER PSE&G Pole /XFMR |  | NJBC | E | NJBC-BU-COOPE | P203 | INSV | INST | HUSSAARM | 2013-10-13 | 100 HENDRICKSON AVE | [6 empty] | MAIN FEED | [9 empty] | AW | 3 |  |  |  |  | NOT AW PASSIVE AIR(OIL FILLED)
5126573 | UNKNOWN |  | COOPER-IVY PB Sub /XFMR |  | NJBC | E | NJBC-BU-COOPE-IVY. | P203 | INSV | INST | HUSSAARM | 2013-10-13 | 213 IVY RD | [6 empty] | SUBFEED | [9 empty] | AW | 3 |  |  |  |  | PASSIVE AIR COOLED(OIL FILLED)
5126572 | UNKNOWN |  | COOPER-IVY Lighting /XFMR |  | NJBC | E | NJBC-BU-COOPE-IVY. | P203 | INSV | INST | HUSSAARM | 2013-10-13 | 213 IVY RD | [6 empty] | SUBFEED |  | N | [6 empty] | NONE | AW | 3 |  |  |  |  | PASSIVE AIR COOLED(DRY)
5126570 | UNKNOWN |  | COOPER-IVY PSE&G Pole /XFMR |  | NJBC | E | NJBC-BU-COOPE-IVY. | P203 | INSV | INST | HUSSAARM | 2013-10-13 | 213 IVY RD | [6 empty] | MAIN FEED | [9 empty] | AW | 3 |  |  |  |  | NOT AW PASSIVE AIR(OIL FILLED)
5126567 | UNKNOWN |  | POMONA 37.5 KVA /XFMR |  | NJBC | E | NJBC-BU-POMON | P203 | INSV | INST | HUSSAARM | 2013-10-13 | 915 POMONA ROAD |  |  |  |  | 0.00 A |  | SUBFEED |  | N |  |  | 37.500 kVA |  |  | 0.000 1GL | NONE | AW | 3 |  |  |  | 0 °C | PASSIVE AIR COOLED(DRY) |  | 0 lb
5126565 | UNKNOWN |  | POMONA 15 KVA /XFMR |  | NJBC | E | NJBC-BU-POMON | P203 | INSV | INST | HUSSAARM | 2013-10-13 | 915 POMONA ROAD |  |  |  |  | 0.00 A |  | SUBFEED |  | N |  |  | 15.000 kVA |  |  | 0.000 1GL | NONE | AW | 3 |  |  |  | 0 °C | PASSIVE AIR COOLED(DRY) |  | 0 lb
5126563 | UNKNOWN |  | POMONA Feeder /XFMR |  | NJBC | E | NJBC-BU-POMON | P203 | INSV | INST | HUSSAARM | 2013-10-13 | 915 POMONA ROAD |  |  |  |  | 0.00 A |  | SUBFEED |  | N |  |  | 0.000 kVA |  |  | 0.000 1GL | NONE | AW | 3 |  |  |  | 0 °C | PASSIVE AIR COOLED(DRY) |  | 0 lb
5126561 | UNKNOWN |  | POMONA PSE&G Pole /XFMR |  | NJBC | E | NJBC-BU-POMON | P203 | INSV | INST | HUSSAARM | 2013-10-13 | 915 POMONA ROAD | [6 empty] | MAIN FEED | [9 empty] | AW | 3 |  |  |  |  | NOT AW PASSIVE AIR(OIL FILLED)
5211356 | EATON/CUTLER HAMMER |  | RANN TRANSFORMER 1 /TRANSFORMER |  | NJPG | E | NJPG-PG-RANN. | P203 | INSV | INST | LOD_EAM_02 | 2016-02-04 | 370 HARDING HWY |  | BB00590548 | [14 empty] | AW | [5 empty] | CURRENT TRANSFORMER(CT)
5211357 | EATON/CUTLER HAMMER |  | RANN TRANSFORMER 2 /TRANSFORMER |  | NJPG | E | NJPG-PG-RANN. | P203 | INSV | INST | LOD_EAM_02 | 2016-02-04 | 370 HARDING HWY |  | BB00590548 | [14 empty] | AW | [5 empty] | CURRENT TRANSFORMER(CT)

## Water Quality Analyzer
Equipment |  | Inventory no. | Description | Full Name | AuthorizGroup | EquipCategory | Functional Loc. | Planning plant | User status | System status | Created by | Created on | Street | Size/dimens. | ManufSerialNo. | ManufPartNo. | Install. date | Analyzer Type | Comm Protocol | High Alarm SetPoint | Loop Power | Low Alarm SetPoint | Max Pressure | NEMA Enclosure | On SCADA? | Output Type | Owned By | Special Mtn Note | Special Mtn Note Det | Standby Power Type | Transmitter? | Volt Rating | WQ-Temperature
5087424 | UNKNOWN |  | BIRCH GAC Room PH /WQA |  | NJLO | 6 | NJLO-Z1-BIRCH-GACR | P203 | INSV | INST | HUSSAARM | 2013-10-12 | 322 BIRCH CREEK RD |  |  |  |  | PH ANLYZR(C) |  |  |  |  | 0.0 PSI |  |  |  | AW
5130649 | HACH | NJHH-7-IPHA-12 | DRWTP-TRMT FINISHED pH/WQA |  | NJBC | 6 | NJBC-BU-DRWTP-TRMT | P203 | INSV | INST | HUSSAARM | 2013-10-13 | 213 CARRIAGE LANE |  | 0412630057 |  |  | PH ANLYZR(C) |  |  |  |  | 0.0 PSI |  | Y |  | AW
5130650 | HACH | NJHH-7-IPHA-13 | DRWTP-TRMT PLNT INLT pH OP LAB/WQA |  | NJBC | 6 | NJBC-BU-DRWTP-TRMT | P203 | INSV | INST | HUSSAARM | 2013-10-13 | 213 CARRIAGE LANE |  | 991100000382 |  |  | PH ANLYZR(C) |  |  |  |  | 0.0 PSI |  | Y |  | AW
5130651 | HACH | NJHH-7-IPHA-14 | DRWTP-TRMT PRE pH TRAIN 2/WQA |  | NJBC | 6 | NJBC-BU-DRWTP-TRMT | P203 | INSV | INST | HUSSAARM | 2013-10-13 | 213 CARRIAGE LANE |  | 991200000391 |  |  | PH ANLYZR(C) |  |  |  |  | 0.0 PSI |  | Y |  | AW
5130652 | HACH | NJHH-7-INTU-10 | DRWTP-TRMT PLANT INLET TURB/WQA |  | NJBC | 6 | NJBC-BU-DRWTP-TRMT | P203 | INSV | INST | HUSSAARM | 2013-10-13 | 213 CARRIAGE LANE |  | 941200001619 |  |  | TURBIDITY ANLYZR (LO)(C) |  |  |  |  | 0.0 PSI |  | Y |  | AW
5130653 | HACH | NJHH-7-INTU-11 | DRWTP-TRMT SETTLED TURB/WQA |  | NJBC | 6 | NJBC-BU-DRWTP-TRMT | P203 | INSV | INST | HUSSAARM | 2013-10-13 | 213 CARRIAGE LANE |  | 1412CO141969 |  |  | TURBIDITY ANLYZR (LO)(C) |  |  |  |  | 0.0 PSI |  | Y |  | AW
5130654 | HACH | NJHH-7-INTU-12 | DRWTP-TRMT-FILT 1 TURB/WQA |  | NJBC | 6 | NJBC-BU-DRWTP-TRMT-FILT | P203 | INSV | INST | HUSSAARM | 2013-10-13 | 213 CARRIAGE LANE |  | 070900020483 |  |  | TURBIDITY ANLYZR (LO)(C) |  |  |  |  | 0.0 PSI |  | Y |  | AW
5130655 | HACH | NJHH-7-INTU-13 | DRWTP-TRMT-FILT 2 TURB/WQA |  | NJBC | 6 | NJBC-BU-DRWTP-TRMT-FILT | P203 | INSV | INST | HUSSAARM | 2013-10-13 | 213 CARRIAGE LANE |  | 08020C1723 |  |  | TURBIDITY ANLYZR (LO)(C) |  |  |  |  | 0.0 PSI |  | Y |  | AW
5130656 | HACH | NJHH-7-INTU-14 | DRWTP-TRMT-FILT 3 TURB/WQA |  | NJBC | 6 | NJBC-BU-DRWTP-TRMT-FILT | P203 | INSV | INST | HUSSAARM | 2013-10-13 | 213 CARRIAGE LANE |  | 070700020480 |  |  | TURBIDITY ANLYZR (LO)(C) |  |  |  |  | 0.0 PSI |  | Y |  | AW
5130657 | HACH | NJHH-7-INTU-15 | DRWTP-TRMT-FILT 4 TURB/WQA |  | NJBC | 6 | NJBC-BU-DRWTP-TRMT-FILT | P203 | INSV | INST | HUSSAARM | 2013-10-13 | 213 CARRIAGE LANE |  | 070900020481 |  |  | TURBIDITY ANLYZR (LO)(C) |  |  |  |  | 0.0 PSI |  | Y |  | AW
5130658 | HACH | NJHH-7-INTU-16 | DRWTP-TRMT-FILT 5 TURB/WQA |  | NJBC | 6 | NJBC-BU-DRWTP-TRMT-FILT | P203 | INSV | INST | HUSSAARM | 2013-10-13 | 213 CARRIAGE LANE |  | 08020C1722 |  |  | TURBIDITY ANLYZR (LO)(C) |  |  |  |  | 0.0 PSI |  | Y |  | AW
5130659 | HACH | NJHH-7-INTU-17 | DRWTP-TRMT-FILT 6 TURB/WQA |  | NJBC | 6 | NJBC-BU-DRWTP-TRMT-FILT | P203 | INSV | INST | HUSSAARM | 2013-10-13 | 213 CARRIAGE LANE |  | 08020C1730 |  |  | TURBIDITY ANLYZR (LO)(C) |  |  |  |  | 0.0 PSI |  | Y |  | AW
5130660 | HACH | NJHH-7-INTU-18 | DRWTP-TRMT-FILT 7 TURB/WQA |  | NJBC | 6 | NJBC-BU-DRWTP-TRMT-FILT | P203 | INSV | INST | HUSSAARM | 2013-10-13 | 213 CARRIAGE LANE |  | 08020C1718 |  |  | TURBIDITY ANLYZR (LO)(C) |  |  |  |  | 0.0 PSI |  | Y |  | AW
5130661 | HACH | NJHH-7-INTU-19 | DRWTP-TRMT-FILT 8 TURB/WQA |  | NJBC | 6 | NJBC-BU-DRWTP-TRMT-FILT | P203 | INSV | INST | HUSSAARM | 2013-10-13 | 213 CARRIAGE LANE |  | 980200000492 |  |  | TURBIDITY ANLYZR (LO)(C) |  |  |  |  | 0.0 PSI |  | Y |  | AW
5130662 | HACH | NJHH-7-INTU-20 | DRWTP-TRMT COM FLTR EFF TURB/WQA |  | NJBC | 6 | NJBC-BU-DRWTP-TRMT | P203 | INSV | INST | HUSSAARM | 2013-10-13 | 213 CARRIAGE LANE |  | 08030C1189 |  |  | TURBIDITY ANLYZR (LO)(C) |  |  |  |  | 0.0 PSI |  | Y |  | AW
5130663 | HACH | NJHH-7-INTU-22 | DRWTP-TRMT FINISHED TURB/WQA |  | NJBC | 6 | NJBC-BU-DRWTP-TRMT | P203 | INSV | INST | HUSSAARM | 2013-10-13 | 213 CARRIAGE LANE |  | 08030C1181 |  |  | TURBIDITY ANLYZR (LO)(C) |  |  |  |  | 0.0 PSI |  | Y |  | AW
5130664 | HACH | NJHH-7-INTU-23 | DRWTP-TRMT OP LAB TURB/WQA |  | NJBC | 6 | NJBC-BU-DRWTP-TRMT | P203 | INSV | INST | HUSSAARM | 2013-10-13 | 213 CARRIAGE LANE |  | 941200001616 |  |  | TURBIDITY ANLYZR (LO)(C) |  |  |  |  | 0.0 PSI |  | Y |  | AW
5130665 | HACH | NJHH-7-INTU-25 | DRWTP-RWPS RAW TURB/WQA |  | NJBC | 6 | NJBC-BU-DRWTP-RWPS | P203 | INSV | INST | HUSSAARM | 2013-10-13 | 213 CARRIAGE LN |  | 051100008357 |  |  | TURBIDITY ANLYZR (LO)(C) |  |  |  |  | 0.0 PSI |  | Y |  | AW
5130666 | UNKNOWN |  | DRWTP-TRMT STRM CURRNT TRAIN 1/WQA |  | NJBC | 6 | NJBC-BU-DRWTP-TRMT | P203 | INSV | INST | HUSSAARM | 2013-10-13 | 213 CARRIAGE LANE |  |  |  |  | SCD ANLYZR(C) | [6 empty] | Y |  | AW
5130667 | UNKNOWN |  | DRWTP-TRMT STRM CURRNT TRAIN 2/WQA |  | NJBC | 6 | NJBC-BU-DRWTP-TRMT | P203 | INSV | INST | HUSSAARM | 2013-10-13 | 213 CARRIAGE LANE |  |  |  |  | SCD ANLYZR(C) | [6 empty] | Y |  | AW
5144000 | UNKNOWN |  | WALN CL2 AND pH/WQA |  | NJHR | 6 | NJHR-Z1-WALN. | P203 | INSV | INST | HUSSAARM | 2013-10-13 | 102 BRIDGETON PIKE |  |  |  |  | CL2 AMPEROMETRIC ANLYZR(C) |  |  |  |  | 0.0 PSI |  |  |  | AW
5144003 | UNKNOWN |  | WOOD CL2 AND pH/WQA |  | NJHR | 6 | NJHR-Z1-WOOD. | P203 | INSV | INST | HUSSAARM | 2013-10-13 | 260 Woodland Ave |  |  |  |  | CL2 AMPEROMETRIC ANLYZR(C) |  |  |  |  | 0.0 PSI |  |  |  | AW
5144005 | UNKNOWN |  | BRIG CL2 AND pH/WQA |  | NJBP | 6 | NJBP-Z1-BRIG. | P203 | INSV | INST | HUSSAARM | 2013-10-13 | 9 Railroad Ave |  |  |  |  | CL2 AMPEROMETRIC ANLYZR(C) |  |  |  |  | 0.0 PSI |  |  |  | AW
5144007 | UNKNOWN |  | RANN CL2 AND pH/WQA |  | NJPG | 6 | NJPG-PG-RANN. | P203 | INSV | INAC INST | HUSSAARM | 2013-10-13 | 370 HARDING HWY |  |  |  |  | CL2 AMPEROMETRIC/PH ANLYZR(C) |  |  |  |  | 0.0 PSI |  |  |  | AW
5145837 | UNKNOWN |  | BECK CL2/WQA |  | NJLO | 6 | NJLO-Z1-BECK. | P203 | INSV | INST | HUSSAARM | 2013-10-13 | 1547 High Hill Rd |  |  |  |  | CL2 AMPEROMETRIC ANLYZR(C) |  |  |  |  | 0.0 PSI |  | Y |  | AW
5145838 | UNKNOWN |  | BECK PH/WQA |  | NJLO | 6 | NJLO-Z1-BECK. | P203 | INSV | INST | HUSSAARM | 2013-10-13 | 1547 High Hill Rd |  |  |  |  | PH ANLYZR(C) |  |  |  |  | 0.0 PSI |  | Y |  | AW
5145839 | UNKNOWN |  | BIRCH CL2/WQA |  | NJLO | 6 | NJLO-Z1-BIRCH | P203 | INSV | INST | HUSSAARM | 2013-10-13 | 322 BIRCH CREEK ROAD |  |  |  |  | CL2 AMPEROMETRIC ANLYZR(C) |  |  |  |  | 0.0 PSI |  | Y |  | AW
5145840 | UNKNOWN |  | BIRCH PH/WQA |  | NJLO | 6 | NJLO-Z1-BIRCH | P203 | INSV | INST | HUSSAARM | 2013-10-13 | 322 BIRCH CREEK ROAD |  |  |  |  | PH ANLYZR(C) |  |  |  |  | 0.0 PSI |  | Y |  | AW
5145841 | UNKNOWN |  | BECK TURB/WQA |  | NJLO | 6 | NJLO-Z1-BECK. | P203 | INSV | INST | HUSSAARM | 2013-10-13 | 1547 High Hill Rd |  |  |  |  | TURBIDITY ANLYZR (LO)(C) |  |  |  |  | 0.0 PSI |  | Y |  | AW
5145842 | UNKNOWN |  | BIRCH TURB/WQA |  | NJLO | 6 | NJLO-Z1-BIRCH | P203 | INSV | INST | HUSSAARM | 2013-10-13 | 322 BIRCH CREEK ROAD |  |  |  |  | TURBIDITY ANLYZR (LO)(C) |  |  |  |  | 0.0 PSI |  | Y |  | AW
5156736 | UNKNOWN |  | DRWTP-RWPS pH/WQA |  | NJBC | 6 | NJBC-BU-DRWTP-RWPS | P203 | INSV | INST | HUSSAARM | 2013-10-13 | 213 CARRIAGE LN |  |  |  |  | PH ANLYZR(C) |  |  |  |  | 0.0 PSI |  | Y |  | AW
5096159 | UNKNOWN |  | BRIG PH/WQA |  | NJBP | 6 | NJBP-Z1-BRIG. | P203 | INSV | INST | HUSSAARM | 2013-10-13 | 9 Railroad Ave |  |  |  |  | PH ANLYZR(C) |  |  |  |  | 0.0 PSI |  | Y |  | AW
5102455 | WALLACE-TIERNAN |  | MEDFORDIC CL2 & pH/WQA-Effluent |  | NJBC | 6 | NJBC-BU-MEDFO | P203 | INSV | INST | HUSSAARM | 2013-10-13 | 333 MEDFORD-MT HOLLY ROAD |  |  |  |  | CL2 AMPEROMETRIC/PH ANLYZR(C) |  |  |  |  | 0.0 PSI |  |  |  | AW |  |  |  | Y
5106644 | UNKNOWN |  | HOME pH and CL2 and CONDUCT/WQA |  | NJBC | 6 | NJBC-HS-HOME. | P203 | INSV | INST | HUSSAARM | 2013-10-13 | JACK HEDDING ROAD |  |  |  |  | CL2 AMPEROMETRIC/PH ANLYZR(C) |  |  |  |  | 0.0 PSI | 1,2 INDOOR | Y | OTHER | AW |  |  |  | Y | 120 | Y
5106667 | UNKNOWN |  | MANS pH and CL2 and CONDUCT/WQA |  | NJBC | 6 | NJBC-MF-MANS. | P203 | INSV | INST | HUSSAARM | 2013-10-13 | 3165 RTE 206 |  |  |  |  | CL2 AMPEROMETRIC/PH ANLYZR(C) |  |  |  |  | 0.0 PSI |  | Y |  | AW |  |  |  | Y
5114274 | GREAT LAKES | NJHH-60-ICLP-1 | CHURCHRCHL CL2 & pH County/WQA |  | NJBC | 6 | NJBC-BU-CHURC | P203 | INSV | INST | HUSSAARM | 2013-10-13 | CHURCH ROAD |  |  |  |  | CL2 AMPEROMETRIC/PH ANLYZR(C) |  |  |  |  | 0.0 PSI |  |  |  | AW |  |  |  | Y
5114276 | WALLACE-TIERNAN | NJHH-60-ICLP-2 | CHURCHRCHL CL2 & pH City/WQA |  | NJBC | 6 | NJBC-BU-CHURC | P203 | INSV | INST | HUSSAARM | 2013-10-13 | CHURCH ROAD |  |  |  |  | CL2 AMPEROMETRIC/PH ANLYZR(C) |  |  |  |  | 0.0 PSI |  |  |  | AW |  |  |  | Y
5114279 | WALLACE-TIERNAN |  | NATIONPKIC CL2 & pH/WQA |  | NJBC | 6 | NJBC-GL-NATIO | P203 | INSV | INST | HUSSAARM | 2013-10-13 | 7 S GROVE AVE |  |  |  |  | CL2 AMPEROMETRIC/PH ANLYZR(C) |  |  |  |  | 0.0 PSI |  |  |  | AW |  |  |  | Y
5114282 | WALLACE-TIERNAN |  | MEDFORDIC CL2 & pH/WQA-Influent |  | NJBC | 6 | NJBC-BU-MEDFO | P203 | INSV | INST | HUSSAARM | 2013-10-13 | 333 MEDFORD-MT HOLLY ROAD |  |  |  |  | CL2 AMPEROMETRIC/PH ANLYZR(C) |  |  |  |  | 0.0 PSI |  |  |  | AW |  |  |  | Y
5114284 | WALLACE-TIERNAN | NJHH-76-ICLP-1 | HIGHLAND CL2 & pH/WQA |  | NJBC | 6 | NJBC-BU-HIGHL | P203 | INSV | INST | HUSSAARM | 2013-10-13 | 1007 Highland Ave |  |  |  |  | CL2 AMPEROMETRIC/PH ANLYZR(C) |  |  |  |  | 0.0 PSI |  |  |  | AW |  |  |  | Y
5114286 | WALLACE-TIERNAN |  | POMONA-ALB CL2 & pH/WQA |  | NJBC | 6 | NJBC-BU-POMON-ALB. | P203 | INSV | INST | HUSSAARM | 2013-10-13 | 911 POMONA ROAD |  |  |  |  | CL2 AMPEROMETRIC/PH ANLYZR(C) |  |  |  |  | 0.0 PSI |  |  |  | AW |  |  |  | Y
5114287 | WALLACE-TIERNAN |  | COOPER CL2 & pH/WQA |  | NJBC | 6 | NJBC-BU-COOPE | P203 | INSV | INST | HUSSAARM | 2013-10-13 | 100 HENDRICKSON AVE |  |  |  |  | CL2 AMPEROMETRIC/PH ANLYZR(C) | [8 empty] | AW |  |  |  | Y
5114288 | WALLACE-TIERNAN |  | GLOUCESTERBS CL2 & pH/WQA |  | NJBC | 6 | NJBC-GL-GLBST | P203 | INSV | INST | HUSSAARM | 2013-10-13 | 491 HARRISON AVE |  |  |  |  | CL2 AMPEROMETRIC/PH ANLYZR(C) |  |  |  |  | 0.0 PSI |  |  |  | AW |  |  |  | Y
5114289 | WALLACE-TIERNAN | NJHH-73-ICLP-1 | POMONA CL2 & pH/WQA |  | NJBC | 6 | NJBC-BU-POMON | P203 | INSV | INST | HUSSAARM | 2013-10-13 | 915 POMONA ROAD |  |  |  |  | CL2 AMPEROMETRIC/PH ANLYZR(C) |  |  |  |  | 0.0 PSI |  |  |  | AW |  |  |  | Y
5114290 | UNKNOWN | NJHH-16-ICLA-1 | BROWNING CL2 & pH/WQA |  | NJBC | 6 | NJBC-CM-BROWN | P203 | INSV | INST | HUSSAARM | 2013-10-13 | BROWINING LANE |  |  |  |  | CL2 AMPEROMETRIC/PH ANLYZR(C) |  |  |  |  | 0.0 PSI |  |  |  | AW |  |  |  | Y
5114291 | UNKNOWN |  | SOMERDALE CL2 & pH/WQA |  | NJBC | 6 | NJBC-CM-SOMER | P203 | INSV | INST | HUSSAARM | 2013-10-13 | 26 ELM AVE |  |  |  |  | CL2 AMPEROMETRIC/PH ANLYZR(C) |  |  |  |  | 0.0 PSI |  |  |  | AW |  |  |  | Y
5130648 | HACH | NJHH-7-IPHA-11 | DRWTP-TRMT POST pH/WQA |  | NJBC | 6 | NJBC-BU-DRWTP-TRMT | P203 | INSV | INST | HUSSAARM | 2013-10-13 | 213 CARRIAGE LANE |  | 0412630055 |  |  | PH ANLYZR(C) |  |  |  |  | 0.0 PSI |  | Y |  | AW
5130647 | HACH | NJHH-7-IPHA-10 | DRWTP-TRMT PRE pH TRAIN 1/WQA |  | NJBC | 6 | NJBC-BU-DRWTP-TRMT | P203 | INSV | INST | HUSSAARM | 2013-10-13 | 213 CARRIAGE LANE |  | 991200000395 |  |  | PH ANLYZR(C) |  |  |  |  | 0.0 PSI |  | Y |  | AW
5130646 | US FILTER | NJHH-7-IPPA-1 | DRWTP-TRMT POTASSIUM PERM/WQA |  | NJBC | 6 | NJBC-BU-DRWTP-TRMT | P203 | INSV | INST | HUSSAARM | 2013-10-13 | 213 CARRIAGE LANE |  | BL 90647-04 |  |  | OTHER ANLYZR(C) |  |  |  |  | 0.0 PSI |  | Y |  | AW
5130625 | WALLACE-TIERNAN | NJHH-7-ICLA-11 | DRWTP-TRMT FREE CL2 FINISHED/WQA |  | NJBC | 6 | NJBC-BU-DRWTP-TRMT | P203 | INSV | INST | HUSSAARM | 2013-10-13 | 213 CARRIAGE LANE |  | 41-2012 |  |  | CL2 AMPEROMETRIC ANLYZR(C) | [6 empty] | Y |  | AW
5130623 | EVOQUA | NJHH-7-ICLA-10 | DRWTP-TRMT FREE CL2 POST/WQA |  | NJBC | 6 | NJBC-BU-DRWTP-TRMT | P203 | INSV | INST | HUSSAARM | 2013-10-13 | 213 CARRIAGE LANE |  | 21-2014 |  |  | CL2 AMPEROMETRIC ANLYZR(C) | [6 empty] | Y |  | AW
5114913 | GREAT LAKES | NJHH-45-ICLP-1 | RUNNEMEDE CL2 & pH/WQA |  | NJBC | 6 | NJBC-CM-RUNNE | P203 | INSV | INAC INST | HUSSAARM | 2013-10-13 | 28 ST CLAIR AVE |  |  |  |  | CL2 AMPEROMETRIC/PH ANLYZR(C) |  |  |  |  | 0.0 PSI |  |  |  | AW |  |  |  | Y
5114911 | UNKNOWN |  | ASHLAND CL2 & pH/WQA |  | NJBC | 6 | NJBC-CM-ASHLA | P203 | INSV | INST | HUSSAARM | 2013-10-13 | 107 ATLANTIC AVE |  |  |  |  | CL2 AMPEROMETRIC/PH ANLYZR(C) |  |  |  |  | 0.0 PSI |  |  |  | AW |  |  |  | Y
5114909 | WALLACE-TIERNAN | NJHH-33-ICLP-1 | OTTERBROOK CL2 & pH/WQA |  | NJBC | 6 | NJBC-CM-OTTER | P203 | INSV | INST | HUSSAARM | 2013-10-13 | 900 SAN JOSE DR |  |  |  |  | CL2 AMPEROMETRIC/PH ANLYZR(C) |  |  |  |  | 0.0 PSI |  |  |  | AW |  |  |  | Y
5114907 | UNKNOWN | NJHH-15-ICLP-1 | OLDORCHARD CL2 & pH/WQA |  | NJBC | 6 | NJBC-CM-OLDOR | P203 | INSV | INST | HUSSAARM | 2013-10-13 | ROUTE 70 EAST AT OLD ORCHARD ROAD |  |  |  |  | CL2 AMPEROMETRIC/PH ANLYZR(C) |  |  |  |  | 0.0 PSI |  | Y |  | AW |  |  |  | Y
5114905 | WALLACE-TIERNAN | NJHH-13-ICLP-1 | MURRAY CL2 & pH/WQA |  | NJBC | 6 | NJBC-CM-MURRA | P203 | INSV | INST | HUSSAARM | 2013-10-13 | 802 MURRAY AVE |  |  |  |  | CL2 AMPEROMETRIC/PH ANLYZR(C) |  |  |  |  | 0.0 PSI |  |  |  | AW |  |  |  | Y
5114903 | GREAT LAKES | NJHH-43-ICLA-1 | MAGNOLIA CL2 & pH/WQA |  | NJBC | 6 | NJBC-CM-MAGNO | P203 | INSV | INST | HUSSAARM | 2013-10-13 | 625 N WALNUT AVENUE |  |  |  |  | CL2 AMPEROMETRIC/PH ANLYZR(C) |  |  |  |  | 0.0 PSI |  |  |  | AW |  |  |  | Y
5114900 | WALLACE-TIERNAN | NJHH-14-ICLP-1 | VOORHEES Well # 21 CL2 & pH/WQA |  | NJBC | 6 | NJBC-CM-VOORH | P203 | INSV | INST | HUSSAARM | 2013-10-13 | 13 GOLF VIEW DR |  |  |  |  | CL2 AMPEROMETRIC/PH ANLYZR(C) |  |  |  |  | 0.0 PSI |  |  |  | AW |  |  |  | Y
5114298 | WALLACE-TIERNAN | NJHH-36-ICLP-1 | HADDONHTS CL2 & pH/WQA |  | NJBC | 6 | NJBC-CM-HAHTS | P203 | INSV | INST | HUSSAARM | 2013-10-13 | 614 W. Atlantic Ave |  | BM 92509 |  |  | CL2 AMPEROMETRIC/PH ANLYZR(C) |  | 2.00/10.00 | Y | 0.00/4.00 | 0.0 PSI | 1,2 INDOOR | Y | 4-20MA | AW |  |  | GENERATOR | Y | 120 | N
5114295 | WALLACE-TIERNAN |  | LAURELSP CL2 & pH/WQA |  | NJBC | 6 | NJBC-CM-LAURE | P203 | INSV | INST | HUSSAARM | 2013-10-13 | 820 GRAND AVENUE |  | 93278/93270-06 |  |  | CL2 AMPEROMETRIC/PH ANLYZR(C) |  | 2.00/10.00 | Y | 0.00/4.00 | 0.0 PSI | 1,2 INDOOR | Y | 1-5V | AW |  |  | NONE | Y | 120 | N
5114293 | GREAT LAKES | NJHH-89-ICLA-1 | GIBBSSTA CL2 & pH/WQA |  | NJBC | 6 | NJBC-CM-GBSTA | P203 | INSV | INST | HUSSAARM | 2013-10-13 | 1 LINDEN AVE |  |  |  |  | CL2 AMPEROMETRIC/PH ANLYZR(C) |  |  |  |  | 0.0 PSI |  |  |  | AW |  |  |  | Y
5190200 | SIEMENS |  | MANS Pot Perm Anal /WQA |  | NJBC | 6 | NJBC-MF-MANS. | P203 | INSV | INST | TAYLORDM | 2014-08-21 | 3165 Route 206 |  |  |  |  | OTHER ANLYZR(C) |  |  |  |  | 0.0 PSI |  | Y |  | AW
5190201 | SIEMENS |  | HOME Pot Perm Anal /WQA |  | NJBC | 6 | NJBC-HS-HOME. | P203 | INSV | INST | TAYLORDM | 2014-08-21 | 1000 Hedding Rd |  |  |  |  | OTHER ANLYZR(C) |  |  |  |  | 0.0 PSI |  |  |  | AW
5190202 | SIEMENS |  | WOOD Pot Perm Anal /WQA |  | NJBC | 6 | NJBC-MH-WOOD. | P203 | INSV | INST | TAYLORDM | 2014-08-21 | WOODLANE RD |  |  |  |  | OTHER ANLYZR(C) |  |  |  |  | 0.0 PSI |  |  |  | AW
5190203 | WALLACE & TIERNAN |  | BECK Pot Perm Anal /WQA |  | NJLO | 6 | NJLO-Z1-BECK. | P203 | INSV | INST | TAYLORDM | 2014-08-21 | 1547 High Hill Rd |  | 1335 |  |  | OTHER ANLYZR(C) |  |  |  |  | 0.0 PSI |  |  |  | AW
5198600 | UNKNOWN |  | GREEN pH and CL2 and CONDUCT/WQA |  | NJBC | 6 | NJBC-MH-GREEN | P203 | INSV | INST | TAYLORDM | 2015-05-22 | 70 Green St |  |  |  |  | CL2 AMPEROMETRIC/PH ANLYZR(C) |  |  |  |  | 0.0 PSI |  | Y |  | AW |  |  |  | Y
5205982 | UNKNOWN |  | WOOD. pH and CL2 and CONDUCT/WQA |  | NJBC | 6 | NJBC-MH-WOOD. | P203 | INSV | INST | TAYLORDM | 2015-09-09 | 70 Green St |  |  |  |  | CL2 AMPEROMETRIC/PH ANLYZR(C) |  |  |  |  | 0.0 PSI |  | Y |  | AW |  |  |  | Y
5206206 | UNKNOWN |  | VNCE pH and CL2 and CONDUCT/WQA |  | NJBC | 6 | NJBC-VT-VNCE. | P203 | INSV | INST | TAYLORDM | 2015-09-16 | 39 RETREAT RD |  |  |  |  | CL2 AMPEROMETRIC/PH ANLYZR(C) |  |  |  |  | 0.0 PSI |  | Y |  | AW |  |  |  | Y
5211384 | WALLACE-TIERNAN |  | RANN FINISHED WTR PH/CL2 ANALYZER /WQA |  | NJPG | 6 | NJPG-PG-RANN.-TRT. | P203 | INSV | INST | LOD_EAM_02 | 2016-02-04 | 370 HARDING HWY |  | W3T166419 |  |  | CL2 AMPEROMETRIC/PH ANLYZR(C) |  |  |  |  | 0.0 PSI |  |  |  | AW
5211385 | WALLACE-TIERNAN |  | RANN FILTER EFF PH/CL2ANALYZER /WQA |  | NJPG | 6 | NJPG-PG-RANN.-TRT. | P203 | INSV | INST | LOD_EAM_02 | 2016-02-04 | 370 HARDING HWY |  | W3T166419 |  |  | CL2 AMPEROMETRIC/PH ANLYZR(C) |  |  |  |  | 0.0 PSI |  |  |  | AW
5211386 | WALLACE-TIERNAN |  | RANN PRE FILTER PH ANALYZER /WQA |  | NJPG | 6 | NJPG-PG-RANN.-TRT. | P203 | INSV | INST | LOD_EAM_02 | 2016-02-04 | 370 HARDING HWY |  | W3T166419 |  |  | PH ANLYZR(C) |  |  |  |  | 0.0 PSI |  |  |  | AW
5211387 | HACH |  | RANN FINISHED WTR TURBIDIMETER /WQA |  | NJPG | 6 | NJPG-PG-RANN.-TRT. | P203 | INSV | INST | LOD_EAM_02 | 2016-02-04 | 370 HARDING HWY |  | SC200 |  |  | TUBIDITY ANLYZR (HI)(C) |  |  |  |  | 0.0 PSI |  |  |  | AW
5247959 | UNKNOWN |  | MANS TURB/WQA |  | NJBC | 6 | NJBC-MF-MANS. | P203 | INSV | INST | TAYLORDM | 2017-11-02 | 3165 RTE 206 |  |  |  |  | TURBIDITY ANLYZR (LO)(C) |  |  |  |  | 0.0 PSI |  | Y |  | AW

## Vehicle
Equipment |  | Inventory no. | Description | Full Name | AuthorizGroup | EquipCategory | Functional Loc. | Planning plant | User status | System status | Created by | Created on | Street | Size/dimens. | ManufSerialNo. | ManufPartNo. | Install. date | Capacity Rating | Capacity UOM | Owned By | Retest Required | Special Mtn Note | Special Mtn Note Det | Vehicle Type
6005518 | KOMATSO | NJHH-7-TFRK-1 | DRWTP KOMATSU FORK LIFT /VEH |  | NJBC | F | NJBC-BU-DRWTP | P203 | INSV | INST | HUSSAARM | 2013-10-13 | 213 CARRIAGE LANE |  | 467899A |  |  | 0.00 UN |  | AW | Y |  |  | FORKTRUCK
6005519 | SKYJACK | NJHH-7-TSKY-1 | DRWTP SKY JACK HYDRAULIC LIFT /VEH |  | NJBC | F | NJBC-BU-DRWTP | P203 | INSV | INST | HUSSAARM | 2013-10-13 | 213 CARRIAGE LANE |  | 23150 |  |  | 0.00 UN |  | AW | Y |  |  | FORKTRUCK

## Well
Equipment |  | Inventory no. | Description | Full Name | AuthorizGroup | EquipCategory | Functional Loc. | Planning plant | User status | System status | Created by | Created on | Street | Size/dimens. | ManufSerialNo. | ManufPartNo. | Install. date | Capacity (GPM) | Depth in (FT) | Diameter Bottom (in) | Diameter Top (in) | Owned By | Permit Duration (Yrs | Permit Last Renewal | Permit# | Special Mtn Note | Special Mtn Note Det | Static Water Level ( | Well Type
5116220 | UNKNOWN |  | BIRCH-W06 /Well |  | NJLO | 2 | NJLO-Z1-BIRCH-W06. | P203 | INSV | INST | HUSSAARM | 2013-10-13 | 358 BIRCH CREEK RD |  |  |  |  | 0 GPM | 0.00 Feet | 0.000 " | 0.000 " | AW | 0.00 yr | 01/01/1800 |  |  |  | 0.00 Feet | VERTICAL BORE
5116218 | UNKNOWN |  | BIRCH-W04 /Well |  | NJLO | 2 | NJLO-Z1-BIRCH-W04. | P203 | INSV | INST | HUSSAARM | 2013-10-13 | 336 BIRCH CREEK RD |  |  |  |  | 0 GPM | 0.00 Feet | 0.000 " | 0.000 " | AW | 0.00 yr | 01/01/1800 |  |  |  | 0.00 Feet | VERTICAL BORE
5116216 | UNKNOWN |  | BECK-W07 /Well |  | NJLO | 2 | NJLO-Z1-BECK.-W07. | P203 | INSV | INST | HUSSAARM | 2013-10-13 | 1541 HIGH HILL RD |  |  |  |  | 0 GPM | 0.00 Feet | 0.000 " | 0.000 " | AW | 0.00 yr | 01/01/1800 |  |  |  | 0.00 Feet | VERTICAL BORE
5116214 | UNKNOWN |  | BECK-W03 /Well |  | NJLO | 2 | NJLO-Z1-BECK.-W03. | P203 | INSV | INAC INST | HUSSAARM | 2013-10-13 | 1541 HIGH HILL RD | [8 empty] | AW |  | 01/01/1800 |  |  |  |  | VERTICAL BORE
5116212 | UNKNOWN |  | BECK-W02 /Well |  | NJLO | 2 | NJLO-Z1-BECK.-W02. | P203 | INSV | INST | HUSSAARM | 2013-10-13 | 202 STIRRUP RD |  |  |  |  | 0 GPM | 0.00 Feet | 0.000 " | 0.000 " | AW | 0.00 yr | 01/01/1800 |  |  |  | 0.00 Feet | VERTICAL BORE
5116204 | UNKNOWN |  | WOOD-WOB /Well |  | NJHR | 2 | NJHR-Z1-WOOD.-WOB. | P203 | INSV | INST | HUSSAARM | 2013-10-13 | 260 WOODLAND AVE |  |  |  |  | 0 GPM | 0.00 Feet | 0.000 " | 0.000 " | AW | 0.00 yr | 01/01/1800 |  |  |  | 0.00 Feet | VERTICAL BORE
5116202 | UNKNOWN |  | WOOD-W07 /Well |  | NJHR | 2 | NJHR-Z1-WOOD.-W07. | P203 | INSV | INST | HUSSAARM | 2013-10-13 | 260 WOODLAND AVE |  |  |  |  | 0 GPM | 0.00 Feet | 0.000 " | 0.000 " | AW | 0.00 yr | 01/01/1800 |  |  |  | 0.00 Feet | VERTICAL BORE
5116200 | UNKNOWN |  | WOOD-W05 /Well |  | NJHR | 2 | NJHR-Z1-WOOD.-W05. | P203 | INSV | INST | HUSSAARM | 2013-10-13 | 260 WOODLAND AVE |  |  |  |  | 0 GPM | 0.00 Feet | 0.000 " | 0.000 " | AW | 0.00 yr | 01/01/1800 |  |  |  | 0.00 Feet | VERTICAL BORE
5115598 | UNKNOWN |  | WALN-W06 /Well |  | NJHR | 2 | NJHR-Z1-WALN.-W06. | P203 | INSV | INST | HUSSAARM | 2013-10-13 | 102 BRIDGETON PIKE |  |  |  |  | 0 GPM | 0.00 Feet | 0.000 " | 0.000 " | AW | 0.00 yr | 01/01/1800 |  |  |  | 0.00 Feet | VERTICAL BORE
5115596 | UNKNOWN |  | MILL-W03 /Well |  | NJHR | 2 | NJHR-Z1-MILL.-W03. | P203 | INSV | INST | HUSSAARM | 2013-10-13 | 14 MILL ROAD |  |  |  |  | 0 GPM | 0.00 Feet | 0.000 " | 0.000 " | AW | 0.00 yr | 01/01/1800 |  |  |  | 0.00 Feet | VERTICAL BORE
5115594 | UNKNOWN |  | MILL-W02 /Well |  | NJHR | 2 | NJHR-Z1-MILL.-W02. | P203 | INSV | INST | HUSSAARM | 2013-10-13 | 14 MILL ROAD |  |  |  |  | 0 GPM | 0.00 Feet | 0.000 " | 0.000 " | AW | 0.00 yr | 01/01/1800 |  |  |  | 0.00 Feet | VERTICAL BORE
5115503 | UNKNOWN |  | BRIG-W3 /Well |  | NJBP | 2 | NJBP-Z1-BRIG.-W3.. | P203 | INSV | INST | HUSSAARM | 2013-10-13 | 9 RAILROAD AVE |  |  |  |  | 0 GPM | 0.00 Feet | 0.000 " | 0.000 " | AW | 0.00 yr | 01/01/1800 |  |  |  | 0.00 Feet | VERTICAL BORE
5115501 | UNKNOWN |  | BRIG-W2 /Well |  | NJBP | 2 | NJBP-Z1-BRIG.-W2.. | P203 | INSV | INST | HUSSAARM | 2013-10-13 | 9 RAILROAD AVE |  |  |  |  | 0 GPM | 0.00 Feet | 0.000 " | 0.000 " | AW | 0.00 yr | 01/01/1800 |  |  |  | 0.00 Feet | VERTICAL BORE
5106892 | UNKNOWN |  | CAMDEN-W52 /Well |  | NJBC | 2 | NJBC-CM-CASTA-WL52 | P203 | INSV | INST | HUSSAARM | 2013-10-13 | 710 N 29TH AND CLEVELAND AVE |  |  |  |  | 1,050 GPM | 110.00 Feet | 0.000 " | 0.000 " | AW | 0.00 yr | 01/01/1800 | 3100004847 |  |  | 0.00 Feet | VERTICAL BORE
5106890 | UNKNOWN |  | SUNBURY-W96 /Well |  | NJBC | 2 | NJBC-PB-SUNBU-W96. | P203 | INSV | INST | HUSSAARM | 2013-10-13 | 246 ANDERSON ROAD |  |  |  |  | 150 GPM | 150.00 Feet | 0.000 " | 0.000 " | AW | 0.00 yr | 01/01/1800 | 3200103 |  |  | 24.00 Feet | VERTICAL BORE
5106889 | UNKNOWN |  | ASHLAND-W32 /Well |  | NJBC | 2 | NJBC-CM-ASHLA-W32. | P203 | INSV | INST | HUSSAARM | 2013-10-13 | 107 ATLANTIC AVE |  |  |  |  | 750 GPM | 211.00 Feet | 0.000 " | 0.000 " | AW | 0.00 yr | 01/01/1800 | 3100004947 |  |  | 0.00 Feet | VERTICAL BORE
5106888 | UNKNOWN |  | ASHLAND-W17 /Well |  | NJBC | 2 | NJBC-CM-ASHLA-W17. | P203 | INSV | INST | HUSSAARM | 2013-10-13 | 107 ATLANTIC AVE |  |  |  |  | 700 GPM | 231.00 Feet | 0.000 " | 0.000 " | AW | 0.00 yr | 01/01/1800 | 3100003306 |  |  | 0.00 Feet | VERTICAL BORE
5106886 | UNKNOWN |  | VOORHEES-W21 /Well |  | NJBC | 2 | NJBC-CM-VOORH-W21. | P203 | INSV | INST | HUSSAARM | 2013-10-13 | EVESHAM RD AT GOLF VIEW DRIVE |  |  |  |  | 1,000 GPM | 332.00 Feet | 0.000 " | 0.000 " | AW | 0.00 yr | 01/01/1800 | 3100003872 |  |  | 180.00 Feet | VERTICAL BORE
5106885 | UNKNOWN |  | SOMERDALE-W14 /Well |  | NJBC | 2 | NJBC-CM-SOMER-W14. | P203 | INSV | INST | HUSSAARM | 2013-10-13 | 26 ELM AVE |  |  |  |  | 500 GPM | 261.00 Feet | 0.000 " | 0.000 " | AW | 0.00 yr | 01/01/1800 | 3100002360 |  |  | 165.00 Feet | VERTICAL BORE
5106884 | UNKNOWN |  | RUNNEMEDE-W19 /Well |  | NJBC | 2 | NJBC-CM-RUNNE-W19. | P203 | INSV | INST | HUSSAARM | 2013-10-13 | 28 ST CLAIR AVE |  |  |  |  | 770 GPM | 220.00 Feet | 0.000 " | 0.000 " | AW | 0.00 yr | 01/01/1800 | 3100003307 |  |  | 156.00 Feet | VERTICAL BORE
5106883 | UNKNOWN |  | MAGNOLIA-W64 /Well |  | NJBC | 2 | NJBC-CM-MAGNO-W64. | P203 | INSV | INST | HUSSAARM | 2013-10-13 | 616 N WALNUT AVENUE |  |  |  |  | 1,150 GPM | 291.00 Feet | 0.000 " | 0.000 " | AW | 0.00 yr | 01/01/1800 | 3100040817 |  |  | 129.00 Feet | VERTICAL BORE
5106882 | UNKNOWN |  | MAGNOLIA-W33 /Well |  | NJBC | 2 | NJBC-CM-MAGNO-W33. | P203 | INSV | INST | HUSSAARM | 2013-10-13 | 625 N WALNUT AVENUE |  |  |  |  | 900 GPM | 261.00 Feet | 0.000 " | 0.000 " | AW | 0.00 yr | 01/01/1800 | 3100005100 |  |  | 125.00 Feet | VERTICAL BORE
5106881 | UNKNOWN |  | LAURELSP-W61 /Well |  | NJBC | 2 | NJBC-CM-LAURE-W61. | P203 | INSV | INST | HUSSAARM | 2013-10-13 | 325 TRENTON AVE |  |  |  |  | 250 GPM | 181.00 Feet | 0.000 " | 0.000 " | AW | 0.00 yr | 01/01/1800 | 3100029317 |  |  | 34.00 Feet | VERTICAL BORE
5106880 | UNKNOWN |  | LAURELSP-W60 /Well |  | NJBC | 2 | NJBC-CM-LAURE-W60. | P203 | INSV | INST | HUSSAARM | 2013-10-13 | 819 GRAND AVENUE |  |  |  |  | 250 GPM | 181.00 Feet | 0.000 " | 0.000 " | AW | 0.00 yr | 01/01/1800 | 3100029318 |  |  | 37.00 Feet | VERTICAL BORE
5106879 | UNKNOWN |  | LAURELSP-W15 /Well |  | NJBC | 2 | NJBC-CM-LAURE-W15. | P203 | INSV | INST | HUSSAARM | 2013-10-13 | 401 S ATLANTIC AVE |  |  |  |  | 625 GPM | 261.00 Feet | 0.000 " | 0.000 " | AW | 0.00 yr | 01/01/1800 | 3100004723 |  |  | 14.00 Feet | VERTICAL BORE
5106878 | UNKNOWN |  | LAURELSP-W13 /Well |  | NJBC | 2 | NJBC-CM-LAURE-W13. | P203 | INSV | INST | HUSSAARM | 2013-10-13 | 820 GRAND AVENUE |  |  |  |  | 700 GPM | 271.00 Feet | 0.000 " | 0.000 " | AW | 0.00 yr | 01/01/1800 | 3100001363 |  |  | 152.00 Feet | VERTICAL BORE
5116222 | UNKNOWN |  | BIRCH-WLO /Well |  | NJLO | 2 | NJLO-Z1-BIRCH-WLO. | P203 | INSV | INST | HUSSAARM | 2013-10-13 | 322 BIRCH CREEK RD |  |  |  |  | 0 GPM | 0.00 Feet | 0.000 " | 0.000 " | AW | 0.00 yr | 01/01/1800 |  |  |  | 0.00 Feet | VERTICAL BORE
5116282 | UNKNOWN |  | RANN-W7 /Well |  | NJPG | 2 | NJPG-PG-RANN.-W7.. | P203 | INSV | INST | HUSSAARM | 2013-10-13 | 370 HARDING HWY |  |  |  |  | 0 GPM | 0.00 Feet | 0.000 " | 0.000 " | AW | 0.00 yr | 01/01/1800 |  |  |  | 0.00 Feet | VERTICAL BORE
5116280 | UNKNOWN |  | RANN-W3A /Well |  | NJPG | 2 | NJPG-PG-RANN.-W3A. | P203 | OOS | INAC INST | HUSSAARM | 2013-10-13 | 370 HARDING HWY | [8 empty] | AW |  | 01/01/1800 |  |  |  |  | VERTICAL BORE
5116278 | UNKNOWN |  | RANN-W2B /Well |  | NJPG | 2 | NJPG-PG-RANN.-W2B. | P203 | INSV | INST | HUSSAARM | 2013-10-13 | 370 HARDING HWY |  |  |  |  | 0 GPM | 0.00 Feet | 0.000 " | 0.000 " | AW | 0.00 yr | 01/01/1800 |  |  |  | 0.00 Feet | VERTICAL BORE
5116276 | UNKNOWN |  | RANN-W1A /Well |  | NJPG | 2 | NJPG-PG-RANN.-W1A. | P203 | INSV | INST | HUSSAARM | 2013-10-13 | 370 HARDING HWY |  |  |  |  | 0 GPM | 0.00 Feet | 0.000 " | 0.000 " | AW | 0.00 yr | 01/01/1800 |  |  |  | 0.00 Feet | VERTICAL BORE
5116274 | UNKNOWN |  | LAYT-W11A /Well |  | NJPG | 2 | NJPG-PG-LAYT.-W11A | P203 | INSV | INST | HUSSAARM | 2013-10-13 | 54 PENNSVILLE-AUBURN RD |  |  |  |  | 0 GPM | 0.00 Feet | 0.000 " | 0.000 " | AW | 0.00 yr | 01/01/1800 |  |  |  | 0.00 Feet | VERTICAL BORE
5116272 | UNKNOWN |  | LAYT-W04 /Well |  | NJPG | 2 | NJPG-PG-LAYT.-W04. | P203 | INSV | INST | HUSSAARM | 2013-10-13 | 63 PENNSVILLE-AUBURN RD |  |  |  |  | 0 GPM | 0.00 Feet | 0.000 " | 0.000 " | AW | 0.00 yr | 01/01/1800 |  |  |  | 0.00 Feet | VERTICAL BORE
5116270 | UNKNOWN |  | LAYT-W02 /Well |  | NJPG | 2 | NJPG-PG-LAYT.-W02. | P203 | INSV | INST | HUSSAARM | 2013-10-13 | 50 PENNSVILLE-AUBURN RD |  |  |  |  | 0 GPM | 0.00 Feet | 0.000 " | 0.000 " | AW | 0.00 yr | 01/01/1800 |  |  |  | 0.00 Feet | VERTICAL BORE
5116268 | UNKNOWN |  | VNCE-W2 /Well |  | NJBC | 2 | NJBC-VT-VNCE.-W2.. | P203 | INSV | INST | HUSSAARM | 2013-10-13 | 23 RETREAT RD |  |  |  |  | 0 GPM | 0.00 Feet | 0.000 " | 0.000 " | AW | 0.00 yr | 01/01/1800 |  |  |  | 0.00 Feet | VERTICAL BORE
5116266 | UNKNOWN |  | VNCE-W1 /Well |  | NJBC | 2 | NJBC-VT-VNCE.-W1.. | P203 | INSV | INST | HUSSAARM | 2013-10-13 | 23 RETREAT RD |  |  |  |  | 0 GPM | 0.00 Feet | 0.000 " | 0.000 " | AW | 0.00 yr | 01/01/1800 |  |  |  | 0.00 Feet | VERTICAL BORE
5116259 | UNKNOWN |  | WOOD-W7 /Well |  | NJBC | 2 | NJBC-MH-WOOD.-W7.. | P203 | INSV | INST | HUSSAARM | 2013-10-13 | 15 ORCHARD LN |  |  |  |  | 0 GPM | 0.00 Feet | 0.000 " | 0.000 " | AW | 0.00 yr | 01/01/1800 |  |  |  | 0.00 Feet | VERTICAL BORE
5116256 | UNKNOWN |  | WOOD-W5 /Well |  | NJBC | 2 | NJBC-MH-WOOD.-W5.. | P203 | INSV | INST | HUSSAARM | 2013-10-13 | 5 ORCHARD LN |  |  |  |  | 0 GPM | 0.00 Feet | 0.000 " | 0.000 " | AW | 0.00 yr | 01/01/1800 |  |  |  | 0.00 Feet | VERTICAL BORE
5116254 | UNKNOWN |  | GREEN-W6 /Well |  | NJBC | 2 | NJBC-MH-GREEN-W6.. | P203 | INSV | INST | HUSSAARM | 2013-10-13 | 51 GREEN STREET |  |  |  |  | 0 GPM | 0.00 Feet | 0.000 " | 0.000 " | AW | 0.00 yr | 01/01/1800 |  |  |  | 0.00 Feet | VERTICAL BORE
5116252 | UNKNOWN |  | GREEN-W4 /Well |  | NJBC | 2 | NJBC-MH-GREEN-W4.. | P203 | INSV | INST | HUSSAARM | 2013-10-13 | 105 GREEN STREET |  |  |  |  | 0 GPM | 0.00 Feet | 0.000 " | 0.000 " | AW | 0.00 yr | 01/01/1800 |  |  |  | 0.00 Feet | VERTICAL BORE
5116250 | UNKNOWN |  | GREEN-W3R /Well |  | NJBC | 2 | NJBC-MH-GREEN-W3R. | P203 | INSV | INST | HUSSAARM | 2013-10-13 | 76 GREEN STREET |  |  |  |  | 0 GPM | 0.00 Feet | 0.000 " | 0.000 " | AW | 0.00 yr | 01/01/1800 |  |  |  | 0.00 Feet | VERTICAL BORE
5116249 | UNKNOWN |  | MANS-W8 /Well |  | NJBC | 2 | NJBC-MF-MANS.-W8.. | P203 | INSV | INST | HUSSAARM | 2013-10-13 | 3165 RTE 206 |  |  |  |  | 0 GPM | 0.00 Feet | 0.000 " | 0.000 " | AW | 0.00 yr | 01/01/1800 |  |  |  | 151.00 Feet | VERTICAL BORE
5116247 | UNKNOWN |  | MANS-W7 /Well |  | NJBC | 2 | NJBC-MF-MANS.-W7.. | P203 | INSV | INST | HUSSAARM | 2013-10-13 | 3165 RTE 206 |  |  |  |  | 0 GPM | 0.00 Feet | 0.000 " | 0.000 " | AW | 0.00 yr | 01/01/1800 |  |  |  | 0.00 Feet | VERTICAL BORE
5116245 | UNKNOWN |  | MANS-W5 /Well |  | NJBC | 2 | NJBC-MF-MANS.-W5.. | P203 | INSV | INST | HUSSAARM | 2013-10-13 | 3165 RTE 206 |  |  |  |  | 0 GPM | 0.00 Feet | 0.000 " | 0.000 " | AW | 0.00 yr | 01/01/1800 |  |  |  | 0.00 Feet | VERTICAL BORE
5116243 | UNKNOWN |  | MANS-W4 /Well |  | NJBC | 2 | NJBC-MF-MANS.-W4.. | P203 | INSV | INST | HUSSAARM | 2013-10-13 | 3165 RTE 206 |  |  |  |  | 0 GPM | 0.00 Feet | 0.000 " | 0.000 " | AW | 0.00 yr | 01/01/1800 |  |  |  | 0.00 Feet | VERTICAL BORE
5116241 | UNKNOWN |  | MANS-W3 /Well |  | NJBC | 2 | NJBC-MF-MANS.-W3.. | P203 | INSV | INST | HUSSAARM | 2013-10-13 | 3165 RTE 206 |  |  |  |  | 0 GPM | 0.00 Feet | 0.000 " | 0.000 " | AW | 0.00 yr | 01/01/1800 |  |  |  | 0.00 Feet | VERTICAL BORE
5116239 | UNKNOWN |  | MANS-W2 /Well |  | NJBC | 2 | NJBC-MF-MANS.-W2.. | P203 | INSV | INST | HUSSAARM | 2013-10-13 | 3165 RTE 206 |  |  |  |  | 0 GPM | 0.00 Feet | 0.000 " | 0.000 " | AW | 0.00 yr | 01/01/1800 |  |  |  | 0.00 Feet | VERTICAL BORE
5116237 | UNKNOWN |  | MANS-W1 /Well |  | NJBC | 2 | NJBC-MF-MANS.-W1.. | P203 | INSV | INST | HUSSAARM | 2013-10-13 | 3165 RTE 206 |  |  |  |  | 0 GPM | 0.00 Feet | 0.000 " | 0.000 " | AW | 0.00 yr | 01/01/1800 |  |  |  | 0.00 Feet | VERTICAL BORE
5116235 | UNKNOWN |  | HOME-W2 /Well |  | NJBC | 2 | NJBC-HS-HOME.-W2.. | P203 | INSV | INST | HUSSAARM | 2013-10-13 | 59 LAKE VIEW TER |  |  |  |  | 0 GPM | 0.00 Feet | 0.000 " | 0.000 " | AW | 0.00 yr | 01/01/1800 |  |  |  | 0.00 Feet | VERTICAL BORE
5116234 | UNKNOWN |  | HOME-W1 /Well |  | NJBC | 2 | NJBC-HS-HOME.-W1.. | P203 | INSV | INST | HUSSAARM | 2013-10-13 | JACK HEDDING ROAD |  |  |  |  | 0 GPM | 0.00 Feet | 0.000 " | 0.000 " | AW | 0.00 yr | 01/01/1800 |  |  |  | 0.00 Feet | VERTICAL BORE
5116228 | UNKNOWN |  | PURE-W05 /Well |  | NJLO | 2 | NJLO-Z1-PURE.-W05. | P203 | OOS | INAC INST | HUSSAARM | 2013-10-13 | EAGLE CT |  |  |  |  | 0 GPM | 0.00 Feet | 0.000 " | 0.000 " | AW | 0.00 yr | 01/01/1800 |  |  |  | 0.00 Feet | VERTICAL BORE
5116226 | UNKNOWN |  | BIRCH-WUO /Well |  | NJLO | 2 | NJLO-Z1-BIRCH-WUO. | P203 | INSV | INST | HUSSAARM | 2013-10-13 | 322 BIRCH CREEK RD |  |  |  |  | 0 GPM | 0.00 Feet | 0.000 " | 0.000 " | AW | 0.00 yr | 01/01/1800 |  |  |  | 0.00 Feet | VERTICAL BORE
5116224 | UNKNOWN |  | BIRCH-WMO /Well |  | NJLO | 2 | NJLO-Z1-BIRCH-WMO. | P203 | INSV | INST | HUSSAARM | 2013-10-13 | 322 BIRCH CREEK RD |  |  |  |  | 0 GPM | 0.00 Feet | 0.000 " | 0.000 " | AW | 0.00 yr | 01/01/1800 |  |  |  | 0.00 Feet | VERTICAL BORE
5106845 | UNKNOWN |  | POMONA-ALB-W26 /Well |  | NJBC | 2 | NJBC-BU-POMON-ALB.-W26. | P203 | INSV | INST | HUSSAARM | 2013-10-13 | 2712 NEW ALBANY RD |  |  |  |  | 800 GPM | 90.00 Feet | 0.000 " | 0.000 " | AW | 0.00 yr | 01/01/1800 | 3100069581 |  |  | 35.00 Feet | VERTICAL BORE
5106844 | UNKNOWN |  | POMONA-ALB-W14 /Well |  | NJBC | 2 | NJBC-BU-POMON-ALB.-W14. | P203 | INSV | INST | HUSSAARM | 2013-10-13 | 2712 NEW ALBANY RD |  |  |  |  | 1,000 GPM | 140.00 Feet | 0.000 " | 0.000 " | AW | 0.00 yr | 01/01/1800 | 310009580 |  |  | 42.00 Feet | VERTICAL BORE
5106842 | UNKNOWN |  | BROWNING-W65 /Well |  | NJBC | 2 | NJBC-CM-BROWN-W65. | P203 | INSV | INST | HUSSAARM | 2013-10-13 | BROWINING LANE |  |  |  |  | 700 GPM | 305.00 Feet | 0.000 " | 0.000 " | AW | 0.00 yr | 01/01/1800 | 3100038319 |  |  | 155.00 Feet | VERTICAL BORE
5106841 | UNKNOWN |  | BROWNING-W46 /Well |  | NJBC | 2 | NJBC-CM-BROWN-W46. | P203 | INSV | INST | HUSSAARM | 2013-10-13 | BROWINING LANE |  |  |  |  | 1,400 GPM | 285.00 Feet | 0.000 " | 0.000 " | AW | 0.00 yr | 01/01/1800 | 3100007019 |  |  | 145.00 Feet | VERTICAL BORE
5106840 | UNKNOWN |  | BROWNING-W45 /Well |  | NJBC | 2 | NJBC-CM-BROWN-W45. | P203 | INSV | INST | HUSSAARM | 2013-10-13 | BROWINING LANE |  |  |  |  | 1,120 GPM | 280.00 Feet | 0.000 " | 0.000 " | AW | 0.00 yr | 01/01/1800 | 3100007020 |  |  | 160.00 Feet | VERTICAL BORE
5106839 | UNKNOWN |  | BROWNING-W44 /Well |  | NJBC | 2 | NJBC-CM-BROWN-W44. | P203 | INSV | INST | HUSSAARM | 2013-10-13 | BROWINING LANE |  |  |  |  | 1,400 GPM | 288.00 Feet | 0.000 " | 0.000 " | AW | 0.00 yr | 01/01/1800 | 3100007021 |  |  | 206.00 Feet | VERTICAL BORE
5106838 | UNKNOWN |  | OLDORCHARD-W58 /Well |  | NJBC | 2 | NJBC-CM-OLDOR-W58. | P203 | INSV | INST | HUSSAARM | 2013-10-13 | 47 BRANDYWINE DR |  |  |  |  | 800 GPM | 271.00 Feet |  |  | AW |  | 01/01/1800 | 3100030468 |  |  | 140.00 Feet | VERTICAL BORE
5106837 | UNKNOWN |  | OLDORCHARD-W38 /Well |  | NJBC | 2 | NJBC-CM-OLDOR-W38. | P203 | INSV | INST | HUSSAARM | 2013-10-13 | 2070 RT 70 |  |  |  |  | 1,500 GPM | 281.00 Feet | 0.000 " | 0.000 " | AW | 0.00 yr | 01/01/1800 | 3100005218 |  |  | 129.00 Feet | VERTICAL BORE
5106836 | UNKNOWN |  | OLDORCHARD-W69 /Well |  | NJBC | 2 | NJBC-CM-OLDOR-W69. | P203 | INSV | INST | HUSSAARM | 2013-10-13 | ROUTE 70 EAST AT OLD ORCHARD ROAD |  |  |  |  | 1,500 GPM | 235.00 Feet | 0.000 " | 0.000 " | AW | 0.00 yr | 01/01/1800 | 3100076829 |  |  | 146.00 Feet | VERTICAL BORE
5106835 | UNKNOWN |  | OLDORCHARD-W68 /Well |  | NJBC | 2 | NJBC-CM-OLDOR-W68. | P203 | INSV | INST | HUSSAARM | 2013-10-13 | ROUTE 70 EAST AT OLD ORCHARD ROAD |  |  |  |  | 700 GPM | 278.00 Feet | 0.000 " | 0.000 " | AW | 0.00 yr | 01/01/1800 | 3100075785 |  |  | 146.00 Feet | VERTICAL BORE
5106834 | UNKNOWN |  | MURRAY-W66 /Well |  | NJBC | 2 | NJBC-CM-MURRA-WL66 | P203 | INSV | INST | HUSSAARM | 2013-10-13 | 802 MURRAY AVE |  |  |  |  | 1,200 GPM | 221.00 Feet | 0.000 " | 0.000 " | AW | 0.00 yr | 01/01/1800 | 3100040911 |  |  | 89.00 Feet | VERTICAL BORE
5106833 | UNKNOWN |  | KINGSTON-W62 /Well |  | NJBC | 2 | NJBC-CM-KINGS-W62. | P203 | INSV | INST | HUSSAARM | 2013-10-13 | 512 HOWARD RD |  |  |  |  | 800 GPM | 181.00 Feet | 0.000 " | 0.000 " | AW | 0.00 yr | 01/01/1800 | 3100031110 |  |  | 122.00 Feet | VERTICAL BORE
5106832 | UNKNOWN |  | KINGSTON-W59 /Well |  | NJBC | 2 | NJBC-CM-KINGS-W59. | P203 | INSV | INST | HUSSAARM | 2013-10-13 | 514 HOWARD RD |  |  |  |  | 900 GPM | 201.00 Feet | 0.000 " | 0.000 " | AW | 0.00 yr | 01/01/1800 | 3100031111 |  |  | 118.00 Feet | VERTICAL BORE
5106830 | UNKNOWN |  | KINGSTON-W25 /Well |  | NJBC | 2 | NJBC-CM-KINGS-W25. | P203 | INSV | INST | HUSSAARM | 2013-10-13 | 85 RANOLDO TER |  |  |  |  | 1,050 GPM | 221.00 Feet | 0.000 " | 0.000 " | AW | 0.00 yr | 01/01/1800 | 5100000007 |  |  | 121.00 Feet | VERTICAL BORE
5106829 | UNKNOWN |  | ELLISBERG-W23 /Well |  | NJBC | 2 | NJBC-CM-ELLIS-W23. | P203 | INSV | INST | HUSSAARM | 2013-10-13 | 135 PARK DR |  |  |  |  | 1,200 GPM | 175.00 Feet | 0.000 " | 0.000 " | AW | 0.00 yr | 01/01/1800 | 3100004098 |  |  | 113.00 Feet | VERTICAL BORE
5106828 | UNKNOWN |  | ELLISBERG-W16 /Well |  | NJBC | 2 | NJBC-CM-ELLIS-W16. | P203 | INSV | INST | HUSSAARM | 2013-10-13 | 115 PARK DR |  |  |  |  | 0 GPM | 0.00 Feet | 0.000 " | 0.000 " | AW | 0.00 yr | 01/01/1800 |  |  |  | 0.00 Feet | VERTICAL BORE
5106826 | UNKNOWN |  | ELLISBERG-W13 /Well |  | NJBC | 2 | NJBC-CM-ELLIS-W13. | P203 | INSV | INST | HUSSAARM | 2013-10-13 | 105 PARK DR |  |  |  |  | 1,000 GPM | 161.00 Feet | 0.000 " | 0.000 " | AW | 0.00 yr | 01/01/1800 | 3100000684 |  |  | 130.00 Feet | VERTICAL BORE
5106825 | UNKNOWN |  | COLUMBIALK-W31 /Well |  | NJBC | 2 | NJBC-CM-COLUM-W31. | P203 | INSV | INST | HUSSAARM | 2013-10-13 | 21 POPLAR CT |  |  |  |  | 1,050 GPM | 201.00 Feet | 0.000 " | 0.000 " | AW | 0.00 yr | 01/01/1800 | 3100005033 |  |  | 78.00 Feet | VERTICAL BORE
5106824 | UNKNOWN |  | COLUMBIALK-W24 /Well |  | NJBC | 2 | NJBC-CM-COLUM-W24. | P203 | INSV | INST | HUSSAARM | 2013-10-13 | 1 LANDOVER LN |  |  |  |  | 0 GPM | 0.00 Feet | 0.000 " | 0.000 " | AW | 0.00 yr | 01/01/1800 |  |  |  | 0.00 Feet | VERTICAL BORE
5106823 | UNKNOWN |  | COLUMBIALK-W22 /Well |  | NJBC | 2 | NJBC-CM-COLUM-W22. | P203 | INSV | INST | HUSSAARM | 2013-10-13 | 330 OAK AVE |  |  |  |  | 1,050 GPM | 161.00 Feet | 0.000 " | 0.000 " | AW | 0.00 yr | 01/01/1800 | 3100004051 |  |  | 0.00 Feet | VERTICAL BORE
5106822 | UNKNOWN |  | CAMDEN-W50 /Well |  | NJBC | 2 | NJBC-CM-CASTA-WL50 | P203 | INSV | INST | HUSSAARM | 2013-10-13 | 922 REEVES AVE |  |  |  |  | 700 GPM | 111.00 Feet | 0.000 " | 0.000 " | AW | 0.00 yr | 01/01/1800 | 3100003456 |  |  | 0.00 Feet | VERTICAL BORE
5106821 | UNKNOWN |  | CAMDEN-W54 /Well |  | NJBC | 2 | NJBC-CM-CASTA-WL54 | P203 | INSV | INST | HUSSAARM | 2013-10-13 | 812 N 34TH ST |  |  |  |  | 1,000 GPM | 141.00 Feet | 0.000 " | 0.000 " | AW | 0.00 yr | 01/01/1800 | 3100018944 |  |  | 44.00 Feet | VERTICAL BORE
5106820 | UNKNOWN |  | CAMDEN-W53 /Well |  | NJBC | 2 | NJBC-CM-CASTA-WL53 | P203 | INSV | INST | HUSSAARM | 2013-10-13 | 800 BERGEN AVE |  |  |  |  | 1,000 GPM | 141.00 Feet | 0.000 " | 0.000 " | AW | 0.00 yr | 01/01/1800 | 3100018947 |  |  | 0.00 Feet | VERTICAL BORE
5106819 | UNKNOWN |  | CAMDEN-W51 /Well |  | NJBC | 2 | NJBC-CM-CASTA-WL51 | P203 | INSV | INST | HUSSAARM | 2013-10-13 | 807 LOIS AVE |  |  |  |  | 1,300 GPM | 111.00 Feet | 0.000 " | 0.000 " | AW | 0.00 yr | 01/01/1800 | 3100004780 |  |  | 29.00 Feet | VERTICAL BORE
5106818 | UNKNOWN |  | CAMDEN-W55 /Well |  | NJBC | 2 | NJBC-CM-CASTA-WL55 | P203 | INSV | INST | HUSSAARM | 2013-10-13 | 786 N 30TH ST |  |  |  |  | 1,050 GPM | 111.00 Feet | 0.000 " | 0.000 " | AW | 0.00 yr | 01/01/1800 | 3100020270 |  |  | 38.00 Feet | VERTICAL BORE
5106817 | UNKNOWN |  | ELMTREE-W26 /Well |  | NJBC | 2 | NJBC-CM-ELMTR-W26. | P203 | INSV | INST | HUSSAARM | 2013-10-13 | 16 THOMAS RD |  |  |  |  | 400 GPM | 191.00 Feet | 0.000 " | 0.000 " | AW | 0.00 yr | 01/01/1800 | 5100000010 |  |  | 142.00 Feet | VERTICAL BORE
5106846 | UNKNOWN |  | POMONA-W12 /Well |  | NJBC | 2 | NJBC-BU-POMON-W12. | P203 | INSV | INST | HUSSAARM | 2013-10-13 | 915 POMONA RD |  |  |  |  | 700 GPM | 140.00 Feet | 0.000 " | 0.000 " | AW | 0.00 yr | 01/01/1800 | 3100004276 |  |  | 84.00 Feet | VERTICAL BORE
5106877 | UNKNOWN |  | LAURELSP-W10 /Well |  | NJBC | 2 | NJBC-CM-LAURE-W10. | P203 | INSV | INST | HUSSAARM | 2013-10-13 | 819 GRAND AVENUE |  |  |  |  | 350 GPM | 80.00 Feet | 0.000 " | 0.000 " | AW | 0.00 yr | 01/01/1800 | 51000000014 |  |  | 25.00 Feet | VERTICAL BORE
5106875 | UNKNOWN |  | LAURELSP-W8 /Well |  | NJBC | 2 | NJBC-CM-LAURE-W8.. | P203 | INSV | INST | HUSSAARM | 2013-10-13 | 820 GRAND AVENUE |  |  |  |  | 320 GPM | 81.00 Feet | 0.000 " | 0.000 " | AW | 0.00 yr | 01/01/1800 | 5100000013 |  |  | 25.00 Feet | VERTICAL BORE
5106874 | UNKNOWN |  | LAURELSP-W4 /Well |  | NJBC | 2 | NJBC-CM-LAURE-W4.. | P203 | INSV | INST | HUSSAARM | 2013-10-13 | 325 TRENTON AVE |  |  |  |  | 300 GPM | 91.00 Feet | 0.000 " | 0.000 " | AW | 0.00 yr | 01/01/1800 | 5100000012 |  |  | 25.00 Feet | VERTICAL BORE
5106872 | UNKNOWN |  | LAURELSP-W1 /Well |  | NJBC | 2 | NJBC-CM-LAURE-W1.. | P203 | INSV | INST | HUSSAARM | 2013-10-13 | 820 E ATLANTIC AVE |  |  |  |  | 320 GPM | 81.00 Feet | 0.000 " | 0.000 " | AW | 0.00 yr | 01/01/1800 | 510000001 |  |  | 25.00 Feet | VERTICAL BORE
5106871 | UNKNOWN |  | EGBERT-W35 /Well |  | NJBC | 2 | NJBC-CM-EGBER-W35. | P203 | INSV | INST | HUSSAARM | 2013-10-13 | 1328 SYLVAN AVE |  |  |  |  | 700 GPM | 161.00 Feet | 0.000 " | 0.000 " | AW | 0.00 yr | 01/01/1800 | 3100005054 |  |  | 71.00 Feet | VERTICAL BORE
5106870 | UNKNOWN |  | EGBERT-W18 /Well |  | NJBC | 2 | NJBC-CM-EGBER-W18. | P203 | INSV | INST | HUSSAARM | 2013-10-13 | 1328 SYLVAN AVE |  |  |  |  | 700 GPM | 131.00 Feet | 0.000 " | 0.000 " | AW | 0.00 yr | 01/01/1800 | 3100003308 |  |  | 62.00 Feet | VERTICAL BORE
5106869 | UNKNOWN |  | HADDONHTS-W63 /Well |  | NJBC | 2 | NJBC-CM-HAHTS-WL63 | P203 | INSV | INST | HUSSAARM | 2013-10-13 | 120 TRENTON AVE |  |  |  |  | 1,040 GPM | 203.00 Feet | 0.000 " | 0.000 " | AW | 0.00 yr | 01/01/1800 | 3100040970 |  |  | 108.00 Feet | VERTICAL BORE
5106868 | UNKNOWN |  | HADDONHTS-W67 /Well |  | NJBC | 2 | NJBC-CM-HAHTS-WL67 | P203 | INSV | INST | HUSSAARM | 2013-10-13 | 614 W. ATLANTIC AVE |  |  |  |  | 0 GPM | 195.00 Feet | 0.000 " | 0.000 " | AW | 0.00 yr | 01/01/1800 | 3100076224 |  |  | 0.00 Feet | VERTICAL BORE
5106867 | UNKNOWN |  | HADDONHTS-W15 /Well |  | NJBC | 2 | NJBC-CM-HAHTS-WL15 | P203 | INSV | INST | HUSSAARM | 2013-10-13 | 614 W. ATLANTIC AVE |  |  |  |  | 800 GPM | 201.00 Feet | 0.000 " | 0.000 " | AW | 0.00 yr | 01/01/1800 | 3100002434 |  |  | 109.00 Feet | VERTICAL BORE
5106866 | UNKNOWN |  | HADDONHTS-W20 /Well |  | NJBC | 2 | NJBC-CM-HAHTS-WL20 | P203 | INSV | INST | HUSSAARM | 2013-10-13 | 110 ALBANY AVE |  |  |  |  | 700 GPM | 201.00 Feet | 0.000 " | 0.000 " | AW | 0.00 yr | 01/01/1800 | 3100003375 |  |  | 109.00 Feet | VERTICAL BORE
5106865 | UNKNOWN |  | OTTERBROOK-W39 /Well |  | NJBC | 2 | NJBC-CM-OTTER-W39. | P203 | INSV | INST | HUSSAARM | 2013-10-13 | 77 JUNE DR |  |  |  |  | 1,400 GPM | 221.00 Feet | 0.000 " | 0.000 " | AW | 0.00 yr | 01/01/1800 | 3100005226 |  |  | 115.00 Feet | VERTICAL BORE
5106864 | UNKNOWN |  | OTTERBROOK-W34 /Well |  | NJBC | 2 | NJBC-CM-OTTER-W34. | P203 | INSV | INST | HUSSAARM | 2013-10-13 | 413 N OTTER BRANCH DR |  |  |  |  | 1,050 GPM | 222.00 Feet | 0.000 " | 0.000 " | AW | 0.00 yr | 01/01/1800 | 3100005041 |  |  | 124.00 Feet | VERTICAL BORE
5106863 | UNKNOWN |  | OTTERBROOK-W29 /Well |  | NJBC | 2 | NJBC-CM-OTTER-W29. | P203 | INSV | INST | HUSSAARM | 2013-10-13 | 79 JUNE DR |  |  |  |  | 1,050 GPM | 201.00 Feet | 0.000 " | 0.000 " | AW | 0.00 yr | 01/01/1800 | 3100004756 |  |  | 106.00 Feet | VERTICAL BORE
5106862 | UNKNOWN |  | GIBBSSTA-W57 /Well |  | NJBC | 2 | NJBC-CM-GBSTA-WL57 | P203 | INSV | INST | HUSSAARM | 2013-10-13 | 1 LINDEN AVE |  |  |  |  | 300 GPM | 191.00 Feet | 0.000 " | 0.000 " | AW | 0.00 yr | 01/01/1800 | 3100029319 |  |  | 85.00 Feet | VERTICAL BORE
5106860 | UNKNOWN |  | GIBBSSTA-W56 /Well |  | NJBC | 2 | NJBC-CM-GBSTA-WL56 | P203 | INSV | INST | HUSSAARM | 2013-10-13 | 1 LINDEN AVE |  |  |  |  | 300 GPM | 191.00 Feet | 0.000 " | 0.000 " | AW | 0.00 yr | 01/01/1800 | 31000029320 |  |  | 65.00 Feet | VERTICAL BORE
5106859 | UNKNOWN |  | GIBBSSTA-W43 /Well |  | NJBC | 2 | NJBC-CM-GBSTA-WL43 | P203 | INSV | INST | HUSSAARM | 2013-10-13 | 1 LINDEN AVE |  |  |  |  | 1,400 GPM | 245.00 Feet | 0.000 " | 0.000 " | AW | 0.00 yr | 01/01/1800 | 3100005951 |  |  | 125.00 Feet | VERTICAL BORE
5106858 | UNKNOWN |  | GIBBSSTA-W42 /Well |  | NJBC | 2 | NJBC-CM-GBSTA-WL42 | P203 | INSV | INST | HUSSAARM | 2013-10-13 | 1 LINDEN AVE |  |  |  |  | 1,400 GPM | 231.00 Feet | 0.000 " | 0.000 " | AW | 0.00 yr | 01/01/1800 | 3100005950 |  |  | 145.00 Feet | VERTICAL BORE
5106856 | UNKNOWN |  | GIBBSSTA-W41 /Well |  | NJBC | 2 | NJBC-CM-GBSTA-WL41 | P203 | INSV | INST | HUSSAARM | 2013-10-13 | 1 LINDEN AVE |  |  |  |  | 1,400 GPM | 342.00 Feet | 0.000 " | 0.000 " | AW | 0.00 yr | 01/01/1800 | 3100005949 |  |  | 164.00 Feet | VERTICAL BORE
5106855 | UNKNOWN |  | COOPER-W32 /Well |  | NJBC | 2 | NJBC-BU-COOPE-W32. | P203 | INSV | INST | HUSSAARM | 2013-10-13 | 100 HENDRICKSON AVE |  |  |  |  | 700 GPM | 80.00 Feet | 0.000 " | 0.000 " | AW | 0.00 yr | 01/01/1800 | 2700005315 |  |  | 44.00 Feet | VERTICAL BORE
5106854 | UNKNOWN |  | COOPER-IVY-W22 /Well |  | NJBC | 2 | NJBC-BU-COOPE-IVY.-W22. | P203 | INSV | INST | HUSSAARM | 2013-10-13 | 213 IVY RD |  |  |  |  | 600 GPM | 90.00 Feet | 0.000 " | 0.000 " | AW | 0.00 yr | 01/01/1800 | 2700004050 |  |  | 33.00 Feet | VERTICAL BORE
5106853 | UNKNOWN | FAIRVIEW | LEONAVE-W30 /Well |  | NJBC | 2 | NJBC-BU-LEONA-W30. | P203 | INSV | INST | HUSSAARM | 2013-10-13 | 525 LEON AVE |  |  |  |  | 700 GPM | 72.00 Feet | 0.000 " | 0.000 " | AW | 0.00 yr | 01/01/1800 | 2700003080 |  |  | 0.00 Feet | VERTICAL BORE
5106852 | UNKNOWN |  | HIGHLAND-W27 /Well |  | NJBC | 2 | NJBC-BU-HIGHL-W27. | P203 | INSV | INST | HUSSAARM | 2013-10-13 | 1007 HIGHLAND AVE |  |  |  |  | 1,000 GPM | 120.00 Feet | 0.000 " | 0.000 " | AW | 0.00 yr | 01/01/1800 | 3100004864 |  |  | 74.00 Feet | VERTICAL BORE
5106851 | UNKNOWN |  | HIGHLAND-W13 /Well |  | NJBC | 2 | NJBC-BU-HIGHL-W13. | P203 | INSV | INST | HUSSAARM | 2013-10-13 | 1102 MORGAN AVE |  |  |  |  | 700 GPM | 140.00 Feet | 0.000 " | 0.000 " | AW | 0.00 yr | 01/01/1800 | 3100070695 |  |  | 79.00 Feet | VERTICAL BORE
5106850 | UNKNOWN |  | STEPHENS-W31 /Well |  | NJBC | 2 | NJBC-BU-STEPH-W31. | P203 | INSV | INST | HUSSAARM | 2013-10-13 | 210 STEPHEN DR |  |  |  |  | 1,000 GPM | 120.00 Feet | 0.000 " | 0.000 " | AW | 0.00 yr | 01/01/1800 | 3100005437 |  |  | 0.00 Feet | VERTICAL BORE
5106849 | UNKNOWN |  | STEPHENS-W28 /Well |  | NJBC | 2 | NJBC-BU-STEPH-W28. | P203 | INSV | INST | HUSSAARM | 2013-10-13 | 208 STEPHEN DR |  |  |  |  | 1,000 GPM | 100.00 Feet | 0.000 " | 0.000 " | AW | 0.00 yr | 01/01/1800 | 3100005321 |  |  | 30.00 Feet | VERTICAL BORE
5106848 | UNKNOWN |  | POMONA-W10 /Well |  | NJBC | 2 | NJBC-BU-POMON-W10. | P203 | INSV | INST | HUSSAARM | 2013-10-13 | 915 POMONA RD |  |  |  |  | 700 GPM | 175.00 Feet | 0.000 " | 0.000 " | AW | 0.00 yr | 01/01/1800 | 3100069582 |  |  | 92.00 Feet | VERTICAL BORE
5199137 | UNKNOWN |  | CENTRE (HADDFLD)-WL05 /WELL |  | NJBC | 2 | NJBC-CM-CENT.-WL05 | P203 | INSV | INST | LOD_EAM_01 | 2015-05-28 | 555 CENTRE STREET |  |  |  |  | 0 GPM | 0.00 Feet | 0.000 " | 0.000 " | AW | 0.00 yr | 01/01/1900 |  |  |  | 0.00 Feet | XX
5199138 | UNKNOWN |  | CENTRE (HADDFLD)-WL07 /WELL |  | NJBC | 2 | NJBC-CM-CENT.-WL07 | P203 | INSV | INST | LOD_EAM_01 | 2015-05-28 | 555 CENTRE STREET |  |  |  |  | 0 GPM | 0.00 Feet | 0.000 " | 0.000 " | AW | 0.00 yr | 01/01/1900 |  |  |  | 0.00 Feet | XX
5199139 | UNKNOWN |  | CENTRE (HADDFLD)-WL1B /WELL |  | NJBC | 2 | NJBC-CM-CENT.-WL1B | P203 | INSV | INST | LOD_EAM_01 | 2015-05-28 | 555 CENTRE STREET |  |  |  |  | 0 GPM | 0.00 Feet | 0.000 " | 0.000 " | AW | 0.00 yr | 01/01/1900 |  |  |  | 0.00 Feet | XX

## Uninterupted Power Supply
Equipment |  | Inventory no. | Description | Full Name | AuthorizGroup | EquipCategory | Functional Loc. | Planning plant | User status | System status | Created by | Created on | Street | Size/dimens. | ManufSerialNo. | ManufPartNo. | Install. date | Amp Rating | Owned By | Special Mtn Note | Special Mtn Note Det | UPS Type | Volt Rating
5167121 | UNKNOWN |  | GLOUCESTERBS GLBS SCADA/UPS |  | NJBC | E | NJBC-GL-GLBST | P203 | INSV | INST | HUSSAARM | 2013-10-13 | 491 HARRISON AVE | [5 empty] | AW |  |  | UPS*
5167122 | UNKNOWN |  | HARRHEIC HSIC SCADA/UPS |  | NJBC | E | NJBC-GL-HARRH | P203 | INSV | INST | HUSSAARM | 2013-10-13 | 121 HELIG RD | [5 empty] | AW |  |  | UPS*
5167123 | UNKNOWN |  | HIGHPO HIPT SCADA/UPS |  | NJHR | E | NJHR-Z1-HIGHP | P203 | INSV | INST | HUSSAARM | 2013-10-13 | 230 STRAWBRIDGE LN | [5 empty] | AW |  |  | UPS*
5167124 | UNKNOWN |  | NATIONPKIC NPIC SCADA/UPS |  | NJBC | E | NJBC-GL-NATIO | P203 | INSV | INST | HUSSAARM | 2013-10-13 | 7 S GROVE AVE | [5 empty] | AW |  |  | UPS*
5167125 | UNKNOWN |  | BROA BRST SCADA/UPS |  | NJPG | E | NJPG-PG-BROA. | P203 | INSV | INST | HUSSAARM | 2013-10-13 | 163 N BROAD ST | [5 empty] | AW |  |  | UPS*
5167126 | UNKNOWN |  | PEDR PEDR SCADA/UPS |  | NJPG | E | NJPG-PG-PEDR. | P203 | INSV | INST | HUSSAARM | 2013-10-13 | 17 CAROLINA RD | [5 empty] | AW |  |  | UPS*
5167127 | UNKNOWN |  | REPA RPPO SCADA/UPS |  | NJBP | E | NJBP-Z1-REPA. | P203 | INSV | INST | HUSSAARM | 2013-10-13 | 560 ASBURY STATION RD | [5 empty] | AW |  |  | UPS*
5167128 | UNKNOWN |  | ROWANLRIC RWIC SCADA/UPS |  | NJBC | E | NJBC-GL-ROLIC | P203 | INSV | INST | HUSSAARM | 2013-10-13 | 701 LAMBS RD |  |  |  |  | 0.00 A | AW |  |  | UPS*
5167129 | UNKNOWN |  | ROWANTNK RWTK SCADA/UPS |  | NJBC | E | NJBC-GL-ROTNK | P203 | INSV | INST | HUSSAARM | 2013-10-13 | ZEE RD / RTE 322 | [5 empty] | AW |  |  | UPS*
5167130 | UNKNOWN |  | TURN TPTK SCADA/UPS |  | NJPG | E | NJPG-PG-TURN. | P203 | INSV | INST | HUSSAARM | 2013-10-13 | 792 HARDING HWY |  |  |  |  | 0.00 A | AW |  |  | UPS*
5167131 | UNKNOWN |  | WALN WLNT SCADA/UPS |  | NJHR | E | NJHR-Z1-WALN. | P203 | INSV | INST | HUSSAARM | 2013-10-13 | 102 BRIDGETON PIKE | [5 empty] | AW |  |  | UPS*
5167132 | UNKNOWN |  | WOOD WOOD SCADA/UPS |  | NJHR | E | NJHR-Z1-WOOD. | P203 | INSV | INST | HUSSAARM | 2013-10-13 | 260 Woodland Ave | [5 empty] | AW |  |  | UPS*
5170928 | UNKNOWN |  | ASHLAND ASH SCADA/UPS |  | NJBC | E | NJBC-CM-ASHLA | P203 | INSV | INST | HUSSAARM | 2013-10-13 | 107 ATLANTIC AVE | [5 empty] | AW |  |  | UPS*
5170929 | UNKNOWN |  | STATION BBST SCADA/UPS |  | NJBC | E | NJBC-CM-STATI | P203 | INSV | INST | HUSSAARM | 2013-10-13 | 2 STATION AVE | [5 empty] | AW |  |  | UPS*
5170930 | UNKNOWN |  | BERLINCOIC BRIC SCADA/UPS |  | NJBC | E | NJBC-CM-BERLI | P203 | INSV | INST | HUSSAARM | 2013-10-13 | 74 COOPER RD | [5 empty] | AW |  |  | UPS*
5170931 | UNKNOWN |  | BLUEA SCADA/UPS |  | NJBC | E | NJBC-CM-BLUEA | P203 | INSV | INST | HUSSAARM | 2013-10-13 | BLUE ANCHOR RD / RTE 73 | [5 empty] | AW |  |  | UPS*
5170932 | UNKNOWN |  | CHEWSLNDBS CHEW SCADA/UPS |  | NJBC | E | NJBC-CM-CHEWS | P203 | INSV | INST | HUSSAARM | 2013-10-13 | 1543 CHEWS LANDING RD | [5 empty] | AW |  |  | UPS*
5170933 | UNKNOWN |  | COOPER COOP SCADA/UPS |  | NJBC | E | NJBC-BU-COOPE | P203 | INSV | INST | HUSSAARM | 2013-10-13 | 100 HENDRICKSON AVE | [5 empty] | AW |  |  | UPS*
5170934 | UNKNOWN |  | MEDFORDIC MFIC SCADA/UPS |  | NJBC | E | NJBC-BU-MEDFO | P203 | INSV | INST | HUSSAARM | 2013-10-13 | 333 MEDFORD-MT HOLLY ROAD | [5 empty] | AW |  |  | UPS*
5170935 | UNKNOWN |  | PINEHILLCRIC PINE SCADA/UPS |  | NJBC | E | NJBC-CM-PINEH | P203 | INSV | INST | HUSSAARM | 2013-10-13 | [6 empty] | AW |  |  | UPS*
5170936 | UNKNOWN |  | VOORHEES VOOR SCADA/UPS |  | NJBC | E | NJBC-CM-VOORH | P203 | INSV | INST | HUSSAARM | 2013-10-13 | 13 GOLF VIEW DR |  |  |  |  | 0.00 A | AW |  |  | UPS*
5170937 | UNKNOWN |  | VOORHEES VORC SCADA/UPS |  | NJBC | E | NJBC-CM-VOORH | P203 | INSV | INST | HUSSAARM | 2013-10-13 | 13 GOLF VIEW DR | [5 empty] | AW |  |  | UPS*
5170938 | UNKNOWN |  | WINSLOWBS WNIC SCADA/UPS |  | NJBC | E | NJBC-CM-WIBST | P203 | INSV | INST | HUSSAARM | 2013-10-13 | 80 COOPER RD | [5 empty] | AW |  |  | UPS*
5170939 | UNKNOWN |  | WINSLOWIC WNMV SCADA/UPS |  | NJBC | E | NJBC-CM-WIHIC | P203 | INSV | INST | HUSSAARM | 2013-10-13 | 210 HEARTHSTONE DR | [5 empty] | AW |  |  | UPS*
5167120 | UNKNOWN |  | GATE GTWY SCADA/UPS |  | NJPG | E | NJPG-PG-GATE. | P203 | INSV | INST | HUSSAARM | 2013-10-13 | 135 STRAUGHNS MILL RD | [5 empty] | AW |  |  | UPS*
5101592 | APC | NJHH-7-EUPS-12 | DRWTP-TRMT O3 MASTER CNTRLPNL /UPS |  | NJBC | E | NJBC-BU-DRWTP-TRMT | P203 | INSV | INST | HUSSAARM | 2013-10-13 | 213 CARRIAGE LANE |  |  |  |  | 0.00 A | AW |  |  | UPS* | 480
5139658 | UNKNOWN | NJHH-7-EUPS-10 | DRWTP DATA CONC ADMIN RTU RM /UPS |  | NJBC | E | NJBC-BU-DRWTP | P203 | INSV | INST | HUSSAARM | 2013-10-13 | 213 CARRIAGE LANE |  |  |  |  | 0.00 A | AW |  |  | UPS* | 480
5139662 | UNKNOWN | NJHH-7-EUPS-11 | DRWTP RESID CNTRL RTU RM 230 /UPS |  | NJBC | E | NJBC-BU-DRWTP-RSHS | P203 | INSV | INST | HUSSAARM | 2013-10-13 | 213 CARRIAGE LANE |  | 142892 |  |  | 0.00 A | AW |  |  | UPS* | 480
5163998 | UNKNOWN |  | DRWTP Cellular DC SCADA/UPS |  | NJBC | E | NJBC-BU-DRWTP | P203 | INSV | INST | HUSSAARM | 2013-10-13 | 213 CARRIAGE LANE |  |  |  |  | 0.00 A | AW |  |  | UPS*
5163999 | UNKNOWN |  | DRWTP Groundwater DC SCADA/UPS |  | NJBC | E | NJBC-BU-DRWTP | P203 | INSV | INST | HUSSAARM | 2013-10-13 | 213 CARRIAGE LANE |  |  |  |  | 0.00 A | AW |  |  | UPS*
5167100 | UNKNOWN |  | DRWTP Radio DC SCADA/UPS |  | NJBC | E | NJBC-BU-DRWTP | P203 | INSV | INST | HUSSAARM | 2013-10-13 | 213 CARRIAGE LANE |  |  |  |  | 0.00 A | AW |  |  | UPS*
5167101 | UNKNOWN |  | DRWTP DC SCADA/UPS |  | NJBC | E | NJBC-BU-DRWTP | P203 | INSV | INST | HUSSAARM | 2013-10-13 | 213 CARRIAGE LANE |  |  |  |  | 0.00 A | AW |  |  | UPS*
5167102 | UNKNOWN |  | MANS Main Office SCADA/UPS |  | NJBC | E | NJBC-MF-MANS. | P203 | INSV | INST | HUSSAARM | 2013-10-13 | 3165 RTE 206 | [5 empty] | AW |  |  | UPS*
5167103 | UNKNOWN |  | MANS Electrical Room SCADA/UPS |  | NJBC | E | NJBC-MF-MANS. | P203 | INSV | INST | HUSSAARM | 2013-10-13 | 3165 RTE 206 | [5 empty] | AW |  |  | UPS*
5167104 | UNKNOWN |  | MANS Main Hall SCADA/UPS |  | NJBC | E | NJBC-MF-MANS. | P203 | INSV | INST | HUSSAARM | 2013-10-13 | 3165 RTE 206 | [5 empty] | AW |  |  | UPS*
5167105 | UNKNOWN |  | MANS Filter Room SCADA/UPS |  | NJBC | E | NJBC-MF-MANS. | P203 | INSV | INST | HUSSAARM | 2013-10-13 | 3165 RTE 206 | [5 empty] | AW |  |  | UPS*
5167106 | UNKNOWN |  | MANS Filter Room SCADA/UPS |  | NJBC | E | NJBC-MF-MANS. | P203 | INSV | INST | HUSSAARM | 2013-10-13 | 3165 RTE 206 | [5 empty] | AW |  |  | UPS*
5167107 | UNKNOWN |  | MANS-W5 Well5 SCADA/UPS |  | NJBC | E | NJBC-MF-MANS.-W5.. | P203 | INSV | INST | HUSSAARM | 2013-10-13 | 3165 RTE 206 | [5 empty] | AW |  |  | UPS*
5167108 | UNKNOWN |  | MANS-W7 Well7 SCADA/UPS |  | NJBC | E | NJBC-MF-MANS.-W7.. | P203 | INSV | INST | HUSSAARM | 2013-10-13 | 3165 RTE 206 | [5 empty] | AW |  |  | UPS*
5167109 | UNKNOWN |  | MANS-W8 Well8 SCADA/UPS |  | NJBC | E | NJBC-MF-MANS.-W8.. | P203 | INSV | INST | HUSSAARM | 2013-10-13 | 3165 RTE 206 | [5 empty] | AW |  |  | UPS*
5167110 | UNKNOWN |  | BECK BEFL SCADA/UPS |  | NJLO | E | NJLO-Z1-BECK. | P203 | INSV | INST | HUSSAARM | 2013-10-13 | 1547 High Hill Rd | [5 empty] | AW |  |  | UPS*
5167111 | UNKNOWN |  | BECK SJDC SCADA/UPS |  | NJLO | E | NJLO-Z1-BECK. | P203 | INSV | INST | HUSSAARM | 2013-10-13 | 1547 High Hill Rd | [5 empty] | AW |  |  | UPS*
5167112 | UNKNOWN |  | BIRCH BRCH SCADA/UPS |  | NJLO | E | NJLO-Z1-BIRCH | P203 | INSV | INST | HUSSAARM | 2013-10-13 | 322 BIRCH CREEK ROAD | [5 empty] | AW |  |  | UPS*
5167113 | UNKNOWN |  | BRIDGEPTIC BPIC SCADA/UPS |  | NJBC | E | NJBC-GL-BRIDG | P203 | INSV | INST | HUSSAARM | 2013-10-13 | 536 SWEDESBORO RD | [5 empty] | AW |  |  | UPS*
5167114 | UNKNOWN |  | BRIG BRPT SCADA/UPS |  | NJBP | E | NJBP-Z1-BRIG. | P203 | INSV | INST | HUSSAARM | 2013-10-13 | 9 Railroad Ave | [5 empty] | AW |  |  | UPS*
5167115 | UNKNOWN |  | CLEV CAVT SCADA/UPS |  | NJPG | E | NJPG-PG-CLEV. | P203 | INSV | INST | HUSSAARM | 2013-10-13 | 299 JOHNSON ST | [5 empty] | AW |  |  | UPS*
5167116 | UNKNOWN |  | COMM CMDR SCADA/UPS |  | NJLO | E | NJLO-Z1-COMM. | P203 | INSV | INST | HUSSAARM | 2013-10-13 | 657 Commodore Dr | [5 empty] | AW |  |  | UPS*
5167117 | UNKNOWN |  | EGREENUNIC UNIC SCADA/UPS |  | NJBC | E | NJBC-GL-EGUIC | P203 | INSV | INST | HUSSAARM | 2013-10-13 | 822 MIDDLESBOROUGH WAY | [5 empty] | AW |  |  | UPS*
5167119 | UNKNOWN |  | ELKAUIC ELK SCADA/UPS |  | NJBC | E | NJBC-GL-ELKAU | P203 | INSV | INST | HUSSAARM | 2013-10-13 | 603 AURA RD | [5 empty] | AW |  |  | UPS*
5211724 | UNKNOWN |  | ELK2WIC ELK SCADA/UPS |  | NJBC | E | NJBC-GL-ELK2W | P203 | INSV | INST | TAYLORDM | 2016-03-09 | Aura Road | [5 empty] | AW |  |  | UPS*
5239141 | UNKNOWN |  | HARRISONTNK SCADA/UPS |  | NJHR | E | NJHR-Z1-HARRI | P203 | INSV | INST | TAYLORDM | 2017-04-26 | Bridgeton Pike (Route 77) | [5 empty] | AW |  |  | UPS*

## Filter
Equipment |  | Inventory no. | Description | Full Name | AuthorizGroup | EquipCategory | Functional Loc. | Planning plant | User status | System status | Created by | Created on | Street | Size/dimens. | ManufSerialNo. | ManufPartNo. | Install. date | Application | Backwash Rate (gpm/s | Filter Type | Flow Normal Range | Indoor/Outdoor | Material of Construc | Media 1 Depth | Media 1 Type | Media 2 Depth | Media 2 Type | Media 3 Depth | Media 3 Type | Media 4 Depth | Media 4 Type | Media 5 Depth | Media 5 Type | Media Regeneration R | Owned By | Special Mtn Note | Special Mtn Note Det
5143025 | UNKNOWN | NJHH-11-FTFL-5 | ELLISBERG Filter #5 /TRT-FILT |  | NJBC | 3 | NJBC-CM-ELLIS | P203 | INSV | INST | HUSSAARM | 2013-10-13 | 129 PARK DR |  |  |  |  | WATER |  | PRESSURE |  | INDOORS | STEEL |  | RAPID SAND |  | GRAVEL | [6 empty] | N | AW
5143027 | UNKNOWN | NJHH-11-FTFL-6 | ELLISBERG Filter #6 /TRT-FILT |  | NJBC | 3 | NJBC-CM-ELLIS | P203 | INSV | INST | HUSSAARM | 2013-10-13 | 129 PARK DR |  |  |  |  | WATER |  | PRESSURE |  | INDOORS | STEEL |  | RAPID SAND |  | GRAVEL | [6 empty] | N | AW
5143028 | UNKNOWN | NJHH-89-FTFL-1 | GIBBSSTA Filter #1 /TRT-FILT |  | NJBC | 3 | NJBC-CM-GBSTA | P203 | INSV | INST | HUSSAARM | 2013-10-13 | 1 LINDEN AVE |  |  |  |  | WATER | 0.000 GF2 | PRESSURE |  | INDOORS | STEEL | 0.00 Feet | RAPID SAND | 0.00 Feet | GRAVEL | 0.00 Feet |  | 0.00 Feet |  | 0.00 Feet |  | N | AW
5143029 | UNKNOWN | NJHH-89-FTFL-2 | GIBBSSTA Filter #2 /TRT-FILT |  | NJBC | 3 | NJBC-CM-GBSTA | P203 | INSV | INST | HUSSAARM | 2013-10-13 | 1 LINDEN AVE |  |  |  |  | WATER | 0.000 GF2 | PRESSURE |  | INDOORS | STEEL | 0.00 Feet | RAPID SAND | 0.00 Feet | GRAVEL | 0.00 Feet |  | 0.00 Feet |  | 0.00 Feet |  | N | AW
5143030 | UNKNOWN | NJHH-89-FTFL-3 | GIBBSSTA Filter #3 /TRT-FILT |  | NJBC | 3 | NJBC-CM-GBSTA | P203 | INSV | INST | HUSSAARM | 2013-10-13 | 1 LINDEN AVE |  |  |  |  | WATER | 0.000 GF2 | PRESSURE |  | INDOORS | STEEL | 0.00 Feet | RAPID SAND | 0.00 Feet | GRAVEL | 0.00 Feet |  | 0.00 Feet |  | 0.00 Feet |  | N | AW
5143031 | UNKNOWN | NJHH-89-FTFL-4 | GIBBSSTA Filter #4 /TRT-FILT |  | NJBC | 3 | NJBC-CM-GBSTA | P203 | INSV | INST | HUSSAARM | 2013-10-13 | 1 LINDEN AVE |  |  |  |  | WATER | 0.000 GF2 | PRESSURE |  | INDOORS | STEEL | 0.00 Feet | RAPID SAND | 0.00 Feet | GRAVEL | 0.00 Feet |  | 0.00 Feet |  | 0.00 Feet |  | N | AW
5143032 | UNKNOWN | NJHH-36-FTFL-1 | HADDONHTS Filter #1 /TRT-FILT |  | NJBC | 3 | NJBC-CM-HAHTS | P203 | INSV | INST | HUSSAARM | 2013-10-13 | 614 W. Atlantic Ave |  |  |  |  | WATER | 0.000 GF2 | PRESSURE |  | INDOORS | STEEL | 0.00 Feet | RAPID SAND | 0.00 Feet | GRAVEL | 0.00 Feet |  | 0.00 Feet |  | 0.00 Feet |  | N | AW
5143034 | UNKNOWN | NJHH-36-FTFL-2 | HADDONHTS Filter #2 /TRT-FILT |  | NJBC | 3 | NJBC-CM-HAHTS | P203 | INSV | INST | HUSSAARM | 2013-10-13 | 614 W. Atlantic Ave |  |  |  |  | WATER | 0.000 GF2 | PRESSURE |  | INDOORS | STEEL | 0.00 Feet | RAPID SAND | 0.00 Feet | GRAVEL | 0.00 Feet |  | 0.00 Feet |  | 0.00 Feet |  | N | AW
5143035 | UNKNOWN | NJHH-36-FTFL-3 | HADDONHTS Filter #3 /TRT-FILT |  | NJBC | 3 | NJBC-CM-HAHTS | P203 | INSV | INST | HUSSAARM | 2013-10-13 | 614 W. Atlantic Ave |  |  |  |  | WATER |  | PRESSURE |  | INDOORS | STEEL |  | RAPID SAND |  | GRAVEL | [6 empty] | N | AW
5143036 | UNKNOWN | NJHH-36-FTFL-4 | HADDONHTS Filter #4 /TRT-FILT |  | NJBC | 3 | NJBC-CM-HAHTS | P203 | INSV | INST | HUSSAARM | 2013-10-13 | 614 W. Atlantic Ave |  |  |  |  | WATER |  | PRESSURE |  | INDOORS | STEEL |  | RAPID SAND |  | GRAVEL | [6 empty] | N | AW
5143038 | UNKNOWN | NJHH-12-FTFL-1 | KINGSTON Filter #1 /TRT-FILT |  | NJBC | 3 | NJBC-CM-KINGS | P203 | INSV | INST | HUSSAARM | 2013-10-13 | 514 HOWARD RD |  |  |  |  | WATER |  | PRESSURE |  | INDOORS | STEEL |  | RAPID SAND |  | GRAVEL | [6 empty] | N | AW
5143040 | UNKNOWN | NJHH-12-FTFL-2 | KINGSTON Filter #2 /TRT-FILT |  | NJBC | 3 | NJBC-CM-KINGS | P203 | INSV | INST | HUSSAARM | 2013-10-13 | 514 HOWARD RD |  |  |  |  | WATER |  | PRESSURE |  | INDOORS | STEEL |  | RAPID SAND |  | GRAVEL | [6 empty] | N | AW
5143041 | UNKNOWN | NJHH-12-FTFL-3 | KINGSTON Filter #3 /TRT-FILT |  | NJBC | 3 | NJBC-CM-KINGS | P203 | INSV | INST | HUSSAARM | 2013-10-13 | 514 HOWARD RD |  |  |  |  | WATER |  | PRESSURE |  | INDOORS | STEEL |  | RAPID SAND |  | GRAVEL | [6 empty] | N | AW
5143042 | UNKNOWN | NJHH-12-FTFL-4 | KINGSTON Filter #4 /TRT-FILT |  | NJBC | 3 | NJBC-CM-KINGS | P203 | INSV | INST | HUSSAARM | 2013-10-13 | 514 HOWARD RD |  |  |  |  | WATER |  | PRESSURE |  | INDOORS | STEEL |  | RAPID SAND |  | GRAVEL | [6 empty] | N | AW
5143043 | UNKNOWN | NJHH-12-FTFL-5 | KINGSTON Filter #5 /TRT-FILT |  | NJBC | 3 | NJBC-CM-KINGS | P203 | INSV | INST | HUSSAARM | 2013-10-13 | 514 HOWARD RD |  |  |  |  | WATER |  | PRESSURE |  | INDOORS | STEEL |  | RAPID SAND |  | GRAVEL | [6 empty] | N | AW
5143044 | UNKNOWN | NJHH-12-FTFL-6 | KINGSTON Filter #6 /TRT-FILT |  | NJBC | 3 | NJBC-CM-KINGS | P203 | INSV | INST | HUSSAARM | 2013-10-13 | 514 HOWARD RD |  |  |  |  | WATER |  | PRESSURE |  | INDOORS | STEEL |  | RAPID SAND |  | GRAVEL | [6 empty] | N | AW
5143046 | UNKNOWN | NJHH-43-FTFL-1 | MAGNOLIA Filter #1 /TRT-FILT |  | NJBC | 3 | NJBC-CM-MAGNO | P203 | INSV | INST | HUSSAARM | 2013-10-13 | 625 N WALNUT AVENUE |  |  |  |  | WATER |  | PRESSURE |  | INDOORS | STEEL |  | RAPID SAND |  | GRAVEL | [6 empty] | N | AW
5143047 | UNKNOWN | NJHH-43-FTFL-2 | MAGNOLIA Filter #2 /TRT-FILT |  | NJBC | 3 | NJBC-CM-MAGNO | P203 | INSV | INST | HUSSAARM | 2013-10-13 | 625 N WALNUT AVENUE |  |  |  |  | WATER |  | PRESSURE |  | INDOORS | STEEL |  | RAPID SAND |  | GRAVEL | [6 empty] | N | AW
5143048 | UNKNOWN | NJHH-43-FTFL-3 | MAGNOLIA Filter #3 /TRT-FILT |  | NJBC | 3 | NJBC-CM-MAGNO | P203 | INSV | INST | HUSSAARM | 2013-10-13 | 625 N WALNUT AVENUE |  |  |  |  | WATER |  | PRESSURE |  | INDOORS | STEEL |  | RAPID SAND |  | GRAVEL | [6 empty] | N | AW
5143049 | UNKNOWN | NJHH-33-FTFL-1 | OTTERBROOK Filter #1 /TRT-FILT |  | NJBC | 3 | NJBC-CM-OTTER | P203 | INSV | INST | HUSSAARM | 2013-10-13 | 900 SAN JOSE DR |  |  |  |  | WATER | 0.000 GF2 | PRESSURE |  | INDOORS | STEEL | 0.00 Feet | RAPID SAND | 0.00 Feet | GRAVEL | 0.00 Feet |  | 0.00 Feet |  | 0.00 Feet |  | N | AW
5143050 | UNKNOWN | NJHH-33-FTFL-2 | OTTERBROOK Filter #2 /TRT-FILT |  | NJBC | 3 | NJBC-CM-OTTER | P203 | INSV | INST | HUSSAARM | 2013-10-13 | 900 SAN JOSE DR |  |  |  |  | WATER | 0.000 GF2 | PRESSURE |  | INDOORS | STEEL | 0.00 Feet | RAPID SAND | 0.00 Feet | GRAVEL | 0.00 Feet |  | 0.00 Feet |  | 0.00 Feet |  | N | AW
5143052 | UNKNOWN | NJHH-33-FTFL-3 | OTTERBROOK Filter #3 /TRT-FILT |  | NJBC | 3 | NJBC-CM-OTTER | P203 | INSV | INST | HUSSAARM | 2013-10-13 | 900 SAN JOSE DR |  |  |  |  | WATER | 0.000 GF2 | PRESSURE |  | INDOORS | STEEL | 0.00 Feet | RAPID SAND | 0.00 Feet | GRAVEL | 0.00 Feet |  | 0.00 Feet |  | 0.00 Feet |  | N | AW
5143053 | UNKNOWN |  | CAMDEN Filter #1 /TRT-FILT |  | NJBC | 3 | NJBC-CM-CASTA | P203 | INSV | INST | HUSSAARM | 2013-10-13 | 791 N 30TH ST |  |  |  |  | WATER |  | PRESSURE |  | INDOORS | STEEL |  | GREENSAND |  | GRAVEL | [6 empty] | Y | AW
5143054 | UNKNOWN |  | CAMDEN Filter #2 /TRT-FILT |  | NJBC | 3 | NJBC-CM-CASTA | P203 | INSV | INST | HUSSAARM | 2013-10-13 | 791 N 30TH ST |  |  |  |  | WATER |  | PRESSURE |  | INDOORS | STEEL |  | GREENSAND |  | GRAVEL | [6 empty] | Y | AW
5143056 | UNKNOWN |  | CAMDEN Filter #3 /TRT-FILT |  | NJBC | 3 | NJBC-CM-CASTA | P203 | INSV | INST | HUSSAARM | 2013-10-13 | 791 N 30TH ST |  |  |  |  | WATER |  | PRESSURE |  | INDOORS | STEEL |  | GREENSAND |  | GRAVEL | [6 empty] | Y | AW
5143058 | UNKNOWN |  | CAMDEN Filter #4 /TRT-FILT |  | NJBC | 3 | NJBC-CM-CASTA | P203 | INSV | INST | HUSSAARM | 2013-10-13 | 791 N 30TH ST |  |  |  |  | WATER |  | PRESSURE |  | INDOORS | STEEL |  | GREENSAND |  | GRAVEL | [6 empty] | Y | AW
5143059 | UNKNOWN |  | CAMDEN Filter #5 /TRT-FILT |  | NJBC | 3 | NJBC-CM-CASTA | P203 | INSV | INST | HUSSAARM | 2013-10-13 | 791 N 30TH ST |  |  |  |  | WATER |  | PRESSURE |  | INDOORS | STEEL |  | GREENSAND |  | GRAVEL | [6 empty] | Y | AW
5143060 | UNKNOWN |  | CAMDEN Filter #6 /TRT-FILT |  | NJBC | 3 | NJBC-CM-CASTA | P203 | INSV | INST | HUSSAARM | 2013-10-13 | 791 N 30TH ST |  |  |  |  | WATER |  | PRESSURE |  |  | STEEL |  | GREENSAND |  | GRAVEL | [6 empty] | Y | AW
5148933 | UNKNOWN |  | BECK #1 /TRT-FILT |  | NJLO | 3 | NJLO-Z1-BECK. | P203 | INSV | INST | HUSSAARM | 2013-10-13 | 1547 High Hill Rd |  |  |  |  | WATER | 0.000 GF2 | PRESSURE |  |  |  | 0.00 Feet | GREENSAND | 0.00 Feet |  | 0.00 Feet |  | 0.00 Feet |  | 0.00 Feet |  |  | AW
5148934 | UNKNOWN |  | BECK #2 /TRT-FILT |  | NJLO | 3 | NJLO-Z1-BECK. | P203 | INSV | INST | HUSSAARM | 2013-10-13 | 1547 High Hill Rd |  |  |  |  | WATER | 0.000 GF2 | PRESSURE |  |  |  | 0.00 Feet | GREENSAND | 0.00 Feet |  | 0.00 Feet |  | 0.00 Feet |  | 0.00 Feet |  |  | AW
5148935 | UNKNOWN |  | BECK #3 /TRT-FILT |  | NJLO | 3 | NJLO-Z1-BECK. | P203 | INSV | INST | HUSSAARM | 2013-10-13 | 1547 High Hill Rd |  |  |  |  | WATER | 0.000 GF2 | PRESSURE |  |  |  | 0.00 Feet | GREENSAND | 0.00 Feet |  | 0.00 Feet |  | 0.00 Feet |  | 0.00 Feet |  |  | AW
5148936 | UNKNOWN |  | BIRCH #1 /TRT-FILT |  | NJLO | 3 | NJLO-Z1-BIRCH | P203 | INSV | INST | HUSSAARM | 2013-10-13 | 322 BIRCH CREEK ROAD |  |  |  |  | WATER | 0.000 GF2 | PRESSURE |  |  |  | 0.00 Feet | GREENSAND | 0.00 Feet |  | 0.00 Feet |  | 0.00 Feet |  | 0.00 Feet |  |  | AW
5148937 | UNKNOWN |  | BIRCH #2 /TRT-FILT |  | NJLO | 3 | NJLO-Z1-BIRCH | P203 | INSV | INST | HUSSAARM | 2013-10-13 | 322 BIRCH CREEK ROAD |  |  |  |  | WATER | 0.000 GF2 | PRESSURE |  |  |  | 0.00 Feet | GREENSAND | 0.00 Feet |  | 0.00 Feet |  | 0.00 Feet |  | 0.00 Feet |  |  | AW
5148938 | UNKNOWN |  | BIRCH #3 /TRT-FILT |  | NJLO | 3 | NJLO-Z1-BIRCH | P203 | INSV | INST | HUSSAARM | 2013-10-13 | 322 BIRCH CREEK ROAD |  |  |  |  | WATER | 0.000 GF2 | PRESSURE |  |  |  | 0.00 Feet | GREENSAND | 0.00 Feet |  | 0.00 Feet |  | 0.00 Feet |  | 0.00 Feet |  |  | AW
5148939 | UNKNOWN |  | PURE #1 /TRT-FILT |  | NJLO | 3 | NJLO-Z1-PURE. | P203 | INSV | INST | HUSSAARM | 2013-10-13 | 2255 High Hill Rd | [6 empty] | PRESSURE | [14 empty] | AW
5148940 | UNKNOWN |  | PURE #2 /TRT-FILT |  | NJLO | 3 | NJLO-Z1-PURE. | P203 | INSV | INST | HUSSAARM | 2013-10-13 | 2255 High Hill Rd | [6 empty] | PRESSURE | [14 empty] | AW
5158009 | UNKNOWN |  | OLDORCHARD Filter #1 /TRT-FILT |  | NJBC | 3 | NJBC-CM-OLDOR | P203 | INSV | INST | HUSSAARM | 2013-10-13 | ROUTE 70 EAST AT OLD ORCHARD ROAD |  |  |  |  | WATER | 0.000 GF2 | PRESSURE |  |  |  | 0.00 Feet |  | 0.00 Feet |  | 0.00 Feet |  | 0.00 Feet |  | 0.00 Feet |  |  | AW
5158010 | UNKNOWN |  | OLDORCHARD Filter #2 /TRT-FILT |  | NJBC | 3 | NJBC-CM-OLDOR | P203 | INSV | INST | HUSSAARM | 2013-10-13 | ROUTE 70 EAST AT OLD ORCHARD ROAD |  |  |  |  | WATER | 0.000 GF2 | PRESSURE |  |  |  | 0.00 Feet |  | 0.00 Feet |  | 0.00 Feet |  | 0.00 Feet |  | 0.00 Feet |  |  | AW
5158012 | UNKNOWN |  | OLDORCHARD Filter #3 /TRT-FILT |  | NJBC | 3 | NJBC-CM-OLDOR | P203 | INSV | INST | HUSSAARM | 2013-10-13 | ROUTE 70 EAST AT OLD ORCHARD ROAD |  |  |  |  | WATER | 0.000 GF2 | PRESSURE |  |  |  | 0.00 Feet |  | 0.00 Feet |  | 0.00 Feet |  | 0.00 Feet |  | 0.00 Feet |  |  | AW
5158014 | UNKNOWN |  | OLDORCHARD Filter #4 /TRT-FILT |  | NJBC | 3 | NJBC-CM-OLDOR | P203 | INSV | INST | HUSSAARM | 2013-10-13 | ROUTE 70 EAST AT OLD ORCHARD ROAD |  |  |  |  | WATER | 0.000 GF2 | PRESSURE |  |  |  | 0.00 Feet |  | 0.00 Feet |  | 0.00 Feet |  | 0.00 Feet |  | 0.00 Feet |  |  | AW
5143024 | UNKNOWN | NJHH-11-FTFL-4 | ELLISBERG Filter #4 /TRT-FILT |  | NJBC | 3 | NJBC-CM-ELLIS | P203 | INSV | INST | HUSSAARM | 2013-10-13 | 129 PARK DR |  |  |  |  | WATER |  | PRESSURE |  | INDOORS | STEEL |  | RAPID SAND |  | GRAVEL | [6 empty] | N | AW
5122885 | UNKNOWN |  | GREEN 1 /TRT-FILT |  | NJBC | 3 | NJBC-MH-GREEN | P203 | INSV | INST | HUSSAARM | 2013-10-13 | GREEN STREET |  |  |  |  | WATER | 0.000 GF2 | PRESSURE |  |  |  | 0.00 Feet | SLOW SAND | 0.00 Feet |  | 0.00 Feet |  | 0.00 Feet |  | 0.00 Feet |  |  | AW
5123506 | UNKNOWN |  | GREEN 2 /TRT-FILT |  | NJBC | 3 | NJBC-MH-GREEN | P203 | INSV | INST | HUSSAARM | 2013-10-13 | GREEN STREET |  |  |  |  | WATER | 0.000 GF2 | PRESSURE |  |  |  | 0.00 Feet | SLOW SAND | 0.00 Feet |  | 0.00 Feet |  | 0.00 Feet |  | 0.00 Feet |  |  | AW
5123528 | UNKNOWN |  | HOME 1 /TRT-FILT |  | NJBC | 3 | NJBC-HS-HOME. | P203 | INSV | INST | HUSSAARM | 2013-10-13 | JACK HEDDING ROAD |  |  |  |  | WATER |  | PRESSURE |  |  |  |  | GREENSAND | [9 empty] | AW
5123549 | UNKNOWN |  | HOME 2 /TRT-FILT |  | NJBC | 3 | NJBC-HS-HOME. | P203 | INSV | INST | HUSSAARM | 2013-10-13 | JACK HEDDING ROAD |  |  |  |  | WATER |  | PRESSURE |  |  |  |  | GREENSAND | [9 empty] | AW
5123571 | UNKNOWN |  | MANS-PLT 1 /TRT-FILT |  | NJBC | 3 | NJBC-MF-MANS.-PLT. | P203 | INSV | INST | HUSSAARM | 2013-10-13 | 3165 RTE 206 |  |  |  |  | WATER | 0.000 GF2 | PRESSURE |  |  |  | 0.00 Feet | GREENSAND | 0.00 Feet |  | 0.00 Feet |  | 0.00 Feet |  | 0.00 Feet |  |  | AW
5123592 | UNKNOWN |  | MANS-PLT 2 /TRT-FILT |  | NJBC | 3 | NJBC-MF-MANS.-PLT. | P203 | INSV | INST | HUSSAARM | 2013-10-13 | 3165 RTE 206 |  |  |  |  | WATER | 0.000 GF2 | PRESSURE |  |  |  | 0.00 Feet | GREENSAND | 0.00 Feet |  | 0.00 Feet |  | 0.00 Feet |  | 0.00 Feet |  |  | AW
5123914 | UNKNOWN |  | MANS-PLT 3 /TRT-FILT |  | NJBC | 3 | NJBC-MF-MANS.-PLT. | P203 | INSV | INST | HUSSAARM | 2013-10-13 | 3165 RTE 206 |  |  |  |  | WATER | 0.000 GF2 | PRESSURE |  |  |  | 0.00 Feet | GREENSAND | 0.00 Feet |  | 0.00 Feet |  | 0.00 Feet |  | 0.00 Feet |  |  | AW
5123935 | UNKNOWN |  | MANS-PLT 4 /TRT-FILT |  | NJBC | 3 | NJBC-MF-MANS.-PLT. | P203 | INSV | INST | HUSSAARM | 2013-10-13 | 3165 RTE 206 |  |  |  |  | WATER | 0.000 GF2 | PRESSURE |  |  |  | 0.00 Feet | GREENSAND | 0.00 Feet |  | 0.00 Feet |  | 0.00 Feet |  | 0.00 Feet |  |  | AW
5123957 | UNKNOWN |  | MANS-PLT 5 /TRT-FILT |  | NJBC | 3 | NJBC-MF-MANS.-PLT. | P203 | INSV | INST | HUSSAARM | 2013-10-13 | 3165 RTE 206 |  |  |  |  | WATER | 0.000 GF2 | PRESSURE |  |  |  | 0.00 Feet | GREENSAND | 0.00 Feet |  | 0.00 Feet |  | 0.00 Feet |  | 0.00 Feet |  |  | AW
5123978 | UNKNOWN |  | MANS-PLT 6 /TRT-FILT |  | NJBC | 3 | NJBC-MF-MANS.-PLT. | P203 | INSV | INST | HUSSAARM | 2013-10-13 | 3165 RTE 206 |  |  |  |  | WATER | 0.000 GF2 | PRESSURE |  |  |  | 0.00 Feet | GREENSAND | 0.00 Feet |  | 0.00 Feet |  | 0.00 Feet |  | 0.00 Feet |  |  | AW
5123999 | UNKNOWN |  | MANS-PLT 7 /TRT-FILT |  | NJBC | 3 | NJBC-MF-MANS.-PLT. | P203 | INSV | INST | HUSSAARM | 2013-10-13 | 3165 RTE 206 |  |  |  |  | WATER | 0.000 GF2 | PRESSURE |  |  |  | 0.00 Feet | GREENSAND | 0.00 Feet |  | 0.00 Feet |  | 0.00 Feet |  | 0.00 Feet |  |  | AW
5124620 | UNKNOWN |  | WOOD 1 /TRT-FILT |  | NJBC | 3 | NJBC-MH-WOOD. | P203 | INSV | INST | HUSSAARM | 2013-10-13 | WOODLANE RD |  |  |  |  | WATER |  | PRESSURE |  |  |  |  | GREENSAND | [9 empty] | AW
5124641 | UNKNOWN |  | WOOD 2 /TRT-FILT |  | NJBC | 3 | NJBC-MH-WOOD. | P203 | INSV | INST | HUSSAARM | 2013-10-13 | WOODLANE RD |  |  |  |  | WATER |  | PRESSURE |  |  |  |  | GREENSAND | [9 empty] | AW
5124663 | UNKNOWN |  | WOOD 3 /TRT-FILT |  | NJBC | 3 | NJBC-MH-WOOD. | P203 | INSV | INST | HUSSAARM | 2013-10-13 | WOODLANE RD |  |  |  |  | WATER |  | PRESSURE |  |  |  |  | GREENSAND | [9 empty] | AW
5141912 | UNKNOWN | NJHH-7-FTFL-10 | DRWTP-TRMT-FILT 1 /TRT-FILT |  | NJBC | 3 | NJBC-BU-DRWTP-TRMT-FILT | P203 | INSV | INST | HUSSAARM | 2013-10-13 | 213 CARRIAGE LANE |  |  |  |  | WATER | 0.000 GF2 | GRAVITY |  |  |  | 4.50 Feet | GRANULATED ACTIVATED CARBON | 0.00 Feet |  | 0.00 Feet |  | 0.00 Feet |  | 0.00 Feet |  |  | AW
5141916 | UNKNOWN | NJHH-7-FTFL-11 | DRWTP-TRMT-FILT 2 /TRT-FILT |  | NJBC | 3 | NJBC-BU-DRWTP-TRMT-FILT | P203 | INSV | INST | HUSSAARM | 2013-10-13 | 213 CARRIAGE LANE |  |  |  |  | WATER | 0.000 GF2 | GRAVITY |  |  |  | 4.50 Feet | GRANULATED ACTIVATED CARBON | 0.00 Feet |  | 0.00 Feet |  | 0.00 Feet |  | 0.00 Feet |  |  | AW
5141920 | UNKNOWN | NJHH-7-FTFL-12 | DRWTP-TRMT-FILT 3 /TRT-FILT |  | NJBC | 3 | NJBC-BU-DRWTP-TRMT-FILT | P203 | INSV | INST | HUSSAARM | 2013-10-13 | 213 CARRIAGE LANE |  |  |  |  | WATER | 0.000 GF2 | GRAVITY |  |  |  | 4.50 Feet | GRANULATED ACTIVATED CARBON | 0.00 Feet |  | 0.00 Feet |  | 0.00 Feet |  | 0.00 Feet |  |  | AW
5141924 | UNKNOWN | NJHH-7-FTFL-13 | DRWTP-TRMT-FILT 4 /TRT-FILT |  | NJBC | 3 | NJBC-BU-DRWTP-TRMT-FILT | P203 | INSV | INST | HUSSAARM | 2013-10-13 | 213 CARRIAGE LANE |  |  |  |  | WATER | 0.000 GF2 | GRAVITY |  |  |  | 4.50 Feet | GRANULATED ACTIVATED CARBON | 0.00 Feet |  | 0.00 Feet |  | 0.00 Feet |  | 0.00 Feet |  |  | AW
5141928 | UNKNOWN | NJHH-7-FTFL-14 | DRWTP-TRMT-FILT 5 /TRT-FILT |  | NJBC | 3 | NJBC-BU-DRWTP-TRMT-FILT | P203 | INSV | INST | HUSSAARM | 2013-10-13 | 213 CARRIAGE LANE |  |  |  |  | WATER | 0.000 GF2 | GRAVITY |  |  |  | 4.50 Feet | GRANULATED ACTIVATED CARBON | 0.00 Feet |  | 0.00 Feet |  | 0.00 Feet |  | 0.00 Feet |  |  | AW
5141932 | UNKNOWN | NJHH-7-FTFL-15 | DRWTP-TRMT-FILT 6 /TRT-FILT |  | NJBC | 3 | NJBC-BU-DRWTP-TRMT-FILT | P203 | INSV | INST | HUSSAARM | 2013-10-13 | 213 CARRIAGE LANE |  |  |  |  | WATER | 0.000 GF2 | GRAVITY |  |  |  | 4.50 Feet | GRANULATED ACTIVATED CARBON | 0.00 Feet |  | 0.00 Feet |  | 0.00 Feet |  | 0.00 Feet |  |  | AW
5143023 | UNKNOWN | NJHH-11-FTFL-2 | ELLISBERG Filter #2 /TRT-FILT |  | NJBC | 3 | NJBC-CM-ELLIS | P203 | INSV | INST | HUSSAARM | 2013-10-13 | 129 PARK DR |  |  |  |  | WATER |  | PRESSURE |  | INDOORS | STEEL |  | RAPID SAND |  | GRAVEL | [6 empty] | N | AW
5143022 | UNKNOWN | NJHH-11-FTFL-1 | ELLISBERG Filter #1 /TRT-FILT |  | NJBC | 3 | NJBC-CM-ELLIS | P203 | INSV | INST | HUSSAARM | 2013-10-13 | 129 PARK DR |  |  |  |  | WATER |  | PRESSURE |  | INDOORS | STEEL |  | RAPID SAND |  | GRAVEL | [6 empty] | N | AW
5143020 | UNKNOWN | NJHH-11-FTFL-3 | ELLISBERG Filter #3 /TRT-FILT |  | NJBC | 3 | NJBC-CM-ELLIS | P203 | INSV | INST | HUSSAARM | 2013-10-13 | 129 PARK DR |  |  |  |  | WATER |  | PRESSURE |  | INDOORS | STEEL |  | RAPID SAND |  | GRAVEL | [6 empty] | N | AW
5143018 | UNKNOWN | NJHH-10-FTFL-6 | COLUMBIALK Filter #6 /TRT-FILT |  | NJBC | 3 | NJBC-CM-COLUM | P203 | INSV | INST | HUSSAARM | 2013-10-13 | 330 OAK AVE |  |  |  |  | WATER |  | PRESSURE |  | INDOORS | STEEL |  | RAPID SAND |  | GRAVEL | [6 empty] | N | AW
5143017 | UNKNOWN | NJHH-10-FTFL-5 | COLUMBIALK Filter #5 /TRT-FILT |  | NJBC | 3 | NJBC-CM-COLUM | P203 | INSV | INST | HUSSAARM | 2013-10-13 | 330 OAK AVE |  |  |  |  | WATER |  | PRESSURE |  | INDOORS | STEEL |  | RAPID SAND |  | GRAVEL | [6 empty] | N | AW
5143016 | UNKNOWN | NJHH-10-FTFL-4 | COLUMBIALK Filter #4 /TRT-FILT |  | NJBC | 3 | NJBC-CM-COLUM | P203 | INSV | INST | HUSSAARM | 2013-10-13 | 330 OAK AVE |  |  |  |  | WATER |  | PRESSURE |  | INDOORS | STEEL |  | RAPID SAND |  | GRAVEL | [6 empty] | N | AW
5143015 | UNKNOWN | NJHH-10-FTFL-1 | COLUMBIALK Filter #1 /TRT-FILT |  | NJBC | 3 | NJBC-CM-COLUM | P203 | INSV | INST | HUSSAARM | 2013-10-13 | 330 OAK AVE |  |  |  |  | WATER |  | PRESSURE |  | INDOORS | STEEL |  | RAPID SAND |  | GRAVEL | [6 empty] | N | AW
5143013 | UNKNOWN | NJHH-10-FTFL-2 | COLUMBIALK Filter #3 /TRT-FILT |  | NJBC | 3 | NJBC-CM-COLUM | P203 | INSV | INST | HUSSAARM | 2013-10-13 | 330 OAK AVE |  |  |  |  | WATER |  | PRESSURE |  | INDOORS | STEEL |  | RAPID SAND |  | GRAVEL | [6 empty] | N | AW
5143012 | UNKNOWN | NJHH-10-FTFL-3 | COLUMBIALK Filter #2 /TRT-FILT |  | NJBC | 3 | NJBC-CM-COLUM | P203 | INSV | INST | HUSSAARM | 2013-10-13 | 330 OAK AVE |  |  |  |  | WATER |  | PRESSURE |  | INDOORS | STEEL |  | RAPID SAND |  | GRAVEL | [6 empty] | N | AW
5143011 | UNKNOWN | NJHH-16-FTFL-4 | BROWNING Filter #4 /TRT-FILT |  | NJBC | 3 | NJBC-CM-BROWN | P203 | INSV | INST | HUSSAARM | 2013-10-13 | BROWINING LANE |  |  |  |  | WATER | 0.000 GF2 | PRESSURE |  | INDOORS | STEEL | 0.00 Feet | RAPID SAND | 0.00 Feet | GRAVEL | 0.00 Feet |  | 0.00 Feet |  | 0.00 Feet |  | N | AW
5143010 | UNKNOWN | NJHH-16-FTFL-3 | BROWNING Filter #3 /TRT-FILT |  | NJBC | 3 | NJBC-CM-BROWN | P203 | INSV | INST | HUSSAARM | 2013-10-13 | BROWINING LANE |  |  |  |  | WATER | 0.000 GF2 | PRESSURE |  | INDOORS | STEEL | 0.00 Feet | RAPID SAND | 0.00 Feet | GRAVEL | 0.00 Feet |  | 0.00 Feet |  | 0.00 Feet |  | N | AW
5143009 | UNKNOWN | NJHH-16-FTFL-2 | BROWNING Filter #2 /TRT-FILT |  | NJBC | 3 | NJBC-CM-BROWN | P203 | INSV | INST | HUSSAARM | 2013-10-13 | BROWINING LANE |  |  |  |  | WATER | 0.000 GF2 | PRESSURE |  | INDOORS | STEEL | 0.00 Feet | RAPID SAND | 0.00 Feet | GRAVEL | 0.00 Feet |  | 0.00 Feet |  | 0.00 Feet |  | N | AW
5143007 | UNKNOWN | NJHH-16-FTFL-1 | BROWNING Filter #1 /TRT-FILT |  | NJBC | 3 | NJBC-CM-BROWN | P203 | INSV | INST | HUSSAARM | 2013-10-13 | BROWINING LANE |  |  |  |  | WATER | 0.000 GF2 | PRESSURE |  | INDOORS | STEEL | 0.00 Feet | RAPID SAND | 0.00 Feet | GRAVEL | 0.00 Feet |  | 0.00 Feet |  | 0.00 Feet |  | N | AW
5143006 | UNKNOWN | NJHH-41-FTFL-2 | EGBERT Filter #2 /TRT-FILT |  | NJBC | 3 | NJBC-CM-EGBER | P203 | INSV | INST | HUSSAARM | 2013-10-13 | 1328 SYLVAN AVE |  |  |  |  | WATER |  | PRESSURE |  | INDOORS | STEEL |  | RAPID SAND |  | GRAVEL | [6 empty] | N | AW
5143005 | UNKNOWN | NJHH-41-FTFL-1 | EGBERT Filter #1 /TRT-FILT |  | NJBC | 3 | NJBC-CM-EGBER | P203 | INSV | INST | HUSSAARM | 2013-10-13 | 1328 SYLVAN AVE |  |  |  |  | WATER |  | PRESSURE |  | INDOORS | STEEL |  | RAPID SAND |  | GRAVEL | [6 empty] | N | AW
5141952 | UNKNOWN | NJHH-7-AALA-16 | DRWTP-RSHS BELT PRESS 3 /TRT-FILT |  | NJBC | 3 | NJBC-BU-DRWTP-RSHS | P203 | INSV | INST | HUSSAARM | 2013-10-13 | 213 CARRIAGE LANE |  |  |  |  | WATER | 0.000 GF2 | CONVEYOR PRESS |  |  |  | 0.00 Feet |  | 0.00 Feet |  | 0.00 Feet |  | 0.00 Feet |  | 0.00 Feet |  |  | AW
5141948 | UNKNOWN | NJHH-7-AALA-15 | DRWTP-RSHS BELT PRESS 2 /TRT-FILT |  | NJBC | 3 | NJBC-BU-DRWTP-RSHS | P203 | INSV | INST | HUSSAARM | 2013-10-13 | 213 CARRIAGE LANE |  |  |  |  | WATER | 0.000 GF2 | CONVEYOR PRESS |  |  |  | 0.00 Feet |  | 0.00 Feet |  | 0.00 Feet |  | 0.00 Feet |  | 0.00 Feet |  |  | AW
5141945 | UNKNOWN | NJHH-7-AALA-14 | DRWTP-RSHS BELT PRESS 1 /TRT-FILT |  | NJBC | 3 | NJBC-BU-DRWTP-RSHS | P203 | INSV | INST | HUSSAARM | 2013-10-13 | 213 CARRIAGE LANE |  |  |  |  | WATER | 0.000 GF2 | CONVEYOR PRESS |  |  |  | 0.00 Feet |  | 0.00 Feet |  | 0.00 Feet |  | 0.00 Feet |  | 0.00 Feet |  |  | AW
5141940 | UNKNOWN | NJHH-7-FTFL-17 | DRWTP-TRMT-FILT 8 /TRT-FILT |  | NJBC | 3 | NJBC-BU-DRWTP-TRMT-FILT | P203 | INSV | INST | HUSSAARM | 2013-10-13 | 213 CARRIAGE LANE |  |  |  |  | WATER | 11,111.000 GF2 | GRAVITY |  | INDOORS | CONCRETE | 44.00 Feet | GRANULATED ACTIVATED CARBON | 43.00 Feet | GRANULATED ACTIVATED CARBON | 43.00 Feet | GRANULATED ACTIVATED CARBON | 43.00 Feet | GRANULATED ACTIVATED CARBON | 43.50 Feet | GRANULATED ACTIVATED CARBON | N | AW
5141936 | UNKNOWN | NJHH-7-FTFL-16 | DRWTP-TRMT-FILT 7 /TRT-FILT |  | NJBC | 3 | NJBC-BU-DRWTP-TRMT-FILT | P203 | INSV | INST | HUSSAARM | 2013-10-13 | 213 CARRIAGE LANE |  |  |  |  | WATER | 11,111.000 GF2 | GRAVITY |  | INDOORS | CONCRETE | 42.50 Feet | GRANULATED ACTIVATED CARBON | 43.00 Feet | GRANULATED ACTIVATED CARBON | 43.00 Feet | GRANULATED ACTIVATED CARBON | 43.00 Feet | GRANULATED ACTIVATED CARBON | 43.50 Feet | GRANULATED ACTIVATED CARBON | N | AW
5195516 | UNKNOWN |  | GREEN Filter #1 /TRT-FILT |  | NJBC | 3 | NJBC-MH-GREEN | P203 | INSV | INST | TAYLORDM | 2015-01-23 | 70 Green St |  |  |  |  | WATER | 0.000 GF2 | PRESSURE |  |  |  | 0.00 Feet |  | 0.00 Feet |  | 0.00 Feet |  | 0.00 Feet |  | 0.00 Feet |  |  | AW
5195517 | UNKNOWN |  | GREEN Filter #2 /TRT-FILT |  | NJBC | 3 | NJBC-MH-GREEN | P203 | INSV | INST | TAYLORDM | 2015-01-23 | 70 Green St |  |  |  |  | WATER | 0.000 GF2 | PRESSURE |  |  |  | 0.00 Feet |  | 0.00 Feet |  | 0.00 Feet |  | 0.00 Feet |  | 0.00 Feet |  |  | AW
5199140 | UNKNOWN |  | CENTRE (HADDFLD) FILTER 1 /TRT-FILT |  | NJBC | 3 | NJBC-CM-CENT. | P203 | INSV | INST | LOD_EAM_01 | 2015-05-28 | 555 CENTRE STREET | [6 empty] | XX | [14 empty] | AW
5199141 | UNKNOWN |  | CENTRE (HADDFLD) FILTER 2 /TRT-FILT |  | NJBC | 3 | NJBC-CM-CENT. | P203 | INSV | INST | LOD_EAM_01 | 2015-05-28 | 555 CENTRE STREET | [6 empty] | XX | [14 empty] | AW
5199142 | UNKNOWN |  | CENTRE (HADDFLD) FILTER 3 /TRT-FILT |  | NJBC | 3 | NJBC-CM-CENT. | P203 | INSV | INST | LOD_EAM_01 | 2015-05-28 | 555 CENTRE STREET | [6 empty] | XX | [14 empty] | AW
5211271 | UNKNOWN |  | RANN GREENSAND FILTER 1 /TRT-FILT |  | NJPG | 3 | NJPG-PG-RANN.-TRT. | P203 | INSV | INST | LOD_EAM_02 | 2016-02-04 | 370 HARDING HWY |  | RT-4 |  |  |  |  | PRESSURE | [14 empty] | AW
5211272 | UNKNOWN |  | RANN GREENSAND FILTER 2 /TRT-FILT |  | NJPG | 3 | NJPG-PG-RANN.-TRT. | P203 | INSV | INST | LOD_EAM_02 | 2016-02-04 | 370 HARDING HWY |  | RT-4 |  |  |  |  | PRESSURE | [14 empty] | AW
5211273 | UNKNOWN |  | RANN GREENSAND FILTER 3 /TRT-FILT |  | NJPG | 3 | NJPG-PG-RANN.-TRT. | P203 | INSV | INST | LOD_EAM_02 | 2016-02-04 | 370 HARDING HWY |  | RT-4 |  |  |  |  | PRESSURE | [14 empty] | AW
5211274 | UNKNOWN |  | RANN GREENSAND FILTER 4 /TRT-FILT |  | NJPG | 3 | NJPG-PG-RANN.-TRT. | P203 | INSV | INST | LOD_EAM_02 | 2016-02-04 | 370 HARDING HWY |  | RT-4 |  |  |  |  | PRESSURE | [14 empty] | AW

## Water Treatment Contactor
Equipment |  | Inventory no. | Description | Full Name | AuthorizGroup | EquipCategory | Functional Loc. | Planning plant | User status | System status | Created by | Created on | Street | Size/dimens. | ManufSerialNo. | ManufPartNo. | Install. date | Application | Backwash Rate (gpm/s | Contactor Type | Flow Normal Range | Indoor/Outdoor | Material of Construc | Media 1 Depth | Media 1 Type | Media 2 Depth | Media 2 Type | Media Regeneration R | Owned By | Special Mtn Note | Special Mtn Note Det | Surface Area (sq/ft) | Wash Type
5085098 | UNKNOWN |  | BIRCH GAC Contactor #1 /CONTACTOR |  | NJLO | 3 | NJLO-Z1-BIRCH-GACR | P203 | INSV | INST | HUSSAARM | 2013-10-12 | 322 BIRCH CREEK RD | [5 empty] | 0.000 GF2 | TRT-CONT* |  |  |  | 0.00 Feet |  | 0.00 Feet |  |  | AW |  |  | 0.00 ft2
5085099 | UNKNOWN |  | BIRCH GAC Contactor #2 /CONTACTOR |  | NJLO | 3 | NJLO-Z1-BIRCH-GACR | P203 | INSV | INST | HUSSAARM | 2013-10-12 | 322 BIRCH CREEK RD | [5 empty] | 0.000 GF2 | TRT-CONT* |  |  |  | 0.00 Feet |  | 0.00 Feet |  |  | AW |  |  | 0.00 ft2
5143096 | UNKNOWN |  | LAURELSP Contactor #2 /CONTACTOR |  | NJBC | 3 | NJBC-CM-LAURE | P203 | INSV | INST | HUSSAARM | 2013-10-13 | 820 GRAND AVENUE |  |  |  |  | WATER |  | TRT-CONT* |  | INDOORS | STEEL |  | GRANULATED ACTIVATED CARBON |  |  | Y | AW
5143095 | UNKNOWN |  | LAURELSP Contactor #1 /CONTACTOR |  | NJBC | 3 | NJBC-CM-LAURE | P203 | INSV | INST | HUSSAARM | 2013-10-13 | 820 GRAND AVENUE |  |  |  |  | WATER |  | TRT-CONT* |  | INDOORS | STEEL |  | GRANULATED ACTIVATED CARBON |  |  | Y | AW
5143094 | UNKNOWN |  | COOPER Contactor C2 /CONTACTOR |  | NJBC | 3 | NJBC-BU-COOPE | P203 | INSV | INST | HUSSAARM | 2013-10-13 | 100 HENDRICKSON AVE |  |  |  |  | WATER |  | TRT-CONT* |  | INDOORS | STEEL |  | GRANULATED ACTIVATED CARBON |  |  | Y | AW
5143092 | UNKNOWN |  | COOPER Contactor B2 /CONTACTOR |  | NJBC | 3 | NJBC-BU-COOPE | P203 | INSV | INST | HUSSAARM | 2013-10-13 | 100 HENDRICKSON AVE |  |  |  |  | WATER |  | TRT-CONT* |  | INDOORS | STEEL |  | GRANULATED ACTIVATED CARBON |  |  | Y | AW
5143090 | UNKNOWN |  | COOPER Contactor A2 /CONTACTOR |  | NJBC | 3 | NJBC-BU-COOPE | P203 | INSV | INST | HUSSAARM | 2013-10-13 | 100 HENDRICKSON AVE |  |  |  |  | WATER |  | TRT-CONT* |  | INDOORS | STEEL |  | GRANULATED ACTIVATED CARBON |  |  | Y | AW
5143089 | UNKNOWN |  | COOPER Contactor C1 /CONTACTOR |  | NJBC | 3 | NJBC-BU-COOPE | P203 | INSV | INST | HUSSAARM | 2013-10-13 | 100 HENDRICKSON AVE |  |  |  |  | WATER |  | TRT-CONT* |  | INDOORS | STEEL |  | GRANULATED ACTIVATED CARBON |  |  | Y | AW
5143088 | UNKNOWN |  | COOPER Contactor B1 /CONTACTOR |  | NJBC | 3 | NJBC-BU-COOPE | P203 | INSV | INST | HUSSAARM | 2013-10-13 | 100 HENDRICKSON AVE |  |  |  |  | WATER |  | TRT-CONT* |  | INDOORS | STEEL |  | GRANULATED ACTIVATED CARBON |  |  | Y | AW
5143087 | UNKNOWN |  | COOPER Contactor A1 /CONTACTOR |  | NJBC | 3 | NJBC-BU-COOPE | P203 | INSV | INST | HUSSAARM | 2013-10-13 | 100 HENDRICKSON AVE |  |  |  |  | WATER |  | TRT-CONT* |  | INDOORS | STEEL |  | GRANULATED ACTIVATED CARBON |  |  | Y | AW
5143085 | UNKNOWN |  | HIGHLAND Contactor #4 /CONTACTOR |  | NJBC | 3 | NJBC-BU-HIGHL | P203 | INSV | INST | HUSSAARM | 2013-10-13 | 1007 Highland Ave |  |  |  |  | WATER | 0.000 GF2 | TRT-CONT* |  | INDOORS | STEEL | 0.00 Feet | GRANULATED ACTIVATED CARBON | 0.00 Feet |  | Y | AW |  |  | 0.00 ft2
5143084 | UNKNOWN |  | HIGHLAND Contactor #3 /CONTACTOR |  | NJBC | 3 | NJBC-BU-HIGHL | P203 | INSV | INST | HUSSAARM | 2013-10-13 | 1007 Highland Ave |  |  |  |  | WATER | 0.000 GF2 | TRT-CONT* |  | INDOORS | STEEL | 0.00 Feet | GRANULATED ACTIVATED CARBON | 0.00 Feet |  | Y | AW |  |  | 0.00 ft2
5143083 | UNKNOWN |  | HIGHLAND Contactor #2 /CONTACTOR |  | NJBC | 3 | NJBC-BU-HIGHL | P203 | INSV | INST | HUSSAARM | 2013-10-13 | 1007 Highland Ave |  |  |  |  | WATER | 0.000 GF2 | TRT-CONT* |  | INDOORS | STEEL | 0.00 Feet | GRANULATED ACTIVATED CARBON | 0.00 Feet |  | Y | AW |  |  | 0.00 ft2
5143081 | UNKNOWN |  | HIGHLAND Contactor #1 /CONTACTOR |  | NJBC | 3 | NJBC-BU-HIGHL | P203 | INSV | INST | HUSSAARM | 2013-10-13 | 1007 Highland Ave |  |  |  |  | WATER | 0.000 GF2 | TRT-CONT* |  | INDOORS | STEEL | 0.00 Feet | GRANULATED ACTIVATED CARBON | 0.00 Feet |  | Y | AW |  |  | 0.00 ft2
5143080 | UNKNOWN | NJHH-73-GACC-5 | POMONA Contactor #6 /CONTACTOR |  | NJBC | 3 | NJBC-BU-POMON | P203 | INSV | INST | HUSSAARM | 2013-10-13 | 915 POMONA ROAD |  |  |  |  | WATER |  | TRT-CONT* |  | INDOORS | STEEL |  | GRANULATED ACTIVATED CARBON |  |  | Y | AW
5143079 | UNKNOWN | NJHH-73-GACC-4 | POMONA Contactor #5 /CONTACTOR |  | NJBC | 3 | NJBC-BU-POMON | P203 | INSV | INST | HUSSAARM | 2013-10-13 | 915 POMONA ROAD |  |  |  |  | WATER |  | TRT-CONT* |  | INDOORS | STEEL |  | GRANULATED ACTIVATED CARBON |  |  | Y | AW
5143078 | UNKNOWN | NJHH-73-GACC-6 | POMONA Contactor #4 /CONTACTOR |  | NJBC | 3 | NJBC-BU-POMON | P203 | INSV | INST | HUSSAARM | 2013-10-13 | 915 POMONA ROAD |  |  |  |  | WATER | 0.000 GF2 | TRT-CONT* |  | INDOORS | STEEL | 0.00 Feet | GRANULATED ACTIVATED CARBON | 0.00 Feet |  | Y | AW |  |  | 0.00 ft2
5143077 | UNKNOWN | NJHH-73-GACC-3 | POMONA Contactor #3 /CONTACTOR |  | NJBC | 3 | NJBC-BU-POMON | P203 | INSV | INST | HUSSAARM | 2013-10-13 | 915 POMONA ROAD |  |  |  |  | WATER | 0.000 GF2 | TRT-CONT* |  | INDOORS | STEEL | 0.00 Feet | GRANULATED ACTIVATED CARBON | 0.00 Feet |  | Y | AW |  |  | 0.00 ft2
5143076 | UNKNOWN | NJHH-73-GACC-2 | POMONA Contactor #2 /CONTACTOR |  | NJBC | 3 | NJBC-BU-POMON | P203 | INSV | INST | HUSSAARM | 2013-10-13 | 915 POMONA ROAD |  |  |  |  | WATER |  | TRT-CONT* |  | INDOORS | STEEL |  | GRANULATED ACTIVATED CARBON |  |  | Y | AW
5143074 | UNKNOWN | NJHH-73-GACC-1 | POMONA Contactor #1 /CONTACTOR |  | NJBC | 3 | NJBC-BU-POMON | P203 | INSV | INST | HUSSAARM | 2013-10-13 | 915 POMONA ROAD |  |  |  |  | WATER | 0.000 GF2 | TRT-CONT* |  | INDOORS | STEEL | 0.00 Feet | GRANULATED ACTIVATED CARBON | 0.00 Feet |  | Y | AW |  |  | 0.00 ft2
5141991 | UNKNOWN | NJHH-7-COCZ-2 | DRWTP-TRMT-OZNE 2 /CONTACTOR |  | NJBC | 3 | NJBC-BU-DRWTP-TRMT-OZNE | P203 | INSV | INST | HUSSAARM | 2013-10-13 | 213 CARRIAGE LANE |  |  |  |  | WATER | 0.000 GF2 | TRT-CONT* |  |  |  | 0.00 Feet |  | 0.00 Feet |  |  | AW |  |  | 0.00 ft2
5141986 | UNKNOWN | NJHH-7-COCZ-1 | DRWTP-TRMT-OZNE 1 /CONTACTOR |  | NJBC | 3 | NJBC-BU-DRWTP-TRMT-OZNE | P203 | INSV | INST | HUSSAARM | 2013-10-13 | 213 CARRIAGE LANE |  |  |  |  | WATER | 0.000 GF2 | TRT-CONT* |  |  |  | 0.00 Feet |  | 0.00 Feet |  |  | AW |  |  | 0.00 ft2
5211388 | UNKNOWN |  | RANN GAC VESSEL 1A /TRT-CONTACTOR |  | NJPG | 3 | NJPG-PG-RANN.-TRT. | P203 | INSV | INST | LOD_EAM_02 | 2016-02-04 | 370 HARDING HWY |  | 17051 - 1A |  |  |  | 0.000 GF2 | TRT-CONT* |  |  |  | 0.00 Feet |  | 0.00 Feet |  |  | AW |  |  | 0.00 ft2
5211389 | UNKNOWN |  | RANN GAC VESSEL 1B /TRT-CONTACTOR |  | NJPG | 3 | NJPG-PG-RANN.-TRT. | P203 | INSV | INST | LOD_EAM_02 | 2016-02-04 | 370 HARDING HWY |  | 17051 - 1B |  |  |  |  | TRT-CONT* | [8 empty] | AW
5211390 | UNKNOWN |  | RANN GAC VESSEL 2A /TRT-CONTACTOR |  | NJPG | 3 | NJPG-PG-RANN.-TRT. | P203 | INSV | INST | LOD_EAM_02 | 2016-02-04 | 370 HARDING HWY |  | 17051 - 2A |  |  |  | 0.000 GF2 | TRT-CONT* |  |  |  | 0.00 Feet |  | 0.00 Feet |  |  | AW |  |  | 0.00 ft2
5211391 | UNKNOWN |  | RANN GAC VESSEL 2B /TRT-CONTACTOR |  | NJPG | 3 | NJPG-PG-RANN.-TRT. | P203 | INSV | INST | LOD_EAM_02 | 2016-02-04 | 370 HARDING HWY |  | 17051 - 2B |  |  |  |  | TRT-CONT* | [8 empty] | AW
5211392 | UNKNOWN |  | RANN GAC VESSEL 3A /TRT-CONTACTOR |  | NJPG | 3 | NJPG-PG-RANN.-TRT. | P203 | INSV | INST | LOD_EAM_02 | 2016-02-04 | 370 HARDING HWY |  | NJAW - 3A |  |  |  | 0.000 GF2 | TRT-CONT* |  |  |  | 0.00 Feet |  | 0.00 Feet |  |  | AW |  |  | 0.00 ft2
5211393 | UNKNOWN |  | RANN GAC VESSEL 3B /TRT-CONTACTOR |  | NJPG | 3 | NJPG-PG-RANN.-TRT. | P203 | INSV | INST | LOD_EAM_02 | 2016-02-04 | 370 HARDING HWY |  | NJAW - 3B |  |  |  |  | TRT-CONT* | [8 empty] | AW

## Clarifier
Equipment |  | Inventory no. | Description | Full Name | AuthorizGroup | EquipCategory | Functional Loc. | Planning plant | User status | System status | Created by | Created on | Street | Size/dimens. | ManufSerialNo. | ManufPartNo. | Install. date | Application | Auto Sludge Removal? | Clarifier Type | Contact Time (minute | Flow Normal Range | Indoor/Outdoor | Material of Construc | Owned By | Special Mtn Note | Special Mtn Note Det | Surface Area (sq/ft)
5141955 | UNKNOWN | NJHH-7-RCBW-1 | DRWTP-RSHS BACKWASH CLAR 1 /TRT-CLAR |  | NJBC | 3 | NJBC-BU-DRWTP-RSHS | P203 | INSV | INST | HUSSAARM | 2013-10-13 | 213 CARRIAGE LANE |  |  |  |  | SLUDGE |  | FLOCCULATOR |  |  | OUTDOORS | CONCRETE | AW
5141959 | UNKNOWN | NJHH-7-RCBW-2 | DRWTP-RSHS BACKWASH CLAR 2 /TRT-CLAR |  | NJBC | 3 | NJBC-BU-DRWTP-RSHS | P203 | INSV | INST | HUSSAARM | 2013-10-13 | 213 CARRIAGE LANE |  |  |  |  | SLUDGE |  | FLOCCULATOR |  |  | OUTDOORS | CONCRETE | AW
5141964 | SEW | NJHH-7-RGTH-1 | DRWTP-RSHS GRAV THICKNR /TRT-CLAR |  | NJBC | 3 | NJBC-BU-DRWTP-RSHS | P203 | INSV | INST | HUSSAARM | 2013-10-13 | 213 CARRIAGE LANE |  | 890941537.12.12.001 |  |  | WASTE WATER |  | FLOCCULATOR |  |  | OUTDOORS | CONCRETE | AW
5141967 | UNKNOWN | NJHH-7-FPUL-10 | DRWTP-TRMT-SUPR SUPRPULSATOR 1 /TRT-CLAR |  | NJBC | 3 | NJBC-BU-DRWTP-TRMT-SUPR | P203 | INSV | INST | HUSSAARM | 2013-10-13 | 213 CARRIAGE LANE |  |  |  |  | WATER |  | SUPERPULSATOR | 0 min |  | INDOORS | CONCRETE | AW |  |  | 0.00 ft2
5141971 | UNKNOWN | NJHH-7-FPUL-11 | DRWTP-TRMT-SUPR SUPRPULSATOR 2 /TRT-CLAR |  | NJBC | 3 | NJBC-BU-DRWTP-TRMT-SUPR | P203 | INSV | INST | HUSSAARM | 2013-10-13 | 213 CARRIAGE LANE |  |  |  |  | WATER |  | SUPERPULSATOR | 0 min |  | INDOORS | CONCRETE | AW |  |  | 0.00 ft2
5141975 | UNKNOWN | NJHH-7-FPUL-12 | DRWTP-TRMT-SUPR SUPRPULSATOR 3 /TRT-CLAR |  | NJBC | 3 | NJBC-BU-DRWTP-TRMT-SUPR | P203 | INSV | INST | HUSSAARM | 2013-10-13 | 213 CARRIAGE LANE |  |  |  |  | WATER |  | SUPERPULSATOR | 0 min |  | INDOORS | CONCRETE | AW |  |  | 0.00 ft2
5141979 | UNKNOWN | NJHH-7-FPUL-13 | DRWTP-TRMT-SUPR SUPRPULSATOR 4 /TRT-CLAR |  | NJBC | 3 | NJBC-BU-DRWTP-TRMT-SUPR | P203 | INSV | INST | HUSSAARM | 2013-10-13 | 213 CARRIAGE LANE |  |  |  |  | WATER |  | SUPERPULSATOR | 0 min |  | INDOORS | CONCRETE | AW |  |  | 0.00 ft2
5143061 | UNKNOWN |  | BROWNING Backwash Clarifier /TRT-CLAR |  | NJBC | 3 | NJBC-CM-BROWN | P203 | INSV | INST | HUSSAARM | 2013-10-13 | BROWINING LANE |  |  |  |  | WATER | N | RAKE | 0 min |  | OUTDOORS | CONCRETE | AW |  |  | 0.00 ft2
5143062 | UNKNOWN |  | COLUMBIALK Backwash Clarifier /TRT-CLAR |  | NJBC | 3 | NJBC-CM-COLUM | P203 | INSV | INST | HUSSAARM | 2013-10-13 | 330 OAK AVE |  |  |  |  | WATER | N | RAKE |  |  | OUTDOORS | CONCRETE | AW
5143064 | UNKNOWN |  | GIBBSSTA Backwash Clarifier /TRT-CLAR |  | NJBC | 3 | NJBC-CM-GBSTA | P203 | INSV | INST | HUSSAARM | 2013-10-13 | 1 LINDEN AVE |  |  |  |  | WATER | N | RAKE | 0 min |  | OUTDOORS | CONCRETE | AW |  |  | 0.00 ft2
5143065 | UNKNOWN |  | KINGSTON Backwash Clarifier /TRT-CLAR |  | NJBC | 3 | NJBC-CM-KINGS | P203 | INSV | INST | HUSSAARM | 2013-10-13 | 514 HOWARD RD |  |  |  |  | WATER | N | RAKE |  |  | OUTDOORS | CONCRETE | AW
5143066 | SEW |  | HADDONHTS Backwash Clarifier /TRT-CLAR |  | NJBC | 3 | NJBC-CM-HAHTS | P203 | INSV | INST | HUSSAARM | 2013-10-13 | 614 W. Atlantic Ave |  | 102250R |  |  | WATER | N | RAKE | 0 min |  | OUTDOORS | STEEL | AW |  |  | 0.00 ft2
5143067 | UNKNOWN |  | MAGNOLIA Backwash Clarifier /TRT-CLAR |  | NJBC | 3 | NJBC-CM-MAGNO | P203 | INSV | INST | HUSSAARM | 2013-10-13 | 625 N WALNUT AVENUE |  |  |  |  | WATER | N | RAKE | 0 min |  | OUTDOORS | CONCRETE | AW |  |  | 0.00 ft2
5143069 | UNKNOWN |  | OLDORCHARD Backwash Clarifier /TRT-CLAR |  | NJBC | 3 | NJBC-CM-OLDOR | P203 | INSV | INST | HUSSAARM | 2013-10-13 | ROUTE 70 EAST AT OLD ORCHARD ROAD |  |  |  |  | WATER | N | RAKE | 0 min |  | OUTDOORS | CONCRETE | AW |  |  | 0.00 ft2
5143070 | UNKNOWN |  | OTTERBROOK Backwash Clarifier /TRT-CLAR |  | NJBC | 3 | NJBC-CM-OTTER | P203 | INSV | INST | HUSSAARM | 2013-10-13 | 900 SAN JOSE DR |  |  |  |  | WATER | N | RAKE | 0 min |  | OUTDOORS | CONCRETE | AW |  |  | 0.00 ft2
5143071 | UNKNOWN |  | ELLISBERG Backwash Clarifier /TRT-CLAR |  | NJBC | 3 | NJBC-CM-ELLIS | P203 | INSV | INST | HUSSAARM | 2013-10-13 | 129 PARK DR |  |  |  |  | WATER |  | RAKE |  |  |  |  | AW
5143072 | UNKNOWN |  | CAMDEN Backwash Clarifier /TRT-CLAR |  | NJBC | 3 | NJBC-CM-CASTA | P203 | INSV | INST | HUSSAARM | 2013-10-13 | 791 N 30TH ST | [6 empty] | RAKE |  |  |  |  | AW
5148941 | UNKNOWN |  | BECK #1 /TRT-CLAR |  | NJLO | 3 | NJLO-Z1-BECK. | P203 | INSV | INST | HUSSAARM | 2013-10-13 | 1547 High Hill Rd |  |  |  |  | WATER |  | UPFLOW | 0 min |  | INDOORS | STEEL | AW |  |  | 0.00 ft2
5148942 | UNKNOWN |  | BECK #2 /TRT-CLAR |  | NJLO | 3 | NJLO-Z1-BECK. | P203 | INSV | INST | HUSSAARM | 2013-10-13 | 1547 High Hill Rd |  |  |  |  | WATER |  | UPFLOW |  |  | INDOORS | STEEL | AW

## Power Transfer Switch
Equipment |  | Inventory no. | Description | Full Name | AuthorizGroup | EquipCategory | Functional Loc. | Planning plant | User status | System status | Created by | Created on | Street | Size/dimens. | ManufSerialNo. | ManufPartNo. | Install. date | Amp Rating | Owned By | Programmable | Special Mtn Note | Special Mtn Note Det | Transfer Switch Type | Volt Rating
5133077 | ONAN |  | GIBBSBOROBS Automatic /TRAN-SW |  | NJBC | E | NJBC-CM-GBBST | P203 | INSV | INST | HUSSAARM | 2013-10-13 | 79 LUCAS BLVD |  |  |  |  | 400.00 A | AW |  |  |  | AUTOMATIC TRANSFER | 480
5133093 | ASCO |  | FELLOWSHIP Automatic /TRAN-SW |  | NJBC | E | NJBC-BU-FELLO | P203 | INSV | INST | HUSSAARM | 2013-10-13 | 3 SPRINGDALE RD |  |  |  |  | 70.00 A | AW |  |  |  | AUTOMATIC TRANSFER | 480
5133095 | UNKNOWN |  | FELLOWSHIP Manual /TRAN-SW |  | NJBC | E | NJBC-BU-FELLO | P203 | INSV | INST | HUSSAARM | 2013-10-13 | 3 SPRINGDALE RD |  |  |  |  | 0.00 A | AW |  |  |  | MANUAL TRANSFER
5133607 | UNKNOWN |  | GIBBSSTA Manual /TRAN-SW |  | NJBC | E | NJBC-CM-GBSTA | P203 | INSV | INST | HUSSAARM | 2013-10-13 | 1 LINDEN AVE |  |  |  |  | 0.00 A | AW |  |  |  | MANUAL TRANSFER
5133616 | UNKNOWN |  | CHURCHRCHL Automatic /TRAN-SW |  | NJBC | E | NJBC-BU-CHURC | P203 | INSV | INST | HUSSAARM | 2013-10-13 | CHURCH ROAD |  |  |  |  | 0.00 A | AW |  |  |  | AUTOMATIC TRANSFER
5133632 | UNKNOWN |  | GLOUCESTERBS Automatic /TRAN-SW |  | NJBC | E | NJBC-GL-GLBST | P203 | INSV | INST | HUSSAARM | 2013-10-13 | 491 HARRISON AVE |  |  |  |  | 1,200.00 A | AW |  |  |  | AUTOMATIC TRANSFER | 480
5133635 | UNKNOWN |  | HADDONHTS Manual /TRAN-SW |  | NJBC | E | NJBC-CM-HAHTS | P203 | INSV | INST | HUSSAARM | 2013-10-13 | 614 W. Atlantic Ave |  |  |  |  | 400.00 A | AW |  |  |  | MANUAL TRANSFER | 480
5135904 | UNKNOWN |  | COOPER /TRAN-SW |  | NJBC | E | NJBC-BU-COOPE | P203 | INSV | INST | HUSSAARM | 2013-10-13 | 100 HENDRICKSON AVE | [5 empty] | AW |  |  |  | AUTOMATIC TRANSFER
5135916 | UNKNOWN |  | HIGHLAND /TRAN-SW |  | NJBC | E | NJBC-BU-HIGHL | P203 | INSV | INST | HUSSAARM | 2013-10-13 | 1007 Highland Ave |  |  |  |  | 0.00 A | AW |  |  |  | MANUAL TRANSFER
5138194 | WESTINGHOUSE |  | DRWTP-RSHS-MCC F TIE BRKR /TRAN-SW |  | NJBC | E | NJBC-BU-DRWTP-RSHS | P203 | INSV | INST | HUSSAARM | 2013-10-13 | 213 CARRIAGE LANE |  | 6633C81G06 |  |  | 0.00 A | AW |  |  |  | MANUAL TRANSFER | 480
5138648 | WESTINGHOUSE |  | DRWTP-RSHS-MCC G TIE BRKR /TRAN-SW |  | NJBC | E | NJBC-BU-DRWTP-RSHS | P203 | INSV | INST | HUSSAARM | 2013-10-13 | 213 CARRIAGE LANE |  | 6633C81G06 |  |  | 0.00 A | AW |  |  |  | MANUAL TRANSFER | 480
5138698 | WESTINGHOUSE |  | DRWTP-LLPS-SWTGR E TIE BRKR /TRAN-SW |  | NJBC | E | NJBC-BU-DRWTP-LLPS | P203 | INSV | INST | HUSSAARM | 2013-10-13 | 213 CARRIAGE LANE |  | 94-RC289SBX |  |  | 1,200.00 A | AW |  |  |  | MANUAL TRANSFER | 4160
5139084 | CUTLER HAMMER |  | DRWTP-RWPS-SWTGR R /TRAN-SW |  | NJBC | E | NJBC-BU-DRWTP-RWPS | P203 | INSV | INST | HUSSAARM | 2013-10-13 | 213 CARRIAGE LN |  | 94-RC289SDZ |  |  | 0.00 A | AW |  |  |  | AUTOMATIC TRANSFER | 480
5139232 | WESTINGHOUSE |  | DRWTP-RWPS-SWTGR R TIE LN UP 3 /TRAN-SW |  | NJBC | E | NJBC-BU-DRWTP-RWPS | P203 | INSV | INST | HUSSAARM | 2013-10-13 | 213 CARRIAGE LN |  | 94-RC289SAZ |  |  | 0.00 A | AW |  |  |  | MANUAL TRANSFER | 4160
5139268 | UNKNOWN |  | DRWTP-MCC I TIE BRKR /TRAN-SW |  | NJBC | E | NJBC-BU-DRWTP | P203 | INSV | INST | HUSSAARM | 2013-10-13 | 213 CARRIAGE LANE |  |  |  |  | 0.00 A | AW |  |  |  | MANUAL TRANSFER | 480
5140168 | WESTINGHOUSE | NJHH-7-ESWG-58 | DRWTP-RWPS ENGINE AT RWP /TRAN-SW |  | NJBC | E | NJBC-BU-DRWTP-RWPS | P203 | INSV | INST | HUSSAARM | 2013-10-13 | 213 CARRIAGE LN |  | 94-RC289SBZ |  |  | 360.00 A | AW |  |  |  | AUTOMATIC TRANSFER | 4160
5140172 | ENERCON ENGINEERING | NJHH-7-ESWG-59 | DRWTP ENGINE 1 AT MAIN PLNT /TRAN-SW |  | NJBC | E | NJBC-BU-DRWTP | P203 | INSV | INST | HUSSAARM | 2013-10-13 | 213 CARRIAGE LANE |  | 19730 |  |  |  | AW |  |  |  | MANUAL TRANSFER | 4160
5140174 | ENERCON ENGINEERING | NJHH-7-ESWG-60 | DRWTP ENGINE 2 AT MAIN PLNT /TRAN-SW |  | NJBC | E | NJBC-BU-DRWTP | P203 | INSV | INST | HUSSAARM | 2013-10-13 | 213 CARRIAGE LANE |  | 19730 |  |  |  | AW |  |  |  | MANUAL TRANSFER | 4160
5144011 | UNKNOWN |  | HIGHPO /TRAN-SW |  | NJHR | E | NJHR-Z1-HIGHP | P203 | INSV | INST | HUSSAARM | 2013-10-13 | 230 STRAWBRIDGE LN |  |  |  |  | 0.00 A | AW |  |  |  | AUTOMATIC TRANSFER
5147845 | ONAN |  | BIRCH /TRAN-SW |  | NJLO | E | NJLO-Z1-BIRCH | P203 | INSV | INST | HUSSAARM | 2013-10-13 | 322 BIRCH CREEK ROAD |  |  |  |  | 400.00 A | AW |  |  |  | AUTOMATIC TRANSFER | 480
5147850 | RUSS ELECTRIC |  | BECK /TRAN-SW |  | NJLO | E | NJLO-Z1-BECK. | P203 | INSV | INST | HUSSAARM | 2013-10-13 | 1547 High Hill Rd |  |  |  |  | 600.00 A | AW |  |  |  | AUTOMATIC TRANSFER | 480
5147851 | ONAN |  | COMM /TRAN-SW |  | NJLO | E | NJLO-Z1-COMM. | P203 | INSV | INST | HUSSAARM | 2013-10-13 | 657 Commodore Dr |  |  |  |  | 600.00 A | AW |  |  |  | AUTOMATIC TRANSFER | 600
5096165 | UNKNOWN |  | BRIG /TRAN-SW |  | NJBP | E | NJBP-Z1-BRIG. | P203 | INSV | INST | HUSSAARM | 2013-10-13 | 9 Railroad Ave |  |  |  |  | 0.00 A | AW |  |  |  | MANUAL TRANSFER | 240
5096670 | ONAN |  | WOOD ATS /TRAN-SW |  | NJHR | E | NJHR-Z1-WOOD. | P203 | INSV | INST | HUSSAARM | 2013-10-13 | 260 Woodland Ave |  |  |  |  | 400.00 A | AW |  |  |  | AUTOMATIC TRANSFER | 480
5096672 | CATERPILLAR |  | WALN ATS /TRAN-SW |  | NJHR | E | NJHR-Z1-WALN. | P203 | INSV | INST | HUSSAARM | 2013-10-13 | 102 BRIDGETON PIKE |  |  |  |  | 400.00 A | AW |  |  |  | AUTOMATIC TRANSFER | 480
5103864 | UNKNOWN |  | LAYT ATS /TRAN-SW |  | NJPG | E | NJPG-PG-LAYT. | P203 | INSV | INST | HUSSAARM | 2013-10-13 | 51 N Pennsville Auburn Rd |  |  |  |  | 225.00 A | AW |  |  |  | AUTOMATIC TRANSFER | 480
5117339 | UNKNOWN |  | MANS-MCC A 1200A /TRAN-SW |  | NJBC | E | NJBC-MF-MANS. | P203 | INSV | INST | HUSSAARM | 2013-10-13 | 3165 RTE 206 |  |  |  |  | 0.00 A | AW |  |  |  | AUTOMATIC TRANSFER
5117349 | UNKNOWN |  | MANS-MCC B 400A /TRAN-SW |  | NJBC | E | NJBC-MF-MANS. | P203 | INSV | INST | HUSSAARM | 2013-10-13 | 3165 RTE 206 |  |  |  |  | 0.00 A | AW |  |  |  | AUTOMATIC TRANSFER
5117933 | ASCO |  | MANS ATS 3000 A /TRAN-SW |  | NJBC | E | NJBC-MF-MANS. | P203 | INSV | INST | HUSSAARM | 2013-10-13 | 3165 RTE 206 |  |  |  |  | 3,000.00 A | AW |  |  |  | AUTOMATIC TRANSFER | 480
5117941 | ASCO |  | WOOD ATS 400A /TRAN-SW |  | NJBC | E | NJBC-MH-WOOD. | P203 | INSV | INST | HUSSAARM | 2013-10-13 | WOODLANE RD |  |  |  |  | 400.00 A | AW |  |  |  | AUTOMATIC TRANSFER | 480
5117951 | UNKNOWN |  | HOME ATS 225A /TRAN-SW |  | NJBC | E | NJBC-HS-HOME. | P203 | INSV | INST | HUSSAARM | 2013-10-13 | JACK HEDDING ROAD |  |  |  |  | 225.00 A | AW |  |  |  | AUTOMATIC TRANSFER | 480
5117953 | UNKNOWN |  | HOME ATS 225A WWTP /TRAN-SW |  | NJBC | E | NJBC-HS-HOME. | P203 | INSV | INST | HUSSAARM | 2013-10-13 | JACK HEDDING ROAD |  |  |  |  | 225.00 A | AW |  |  |  | AUTOMATIC TRANSFER | 480
5117959 | UNKNOWN |  | GREEN ATS 800A /TRAN-SW |  | NJBC | E | NJBC-MH-GREEN | P203 | INSV | INST | HUSSAARM | 2013-10-13 | GREEN STREET |  |  |  |  | 800.00 A | AW |  |  |  | AUTOMATIC TRANSFER | 480
5117973 | ASCO |  | VNCE ATS 260 A /TRAN-SW |  | NJBC | E | NJBC-VT-VNCE. | P203 | INSV | INST | HUSSAARM | 2013-10-13 | 39 RETREAT RD |  |  |  |  | 260.00 A | AW |  |  |  | AUTOMATIC TRANSFER | 240
5127877 | ASCO |  | HIGHLAND-MCC Automatic /TRAN-SW |  | NJBC | E | NJBC-BU-HIGHL | P203 | INSV | INST | HUSSAARM | 2013-10-13 | 1007 Highland Ave |  |  |  |  | 400.00 A | AW |  |  |  | AUTOMATIC TRANSFER | 480
5130915 | UNKNOWN |  | OTTERBROOK-MCC Manual /TRAN-SW |  | NJBC | E | NJBC-CM-OTTER | P203 | INSV | INST | HUSSAARM | 2013-10-13 | 900 SAN JOSE DR |  |  |  |  | 0.00 A | AW |  |  |  | MANUAL TRANSFER
5133038 | ASCO |  | HIGHLAND /TRAN-SW |  | NJBC | E | NJBC-BU-HIGHL | P203 | INSV | INST | HUSSAARM | 2013-10-13 | 1007 Highland Ave |  |  |  |  | 400.00 A | AW |  |  |  | AUTOMATIC TRANSFER | 480
5133040 | CUTLER HAMMER |  | COOPER /TRAN-SW |  | NJBC | E | NJBC-BU-COOPE | P203 | INSV | INST | HUSSAARM | 2013-10-13 | 100 HENDRICKSON AVE |  |  |  |  | 400.00 A | AW |  |  |  | AUTOMATIC TRANSFER | 480
5133042 | ASCO |  | FELLOWSHIP Panel LPP /TRAN-SW |  | NJBC | E | NJBC-BU-FELLO | P203 | INSV | INST | HUSSAARM | 2013-10-13 | 3 SPRINGDALE RD |  |  |  |  | 70.00 A | AW |  |  |  | AUTOMATIC TRANSFER | 480
5133044 | ONAN |  | GIBBSBOROBS Main /TRAN-SW |  | NJBC | E | NJBC-CM-GBBST | P203 | INSV | INST | HUSSAARM | 2013-10-13 | 79 LUCAS BLVD |  |  |  |  | 400.00 A | AW |  |  |  | AUTOMATIC TRANSFER | 480
5133046 | UNKNOWN |  | OTTERBROOK Main /TRAN-SW |  | NJBC | E | NJBC-CM-OTTER | P203 | INSV | INST | HUSSAARM | 2013-10-13 | 900 SAN JOSE DR |  |  |  |  | 0.00 A | AW |  |  |  | MANUAL TRANSFER
5133048 | UNKNOWN |  | GLOUCESTERBS Main /TRAN-SW |  | NJBC | E | NJBC-GL-GLBST | P203 | INSV | INST | HUSSAARM | 2013-10-13 | 491 HARRISON AVE |  |  |  |  | 1,200.00 A | AW |  |  |  | AUTOMATIC TRANSFER | 480
5133050 | UNKNOWN |  | HADDONHTS Main /TRAN-SW |  | NJBC | E | NJBC-CM-HAHTS | P203 | INSV | INST | HUSSAARM | 2013-10-13 | 614 W. Atlantic Ave |  |  |  |  | 400.00 A | AW |  |  |  | MANUAL TRANSFER | 480
5133075 | UNKNOWN |  | COOPER Automatic /TRAN-SW |  | NJBC | E | NJBC-BU-COOPE | P203 | INSV | INST | HUSSAARM | 2013-10-13 | 100 HENDRICKSON AVE |  |  |  |  | 400.00 A | AW |  |  |  | AUTOMATIC TRANSFER
5211334 | EATON/CUTLER HAMMER |  | RANN GENERATOR /TRAN-SW |  | NJPG | E | NJPG-PG-RANN. | P203 | INSV | INST | LOD_EAM_02 | 2016-02-04 | 370 HARDING HWY | [5 empty] | AW |  |  |  | AUTOMATIC TRANSFER

## Waste Tank
Equipment |  | Inventory no. | Description | Full Name | AuthorizGroup | EquipCategory | Functional Loc. | Planning plant | User status | System status | Created by | Created on | Street | Size/dimens. | ManufSerialNo. | ManufPartNo. | Install. date | Application | Indoor/Outdoor | Owned By | Special Mtn Note | Special Mtn Note Det | Tank Waste | Tnk-Auto Refill | Tnk-Diameter | Tnk-Material | Tnk-Pressure Rating | Tnk-Side Length (ft) | Tnk-State Inspection | Tnk-Volume (gal) | Underground
5161823 | UNKNOWN |  | BECK Sludge 3 /Tank |  | NJLO | T | NJLO-Z1-BECK. | P203 | INSV | INST | HUSSAARM | 2013-10-13 | 1547 High Hill Rd |  |  |  |  | SLUDGE | OUTDOORS | AW |  |  | NON-PRESSURIZED WSTE | XX |  | STEEL | ATMOSPHERIC |  | XX | 13,900.00 1GL | N
5161809 | UNKNOWN |  | PURE Sludge #2 /Tank |  | NJLO | T | NJLO-Z1-PURE. | P203 | INSV | INST | HUSSAARM | 2013-10-13 | 2255 High Hill Rd |  |  |  |  | SLUDGE |  | AW |  |  | NON-PRESSURIZED WSTE | XX |  | STEEL | XX |  | XX | 6,000.00 1GL | XX
5161197 | UNKNOWN |  | PURE Sludge #1 /Tank |  | NJLO | T | NJLO-Z1-PURE. | P203 | INSV | INST | HUSSAARM | 2013-10-13 | 2255 High Hill Rd |  |  |  |  | SLUDGE |  | AW |  |  | NON-PRESSURIZED WSTE | XX |  | STEEL | XX |  | XX | 12,000.00 1GL | XX
5148906 | UNKNOWN |  | BIRCH Sludge 2 /Tank |  | NJLO | T | NJLO-Z1-BIRCH | P203 | INSV | INST | HUSSAARM | 2013-10-13 | 322 BIRCH CREEK ROAD |  |  |  |  | SLUDGE | OUTDOORS | AW |  |  | NON-PRESSURIZED WSTE | XX | 11.00 Feet | STEEL | ATMOSPHERIC | 14.000 Feet | XX | 10,500.00 1GL | N
5148905 | UNKNOWN |  | BIRCH Sludge 1 /Tank |  | NJLO | T | NJLO-Z1-BIRCH | P203 | INSV | INST | HUSSAARM | 2013-10-13 | 322 BIRCH CREEK ROAD |  |  |  |  | SLUDGE | OUTDOORS | AW |  |  | NON-PRESSURIZED WSTE | XX | 11.00 Feet | STEEL | ATMOSPHERIC | 14.000 Feet | XX | 10,500.00 1GL | N
5147899 | UNKNOWN |  | BECK Sludge 2 /Tank |  | NJLO | T | NJLO-Z1-BECK. | P203 | INSV | INST | HUSSAARM | 2013-10-13 | 1547 High Hill Rd |  |  |  |  | SLUDGE | OUTDOORS | AW |  |  | NON-PRESSURIZED WSTE | XX | 11.00 Feet | STEEL | ATMOSPHERIC | 14.000 Feet | XX | 10,500.00 1GL | N
5147895 | UNKNOWN |  | BECK Sludge 1 /Tank |  | NJLO | T | NJLO-Z1-BECK. | P203 | INSV | INST | HUSSAARM | 2013-10-13 | 1547 High Hill Rd |  |  |  |  | SLUDGE | OUTDOORS | AW |  |  | NON-PRESSURIZED WSTE | XX | 11.00 Feet | STEEL | ATMOSPHERIC | 14.000 Feet | XX | 10,500.00 1GL | N
5141135 | UNKNOWN | NJHH-7-RHTK-2 | DRWTP-RSHS SLUDGE HOLDING 2 /Tank |  | NJBC | T | NJBC-BU-DRWTP-RSHS | P203 | INSV | INST | HUSSAARM | 2013-10-13 | 213 CARRIAGE LANE |  |  |  |  | SLUDGE | OUTDOORS | AW |  |  | NON-PRESSURIZED WSTE | XX | 0.00 Feet | CONCRETE | ATMOSPHERIC | 0.000 Feet | XX | 0.00 1GL | N
5141133 | UNKNOWN | NJHH-7-RHTK-1 | DRWTP-RSHS SLUDGE HOLDING 1 /Tank |  | NJBC | T | NJBC-BU-DRWTP-RSHS | P203 | INSV | INST | HUSSAARM | 2013-10-13 | 213 CARRIAGE LANE |  |  |  |  | SLUDGE | OUTDOORS | AW |  |  | NON-PRESSURIZED WSTE | XX | 0.00 Feet | CONCRETE | ATMOSPHERIC | 0.000 Feet | XX | 0.00 1GL | N
5141131 | UNKNOWN | NJHH-7-RETK-2 | DRWTP-RSHS SLUDGE EQ 2 /Tank |  | NJBC | T | NJBC-BU-DRWTP-RSHS | P203 | INSV | INST | HUSSAARM | 2013-10-13 | 213 CARRIAGE LANE |  |  |  |  | SLUDGE | OUTDOORS | AW |  |  | NON-PRESSURIZED WSTE | XX | 0.00 Feet | CONCRETE | ATMOSPHERIC | 0.000 Feet | XX | 0.00 1GL | N
5141129 | UNKNOWN | NJHH-7-RETK-1 | DRWTP-RSHS SLUDGE EQ 1 /Tank |  | NJBC | T | NJBC-BU-DRWTP-RSHS | P203 | INSV | INST | HUSSAARM | 2013-10-13 | 213 CARRIAGE LANE |  |  |  |  | SLUDGE | OUTDOORS | AW |  |  | NON-PRESSURIZED WSTE | XX | 0.00 Feet | CONCRETE | ATMOSPHERIC | 0.000 Feet | XX | 0.00 1GL | N
5141107 | UNKNOWN | NJHH-7-CTSC-2 | DRWTP-TRMT CHEM SPILL CONT /Tank |  | NJBC | T | NJBC-BU-DRWTP-TRMT | P203 | INSV | INST | HUSSAARM | 2013-10-13 | 213 CARRIAGE LANE |  |  |  |  | WASTE WATER | OUTDOORS | AW |  |  | NON-PRESSURIZED WSTE | XX |  | FIBERGLASS | ATMOSPHERIC |  | XX |  | Y
5140951 | UNKNOWN |  | OTTERBROOK Sludge Holding #2 /Tank |  | NJBC | T | NJBC-CM-OTTER | P203 | INSV | INST | HUSSAARM | 2013-10-13 | 900 SAN JOSE DR |  |  |  |  | SLUDGE | OUTDOORS | AW |  |  | NON-PRESSURIZED WSTE | Y |  | STEEL | 15-100PSIG |  | N | 20,000.00 1GL | N
5140950 | UNKNOWN |  | OTTERBROOK Sludge Holding #1 /Tank |  | NJBC | T | NJBC-CM-OTTER | P203 | INSV | INST | HUSSAARM | 2013-10-13 | 900 SAN JOSE DR |  |  |  |  | SLUDGE | OUTDOORS | AW |  |  | NON-PRESSURIZED WSTE | Y |  | STEEL | 15-100PSIG |  | N | 20,000.00 1GL | N
5140949 | UNKNOWN |  | OLDORCHARD Sludge Holding /Tank |  | NJBC | T | NJBC-CM-OLDOR | P203 | INSV | INST | HUSSAARM | 2013-10-13 | ROUTE 70 EAST AT OLD ORCHARD ROAD |  |  |  |  | SLUDGE |  | AW |  |  | NON-PRESSURIZED WSTE | XX | 0.00 Feet | XX | 15-100PSIG | 0.000 Feet | XX | 10,000.00 1GL | XX
5140944 | UNKNOWN |  | GIBBSSTA Sludge Holding /Tank |  | NJBC | T | NJBC-CM-GBSTA | P203 | INSV | INST | HUSSAARM | 2013-10-13 | 1 LINDEN AVE |  |  |  |  | SLUDGE |  | AW |  |  | NON-PRESSURIZED WSTE | XX |  | XX | ATMOSPHERIC |  | XX | 10,000.00 1GL | XX
5140939 | UNKNOWN |  | MAGNOLIA Sludge Holding #2 /Tank |  | NJBC | T | NJBC-CM-MAGNO | P203 | INSV | INST | HUSSAARM | 2013-10-13 | 625 N WALNUT AVENUE |  |  |  |  | SLUDGE |  | AW |  |  | NON-PRESSURIZED WSTE | XX |  | XX | ATMOSPHERIC |  | XX | 20,000.00 1GL | XX
5140933 | UNKNOWN |  | ELLISBERG Sludge /Tank |  | NJBC | T | NJBC-CM-ELLIS | P203 | INSV | INST | HUSSAARM | 2013-10-13 | 129 PARK DR |  |  |  |  | SLUDGE |  | AW |  |  | NON-PRESSURIZED WSTE | XX |  | XX | 15-100PSIG |  | XX | 20,000.00 1GL | XX
5140931 | UNKNOWN |  | MAGNOLIA Sludge Holding #1 /Tank |  | NJBC | T | NJBC-CM-MAGNO | P203 | INSV | INST | HUSSAARM | 2013-10-13 | 625 N WALNUT AVENUE |  |  |  |  | SLUDGE |  | AW |  |  | NON-PRESSURIZED WSTE | XX |  | XX | ATMOSPHERIC |  | XX | 20,000.00 1GL | XX
5140923 | UNKNOWN |  | BROWNING Sludge Holding /Tank |  | NJBC | T | NJBC-CM-BROWN | P203 | INSV | INST | HUSSAARM | 2013-10-13 | BROWINING LANE |  |  |  |  | SLUDGE | OUTDOORS | AW |  |  | NON-PRESSURIZED WSTE | Y | 0.00 Feet | STEEL | ATMOSPHERIC | 0.000 Feet | N | 10,000.00 1GL | N
5140914 | UNKNOWN |  | HADDONHTS Sludge Holding #2 /Tank |  | NJBC | T | NJBC-CM-HAHTS | P203 | INSV | INST | HUSSAARM | 2013-10-13 | 614 W. Atlantic Ave |  |  |  |  | SLUDGE |  | AW |  |  | NON-PRESSURIZED WSTE | XX |  | XX | 15-100PSIG |  | XX | 20,000.00 1GL | XX
5139893 | UNKNOWN |  | HADDONHTS Sludge Holding #1 /Tank |  | NJBC | T | NJBC-CM-HAHTS | P203 | INSV | INST | HUSSAARM | 2013-10-13 | 614 W. Atlantic Ave |  |  |  |  | SLUDGE |  | AW |  |  | NON-PRESSURIZED WSTE | XX |  | XX | 15-100PSIG |  | XX | 20,000.00 1GL | XX

## Potable Water Tank
Equipment |  | Inventory no. | Description | Full Name | AuthorizGroup | EquipCategory | Functional Loc. | Planning plant | User status | System status | Created by | Created on | Street | Size/dimens. | ManufSerialNo. | ManufPartNo. | Install. date | Application | Indoor/Outdoor | Owned By | Special Mtn Note | Special Mtn Note Det | Tank Potable Water | Tnk-Auto Refill | Tnk-Diameter | Tnk-Material | Tnk-Pressure Rating | Tnk-Side Length (ft) | Tnk-State Inspection | Tnk-Volume (gal) | Underground
5139873 | UNKNOWN |  | OTTERBRK-TNK GRND LVL STOR YD /TANK |  | NJBC | T | NJBC-CM-OTTER-TNK. | P203 | INSV | INST | HUSSAARM | 2013-10-13 | 711 FLOODGATE RD |  |  |  |  | WATER | OUTDOORS | AW |  |  | NON-PRESSURIZED WPOT | Y | 52.00 Feet | STEEL | ATMOSPHERIC | 16.000 Feet | N | 250,000.00 1GL | N
5139874 | UNKNOWN |  | HINELLA Elevated Storage /Tank |  | NJBC | T | NJBC-CM-HINEL | P203 | INSV | INST | HUSSAARM | 2013-10-13 | 502 W ATLANTIC AVE |  |  |  |  | WATER | OUTDOORS | AW |  |  | NON-PRESSURIZED WPOT | Y | 56.00 Feet | STEEL | ATMOSPHERIC | 30.000 Feet | N | 500,000.00 1GL | N
5139875 | UNKNOWN |  | LAURELSP-TNK GRND LVL STOR YD /TANK |  | NJBC | T | NJBC-CM-LAURE-TNK. | P203 | INSV | INST | HUSSAARM | 2013-10-13 | 820 GRAND AVENUE |  |  |  |  | WATER | OUTDOORS | AW |  |  | NON-PRESSURIZED WPOT | Y | 40.00 Feet | STEEL | ATMOSPHERIC | 16.000 Feet | N | 150,000.00 1GL | N
5139876 | UNKNOWN | NJHH-43-WSWT-10 | MAGNOLIA-TNK GRND LVL STOR YD /TANK |  | NJBC | T | NJBC-CM-MAGNO-TNK. | P203 | INSV | INST | HUSSAARM | 2013-10-13 | 625 N WALNUT AVENUE |  |  |  |  | WATER | OUTDOORS | AW |  |  | NON-PRESSURIZED WPOT | Y | 52.00 Feet | STEEL | ATMOSPHERIC | 16.000 Feet | N | 250,000.00 1GL | N
5139877 | UNKNOWN |  | OAKLYNTNK Elevated Storage /Tank |  | NJBC | T | NJBC-CM-OKTNK | P203 | INSV | INST | HUSSAARM | 2013-10-13 | 276 MANOR AVE |  |  |  |  | WATER | OUTDOORS | AW |  |  | NON-PRESSURIZED WPOT | Y | 50.00 Feet | STEEL | ATMOSPHERIC | 45.000 Feet | N | 600,000.00 1GL | N
5139879 | UNKNOWN |  | RIVERSIDETNK Elevated Storage /Tank |  | NJBC | T | NJBC-BU-RVTNK | P203 | INSV | INST | HUSSAARM | 2013-10-13 | HANCOCK STREET |  |  |  |  | WATER | OUTDOORS | AW |  |  | NON-PRESSURIZED WPOT | Y | 50.00 Feet | STEEL | ATMOSPHERIC | 37.500 Feet | N | 500,000.00 1GL | N
5139881 | UNKNOWN |  | SOMERDALE-TNK Elevated Storage /Tank |  | NJBC | T | NJBC-CM-SOMER-TNK. | P203 | INSV | INST | HUSSAARM | 2013-10-13 | 26 ELM AVE |  |  |  |  | WATER | OUTDOORS | AW |  |  | NON-PRESSURIZED WPOT | Y | 50.00 Feet | STEEL | ATMOSPHERIC | 45.000 Feet | N | 600,000.00 1GL | N
5139883 | UNKNOWN |  | MARLTONTNK Elevated Storage /Tank |  | NJBC | T | NJBC-CM-MARLT | P203 | INSV | INST | HUSSAARM | 2013-10-13 | 701 CENTENNIAL BLVD |  |  |  |  | WATER | OUTDOORS | AW |  |  | NON-PRESSURIZED WPOT | Y | 98.00 Feet | STEEL | 15-100PSIG | 30.000 Feet | N | 1,500,000.00 1GL | N
5139884 | UNKNOWN |  | SUNBURY-TNK Elevated Storage /Tank |  | NJBC | T | NJBC-PB-SUNBU-TNK. | P203 | OOS | INAC INST | HUSSAARM | 2013-10-13 | 226 NORCROSS LN |  |  |  |  | WATER | OUTDOORS | AW |  |  | NON-PRESSURIZED WPOT | Y | 19.00 Feet | STEEL | 15-100PSIG | 30.000 Feet | N | 50,000.00 1GL | N
5139885 | UNKNOWN |  | ROWANTNK Elevated Storage /Tank |  | NJBC | T | NJBC-GL-ROTNK | P203 | INSV | INST | HUSSAARM | 2013-10-13 | ZEE RD / RTE 322 |  |  |  |  | WATER | OUTDOORS | AW |  |  | NON-PRESSURIZED WPOT | Y | 50.00 Feet | STEEL | 15-100PSIG | 30.000 Feet | N | 500,000.00 1GL | N
5139886 | UNKNOWN |  | 30TH-TNK Standpipe /Tank |  | NJBC | T | NJBC-CM-30TH.-TNK. | P203 | INSV | INST | HUSSAARM | 2013-10-13 | 2940 SAUNDERS ST |  |  |  |  | WATER | OUTDOORS | AW |  |  | NON-PRESSURIZED WPOT | Y | 30.00 Feet | STEEL | 15-100PSIG | 115.000 Feet | N | 605,000.00 1GL | N
5139888 | UNKNOWN |  | HIGHLAND-TNK1 Standpipe /Tank |  | NJBC | T | NJBC-BU-HIGHL-TNK1 | P203 | INSV | INST | HUSSAARM | 2013-10-13 | 1102 MORGAN AVE |  |  |  |  | WATER | OUTDOORS | AW |  |  | NON-PRESSURIZED WPOT | Y | 20.00 Feet | STEEL | 15-100PSIG | 75.000 Feet | N | 176,000.00 1GL | N
5139889 | UNKNOWN |  | HIGHLAND-TNK2 Standpipe /Tank |  | NJBC | T | NJBC-BU-HIGHL-TNK2 | P203 | INSV | INST | HUSSAARM | 2013-10-13 | 1102 MORGAN AVE |  |  |  |  | WATER | OUTDOORS | AW |  |  | NON-PRESSURIZED WPOT | Y | 30.00 Feet | STEEL | 15-100PSIG | 75.000 Feet | N | 397,000.00 1GL | N
5139890 | UNKNOWN |  | GIBBSBOROBS-BST Standpipe /Tank |  | NJBC | T | NJBC-CM-GBBST-BSTR | P203 | INSV | INST | HUSSAARM | 2013-10-13 | LINDEN AVE AT WEST ROAD |  |  |  |  | WATER | OUTDOORS | AW |  |  | NON-PRESSURIZED WPOT | Y | 30.00 Feet | STEEL | 15-100PSIG | 80.000 Feet | N | 420,000.00 1GL | N
5139891 | UNKNOWN |  | STATION-TNK1 Standpipe /Tank |  | NJBC | T | NJBC-CM-STATI-TNK1 | P203 | INSV | INST | HUSSAARM | 2013-10-13 | 2 STATION AVE |  |  |  |  | WATER | OUTDOORS | AW |  |  | NON-PRESSURIZED WPOT | Y | 12.00 Feet | STEEL | 15-100PSIG | 75.000 Feet | N | 63,000.00 1GL | N
5139892 | UNKNOWN |  | VOORHEES-TNK Standpipe /Tank |  | NJBC | T | NJBC-CM-VOORH-TNK. | P203 | INSV | INST | HUSSAARM | 2013-10-13 | 13 GOLF VIEW DR |  |  |  |  | WATER | OUTDOORS | AW |  |  | NON-PRESSURIZED WPOT | Y | 60.00 Feet | STEEL | 15-100PSIG | 76.000 Feet | N | 1,600,000.00 1GL | N
5140908 | UNKNOWN |  | CHEWSLNDBS Hydro-Pneumatic /Tank |  | NJBC | T | NJBC-CM-CHEWS | P203 | INSV | INST | HUSSAARM | 2013-10-13 | 1543 CHEWS LANDING RD |  |  |  |  | WATER | INDOORS | AW |  |  | PRESSURIZED/BLADDER WPOT | XX |  | STEEL | GREATER THAN 100PSIG | 74.000 Feet | XX | 203.00 1GL | XX
5140920 | UNKNOWN |  | BRIDGEPTIC Elevated Storage /Tank |  | NJBC | T | NJBC-GL-BRIDG | P203 | INSV | INST | HUSSAARM | 2013-10-13 | 536 SWEDESBORO RD |  |  |  |  | WATER | OUTDOORS | AW |  |  | NON-PRESSURIZED WPOT | Y |  | STEEL | 15-100PSIG |  | N | 75,000.00 1GL | N
5140926 | UNKNOWN |  | CAMDEN Ground Storage - (Yard) /Tank |  | NJBC | T | NJBC-CM-CASTA | P203 | INSV | INST | HUSSAARM | 2013-10-13 | 791 N 30TH ST |  |  |  |  | WATER | OUTDOORS | AW |  |  | NON-PRESSURIZED WPOT | Y | 65.00 Feet | STEEL | 15-100PSIG | 36.000 Feet | N | 890,000.00 1GL | N
5140934 | UNKNOWN |  | EVESHAM Ground Storage - (Yard) /Tank |  | NJBC | T | NJBC-CM-EVBST | P203 | INSV | INST | HUSSAARM | 2013-10-13 | EVERGREEN RD |  |  |  |  | WATER | OUTDOORS | AW |  |  | NON-PRESSURIZED WPOT | Y | 92.00 Feet | STEEL | 15-100PSIG | 40.000 Feet | N | 2,000,000.00 1GL | N
5140938 | UNKNOWN |  | STATION-BAR Hydro-Pneumatic /Tank |  | NJBC | T | NJBC-CM-STATI-BAR. | P203 | INSV | INST | HUSSAARM | 2013-10-13 | 2 STATION AVE |  |  |  |  | WATER | INDOORS | AW |  |  | PRESSURIZED/BLADDER WPOT | XX |  | STEEL | GREATER THAN 100PSIG | 74.000 Feet | XX | 203.00 1GL | XX
5140946 | UNKNOWN |  | MAGNOLIA Contact /Tank |  | NJBC | T | NJBC-CM-MAGNO | P203 | INSV | INST | HUSSAARM | 2013-10-13 | 625 N WALNUT AVENUE |  |  |  |  | WATER | OUTDOORS | AW |  |  | NON-PRESSURIZED WPOT | Y | 14.00 Feet | STEEL | 15-100PSIG | 11.000 Feet | N | 10,000.00 1GL | N
5140986 | UNKNOWN |  | SUNBURY-TNK Elevated Storage /Tank |  | NJBC | T | NJBC-PB-SUNBU-TNK. | P203 | INSV | INST | HUSSAARM | 2013-10-13 | 226 NORCROSS LN |  |  |  |  | WATER | OUTDOORS | AW |  |  | NON-PRESSURIZED WPOT | Y | 34.00 Feet | STEEL | 15-100PSIG |  | N | 150,000.00 1GL | N
5140989 | UNKNOWN |  | STATION-TNK2 Standpipe /Tank |  | NJBC | T | NJBC-CM-STATI-TNK2 | P203 | INSV | INST | HUSSAARM | 2013-10-13 | 2 STATION AVE |  |  |  |  | WATER | OUTDOORS | AW |  |  | NON-PRESSURIZED WPOT | Y | 34.00 Feet | STEEL | 15-100PSIG | 75.000 Feet | N | 530,000.00 1GL | N
5141776 | UNKNOWN |  | Elevated /Tank |  | NJPG | T | NJPG-PG-GATE. | P203 | INSV | INST | HUSSAARM | 2013-10-13 | 135 STRAUGHNS MILL RD | [6 empty] | AW |  |  | NON-PRESSURIZED WPOT | XX | 50.50 Feet | STEEL | XX | 139.500 Feet | XX | 400,000.00 1GL | XX
5147894 | UNKNOWN |  | BECK Backwash /Tank |  | NJLO | T | NJLO-Z1-BECK. | P203 | INSV | INST | HUSSAARM | 2013-10-13 | 1547 High Hill Rd |  |  |  |  | WATER | OUTDOORS | AW |  |  | NON-PRESSURIZED WPOT | XX | 18.00 Feet | STEEL | ATMOSPHERIC | 18.000 Feet | XX | 34,000.00 1GL | N
5148900 | UNKNOWN |  | BECK-TNK /Tank |  | NJLO | T | NJLO-Z1-BECK.-TNK. | P203 | INSV | INST | HUSSAARM | 2013-10-13 | 16 SADDLE LN |  |  |  |  | WATER | OUTDOORS | AW |  |  | NON-PRESSURIZED WPOT | XX | 66.00 Feet | STEEL | ATMOSPHERIC | 40.000 Feet | XX | 1,000,000.00 1GL | N
5148901 | UNKNOWN |  | COMM-TNK /Tank |  | NJLO | T | NJLO-Z1-COMM.-TNK. | P203 | INSV | INST | HUSSAARM | 2013-10-13 | 151 SPRINGER LN |  |  |  |  | WATER | OUTDOORS | AW |  |  | NON-PRESSURIZED WPOT | XX | 37.00 Feet | STEEL | ATMOSPHERIC | 32.000 Feet | XX | 250,000.00 1GL | N
5148902 | UNKNOWN |  | PURETA /Tank |  | NJLO | T | NJLO-Z1-PURET | P203 | INSV | INST | HUSSAARM | 2013-10-13 | EAGLE CT |  |  |  |  | WATER | OUTDOORS | AW |  |  | NON-PRESSURIZED WPOT | XX | 43.00 Feet | STEEL | ATMOSPHERIC |  | XX | 275,000.00 1GL | N
5148903 | UNKNOWN |  | BIRCH-TNK /Tank |  | NJLO | T | NJLO-Z1-BIRCH-TNK. | P203 | INSV | INST | HUSSAARM | 2013-10-13 | 322 BIRCH CREEK RD |  |  |  |  | WATER | OUTDOORS | AW |  |  | NON-PRESSURIZED WPOT | XX | 40.00 Feet | STEEL | ATMOSPHERIC | 40.000 Feet | XX | 360,000.00 1GL | N
5148904 | UNKNOWN |  | BIRCH Backwash /Tank |  | NJLO | T | NJLO-Z1-BIRCH | P203 | INSV | INST | HUSSAARM | 2013-10-13 | 322 BIRCH CREEK ROAD |  |  |  |  | WATER | OUTDOORS | AW |  |  | NON-PRESSURIZED WPOT | XX | 17.00 Feet | STEEL | ATMOSPHERIC | 23.000 Feet | XX | 39,000.00 1GL | N
5148907 | UNKNOWN |  | COMM Expansion /Tank |  | NJLO | T | NJLO-Z1-COMM. | P203 | INSV | INST | HUSSAARM | 2013-10-13 | 657 Commodore Dr |  |  |  |  | WATER | OUTDOORS | AW |  |  | PRESSURIZED/BLADDER WPOT | XX |  | XX | GREATER THAN 100PSIG |  | XX |  | Y
5139872 | UNKNOWN |  | GIBBSSTA-TNK GRND LVL STOR YD /TANK |  | NJBC | T | NJBC-CM-GBSTA-YTNK | P203 | INSV | INST | HUSSAARM | 2013-10-13 | 1 LINDEN AVE |  |  |  |  | WATER | OUTDOORS | AW |  |  | NON-PRESSURIZED WPOT | Y | 52.00 Feet | STEEL | 15-100PSIG | 16.000 Feet | N | 250,000.00 1GL | N
5096179 | UNKNOWN |  | BRIG-TNK Elevated /Tank |  | NJBP | T | NJBP-Z1-BRIG.-TNK. | P203 | INSV | INST | HUSSAARM | 2013-10-13 | 9 RAILROAD AVE |  |  |  |  | WATER | OUTDOORS | AW |  |  | NON-PRESSURIZED WPOT | XX | 19.00 Feet | STEEL | ATMOSPHERIC | 28.000 Feet | XX | 50,000.00 1GL | N
5096180 | UNKNOWN |  | REPA Elevated /Tank |  | NJBP | T | NJBP-Z1-REPA. | P203 | INSV | INST | HUSSAARM | 2013-10-13 | 560 ASBURY STATION RD |  |  |  |  | WATER | OUTDOORS | AW |  |  | NON-PRESSURIZED WPOT | XX | 30.00 Feet | STEEL | ATMOSPHERIC | 21.000 Feet | XX | 100,000.00 1GL | N
5096698 | UNKNOWN |  | WALN Ground Storage /Tank |  | NJHR | T | NJHR-Z1-WALN. | P203 | INSV | INST | HUSSAARM | 2013-10-13 | 102 BRIDGETON PIKE |  |  |  |  | WATER |  | AW |  |  | NON-PRESSURIZED WPOT | XX | 40.00 Feet | STEEL | ATMOSPHERIC | 24.000 Feet | XX | 200,000.00 1GL | XX
5096699 | UNKNOWN |  | HIGHPO Altitude Vault /Tank |  | NJHR | T | NJHR-Z1-HIGHP | P203 | INSV | INST | HUSSAARM | 2013-10-13 | 230 STRAWBRIDGE LN |  |  |  |  | WATER |  | AW |  |  | NON-PRESSURIZED WPOT | XX | 24.00 Feet | STEEL | ATMOSPHERIC | 90.000 Feet | XX | 300,000.00 1GL | XX
5103882 | UNKNOWN |  | GOLD Water Storage /Tank |  | NJPG | T | NJPG-PG-GOLD. | P203 | INSV | INST | HUSSAARM | 2013-10-13 | NEW JERSEY TPKE |  |  |  |  | WATER | OUTDOORS | AW |  |  | NON-PRESSURIZED WPOT | Y |  | STEEL | ATMOSPHERIC |  | N | 300,000.00 1GL | N
5103886 | UNKNOWN |  | CLEV Elevated Water Storage /Tank |  | NJPG | T | NJPG-PG-CLEV. | P203 | INSV | INST | HUSSAARM | 2013-10-13 | 299 JOHNSON ST |  |  |  |  | WATER | OUTDOORS | AW |  |  | NON-PRESSURIZED WPOT | Y | 18.00 Feet | STEEL | ATMOSPHERIC | 27.000 Feet | N | 50,000.00 1GL | N
5103888 | UNKNOWN |  | NAYL Elevated Water Storage /Tank |  | NJPG | T | NJPG-PG-NAYL. | P203 | INSV | INST | HUSSAARM | 2013-10-13 | 40 NAYLOR AVE |  |  |  |  | WATER | OUTDOORS | AW |  |  | NON-PRESSURIZED WPOT | Y | 28.00 Feet | STEEL | ATMOSPHERIC | 30.000 Feet | N | 150,000.00 1GL | N
5103889 | UNKNOWN |  | BROA Stand Pipe Water Storage /Tank |  | NJPG | T | NJPG-PG-BROA. | P203 | INSV | INST | HUSSAARM | 2013-10-13 | 163 N BROAD ST |  |  |  |  | WATER | OUTDOORS | AW |  |  | NON-PRESSURIZED WPOT | Y |  | STEEL | ATMOSPHERIC |  | N | 94,000.00 1GL | N
5103890 | UNKNOWN |  | TURN Elevated Water Storage /Tank |  | NJPG | T | NJPG-PG-TURN. | P203 | INSV | INST | HUSSAARM | 2013-10-13 | 792 HARDING HWY |  |  |  |  | WATER | OUTDOORS | AW |  |  | NON-PRESSURIZED WPOT | Y | 50.00 Feet | STEEL | ATMOSPHERIC | 38.000 Feet | N | 500,000.00 1GL | N
5103891 | UNKNOWN |  | RANN-TNK Stand Pipe Water Storage /Tank |  | NJPG | T | NJPG-PG-RANN.-TNK. | P203 | INSV | INST | HUSSAARM | 2013-10-13 | 370 HARDING HWY |  |  |  |  | WATER | OUTDOORS | AW |  |  | NON-PRESSURIZED WPOT | Y | 23.50 Feet | STEEL | ATMOSPHERIC | 128.000 Feet | N | 413,000.00 1GL | N
5103892 | UNKNOWN |  | GATE Elevated Water Storage /Tank |  | NJPG | T | NJPG-PG-GATE. | P203 | INSV | INST | HUSSAARM | 2013-10-13 | 135 STRAUGHNS MILL RD |  |  |  |  | WATER | OUTDOORS | AW |  |  | NON-PRESSURIZED WPOT | Y | 0.00 Feet | STEEL | ATMOSPHERIC | 0.000 Feet | N | 400,000.00 1GL | N
5103893 | UNKNOWN |  | GOLD Stand Pipe Water Storage /Tank |  | NJPG | T | NJPG-PG-GOLD. | P203 | INSV | INST | HUSSAARM | 2013-10-13 | NEW JERSEY TPKE | [6 empty] | AW |  |  | NON-PRESSURIZED WPOT | XX | 22.00 Feet | STEEL | XX | 110.000 Feet | XX | 310,000.00 1GL | XX
5119527 | UNKNOWN |  | HOME-TNK NJAWC - Homestead Tank /Tank |  | NJBC | T | NJBC-HS-HOME.-TNK. | P203 | INSV | INST | HUSSAARM | 2013-10-13 | 117 CHESTNUT HILL LN |  |  |  |  | WATER | OUTDOORS | AW |  |  | NON-PRESSURIZED WPOT | XX | 28.00 Feet | STEEL | 15-100PSIG | 100.000 Feet | XX | 230,000.00 1GL | N
5119547 | UNKNOWN |  | MANS-TNK NJAWC - Mansfield /Tank |  | NJBC | T | NJBC-MF-MANS.-TNK. | P203 | INSV | INST | HUSSAARM | 2013-10-13 | 3165 RTE 206 |  |  |  |  | WATER | OUTDOORS | AW |  |  | NON-PRESSURIZED WPOT | XX | 53.00 Feet | STEEL | 15-100PSIG | 124.000 Feet | XX | 1,910,000.00 1GL | N
5119569 | UNKNOWN |  | VNCE-TNK NJAWC - Vincentown /Tank |  | NJBC | T | NJBC-VT-VNCE.-TNK. | P203 | INSV | INST | HUSSAARM | 2013-10-13 | 2101 Route 206 |  |  |  |  | WATER | OUTDOORS | AW |  |  | NON-PRESSURIZED WPOT | XX | 44.00 Feet | STEEL | 15-100PSIG | 36.000 Feet | XX | 350,000.00 1GL | N
5119580 | UNKNOWN |  | EVERTK NJAWC - Evergreen Street /Tank |  | NJBC | T | NJBC-MH-EVERT | P203 | INSV | INST | HUSSAARM | 2013-10-13 | 25 EVERGREEN ST |  |  |  |  | WATER | OUTDOORS | AW |  |  | NON-PRESSURIZED WPOT | XX | 50.00 Feet | STEEL | 15-100PSIG | 77.000 Feet | XX | 1,120,000.00 1GL | N
5119591 | UNKNOWN |  | MARNTK NJAWC - Marne Highway /Tank |  | NJBC | T | NJBC-HA-MARNT | P203 | INSV | INST | HUSSAARM | 2013-10-13 | MARNE HIGHWAY |  |  |  |  | WATER | OUTDOORS | AW |  |  | NON-PRESSURIZED WPOT | XX | 40.00 Feet | STEEL | 15-100PSIG | 128.000 Feet | XX | 1,200,000.00 1GL | N
5139853 | UNKNOWN |  | CAMDEN-TNK Standpipe /Tank |  | NJBC | T | NJBC-CM-CASTA-YTNK | P203 | INSV | INST | HUSSAARM | 2013-10-13 | 712 N 29TH ST |  |  |  |  | WATER | OUTDOORS | AW |  |  | NON-PRESSURIZED WPOT | Y |  | STEEL | 15-100PSIG |  | N | 890,000.00 1GL | N
5139854 | UNKNOWN |  | COLUMBIALK-TNK GRND LVL STOR YD /TANK |  | NJBC | T | NJBC-CM-COLUM-TNK. | P203 | INSV | INST | HUSSAARM | 2013-10-13 | 1 LANDOVER LN |  |  |  |  | WATER | OUTDOORS | AW |  |  | NON-PRESSURIZED WPOT | Y | 52.00 Feet | STEEL | 15-100PSIG | 16.000 Feet | N | 250,000.00 1GL | N
5139855 | UNKNOWN |  | ELLISBERG-TNK GRND LVL STOR YD /TANK |  | NJBC | T | NJBC-CM-ELLIS-TNK. | P203 | INSV | INST | HUSSAARM | 2013-10-13 | 129 PARK DR |  |  |  |  | WATER | OUTDOORS | AW |  |  | NON-PRESSURIZED WPOT | Y | 37.00 Feet | STEEL | 15-100PSIG | 32.000 Feet | N | 250,000.00 1GL | N
5139856 | UNKNOWN |  | KINGSTON-TNK GRND LVL STOR YD /TANK |  | NJBC | T | NJBC-CM-KINGS-TNK. | P203 | INSV | INST | HUSSAARM | 2013-10-13 | 512 HOWARD RD |  |  |  |  | WATER | OUTDOORS | AW |  |  | NON-PRESSURIZED WPOT | Y | 52.00 Feet | STEEL | 15-100PSIG | 16.000 Feet | N | 250,000.00 1GL | N
5139857 | UNKNOWN |  | OLDORCHARD-TNK GRND LVL STOR YD /TANK |  | NJBC | T | NJBC-CM-OLDOR-TNK. | P203 | INSV | INST | HUSSAARM | 2013-10-13 | ROUTE 70 EAST AT OLD ORCHARD ROAD |  |  |  |  | WATER | OUTDOORS | AW |  |  | NON-PRESSURIZED WPOT | Y | 83.00 Feet | STEEL | 15-100PSIG | 61.000 Feet | N | 2,500,000.00 1GL | N
5139858 | UNKNOWN |  | BROWNING-TNK GRND LVL STOR YD /TANK |  | NJBC | T | NJBC-CM-BROWN-TNK. | P203 | INSV | INST | HUSSAARM | 2013-10-13 | BROWINING LANE |  |  |  |  | WATER | OUTDOORS | AW |  |  | NON-PRESSURIZED WPOT | Y | 52.00 Feet | STEEL | 15-100PSIG | 16.000 Feet | N | 250,000.00 1GL | N
5139859 | UNKNOWN |  | DECOUTNK Elevated Storage /Tank |  | NJBC | T | NJBC-CM-DECOU | P203 | INSV | INST | HUSSAARM | 2013-10-13 | 610 N KINGS HIGHWAY |  |  |  |  | WATER | OUTDOORS | AW |  |  | NON-PRESSURIZED WPOT | Y | 70.00 Feet | STEEL | 15-100PSIG | 42.000 Feet | N | 1,000,000.00 1GL | N
5139861 | UNKNOWN |  | FELLOWSHIP-TNK GRND LVL STOR YD /TANK |  | NJBC | T | NJBC-BU-FELLO-TNK. | P203 | INSV | INST | HUSSAARM | 2013-10-13 | FELLOWSHIP RD & OLNEY |  |  |  |  | WATER | OUTDOORS | AW |  |  | NON-PRESSURIZED WPOT | Y | 92.00 Feet | STEEL | 15-100PSIG | 40.000 Feet | N | 2,000,000.00 1GL | N
5139864 | UNKNOWN |  | HUTTONHILL-TNK GRND LVL STOR YD /TANK |  | NJBC | T | NJBC-CM-HUTTO-TNK. | P203 | INSV | INST | HUSSAARM | 2013-10-13 | 219 KRESSON RD |  |  |  |  | WATER | OUTDOORS | AW |  |  | NON-PRESSURIZED WPOT | Y | 83.00 Feet | STEEL | 15-100PSIG | 61.000 Feet | N | 2,500,000.00 1GL | N
5139865 | UNKNOWN |  | KRESSONTNK Elevated Storage /Tank |  | NJBC | T | NJBC-CM-KRESS | P203 | INSV | INST | HUSSAARM | 2013-10-13 | 630 KRESSON RD |  |  |  |  | WATER | OUTDOORS | AW |  |  | NON-PRESSURIZED WPOT | Y | 105.00 Feet | STEEL | 15-100PSIG | 35.000 Feet | N | 2,000,000.00 1GL | N
5139866 | UNKNOWN |  | RIVERROAD-TNK GRND LVL STOR YD /TANK |  | NJBC | T | NJBC-BU-RVBST-YTNK | P203 | INSV | INST | HUSSAARM | 2013-10-13 | 2765 BROAD ST |  |  |  |  | WATER | OUTDOORS | AW |  |  | NON-PRESSURIZED WPOT | Y | 82.00 Feet | STEEL | 15-100PSIG | 32.000 Feet | N | 1,250,000.00 1GL | N
5139867 | UNKNOWN |  | TAYLORS-TNK GRND LVL STOR YD /TANK |  | NJBC | T | NJBC-BU-TAYLO-TNK. | P203 | INSV | INST | HUSSAARM | 2013-10-13 | 1906 TAYLORS LN |  |  |  |  | WATER | OUTDOORS | AW |  |  | NON-PRESSURIZED WPOT | Y | 100.00 Feet | STEEL | 15-100PSIG | 40.000 Feet | N | 2,350,000.00 1GL | N
5139869 | UNKNOWN |  | POMONA-TNK Elevated Storage /Tank |  | NJBC | T | NJBC-BU-POMON-TNK. | P203 | INSV | INST | HUSSAARM | 2013-10-13 | 915 POMONA ROAD |  |  |  |  | WATER | OUTDOORS | AW |  |  | NON-PRESSURIZED WPOT | Y | 58.00 Feet | STEEL | 15-100PSIG | 35.000 Feet | N | 600,000.00 1GL | N
5139870 | UNKNOWN |  | HAINESMILLTNK Elevated Storage /Tank |  | NJBC | T | NJBC-BU-HMTNK | P203 | INSV | INST | HUSSAARM | 2013-10-13 | 129 HAINES MILL RD |  |  |  |  | WATER | OUTDOORS | AW |  |  | NON-PRESSURIZED WPOT | Y | 75.00 Feet | STEEL | 15-100PSIG | 35.000 Feet | N | 1,000,000.00 1GL | N
5139871 | UNKNOWN |  | EDGEWATERTNK Elevated Storage /Tank |  | NJBC | T | NJBC-BU-EDGEW | P203 | INSV | INST | HUSSAARM | 2013-10-13 | ROOSEVELT AVENUE |  |  |  |  | WATER | OUTDOORS | AW |  |  | NON-PRESSURIZED WPOT | Y | 70.00 Feet | STEEL | 15-100PSIG | 30.000 Feet | N | 750,000.00 1GL | N
5199128 | UNKNOWN |  | LAKE (HADDFLD)-YTNK /TANK |  | NJBC | T | NJBC-CM-LAKE.-YTNK | P203 | INSV | INST | LOD_EAM_01 | 2015-05-28 | LAKE STREET | [6 empty] | AW |  |  | XX
5199144 | UNKNOWN |  | CENTRE (HADDFLD) SUCTION WELL /TANK |  | NJBC | T | NJBC-CM-CENT. | P203 | INSV | INST | LOD_EAM_01 | 2015-05-28 | 555 CENTRE STREET | [6 empty] | AW |  |  | XX
5239139 | UNKNOWN |  | HARRISONTNK Elevated Storage /Tank |  | NJHR | T | NJHR-Z1-HARRI | P203 | INSV | INST | TAYLORDM | 2017-04-26 | Bridgeton Pike (Route 77) |  |  |  |  | WATER | OUTDOORS | AW |  |  | NON-PRESSURIZED WPOT | Y | 50.00 Feet | STEEL | 15-100PSIG | 30.000 Feet | N | 500,000.00 1GL | N

## Non Potable Water Tank
Equipment |  | Inventory no. | Description | Full Name | AuthorizGroup | EquipCategory | Functional Loc. | Planning plant | User status | System status | Created by | Created on | Street | Size/dimens. | ManufSerialNo. | ManufPartNo. | Install. date | Application | Indoor/Outdoor | Owned By | Special Mtn Note | Special Mtn Note Det | Tank Non Potable Wat | Tnk-Auto Refill | Tnk-Diameter | Tnk-Material | Tnk-Pressure Rating | Tnk-Side Length (ft) | Tnk-State Inspection | Tnk-Volume (gal) | Underground
5141144 | UNKNOWN | NJHH-7-BULL-17 | DRWTP-LLPS WET WELL 2 /Tank |  | NJBC | T | NJBC-BU-DRWTP-LLPS | P203 | INSV | INST | HUSSAARM | 2013-10-13 | 213 CARRIAGE LANE |  |  |  |  | RAW WATER | INDOORS | AW |  |  | NON-PRESSURIZED WNON | XX |  | CONCRETE | ATMOSPHERIC |  | XX |  | Y
5141142 | UNKNOWN | NJHH-7-BULL-16 | DRWTP-LLPS WET WELL 1 /Tank |  | NJBC | T | NJBC-BU-DRWTP-LLPS | P203 | INSV | INST | HUSSAARM | 2013-10-13 | 213 CARRIAGE LANE |  |  |  |  | RAW WATER | INDOORS | AW |  |  | NON-PRESSURIZED WNON | XX |  | CONCRETE | ATMOSPHERIC |  | XX |  | Y
5141140 | UNKNOWN | NJHH-7-BURW-23 | DRWTP-RWPS WET WELL 2 /Tank |  | NJBC | T | NJBC-BU-DRWTP-RWPS | P203 | INSV | INST | HUSSAARM | 2013-10-13 | 213 CARRIAGE LN |  |  |  |  | RAW WATER | INDOORS | AW |  |  | NON-PRESSURIZED WNON | XX |  | CONCRETE | ATMOSPHERIC |  | XX |  | Y
5141138 | UNKNOWN | NJHH-7-BURW-22 | DRWTP-RWPS WET WELL 1 /Tank |  | NJBC | T | NJBC-BU-DRWTP-RWPS | P203 | INSV | INST | HUSSAARM | 2013-10-13 | 213 CARRIAGE LN |  |  |  |  | RAW WATER | INDOORS | AW |  |  | NON-PRESSURIZED WNON | XX |  | CONCRETE | ATMOSPHERIC |  | XX |  | Y
5140960 | UNKNOWN |  | OTTERBROOK Clarifier /Tank |  | NJBC | T | NJBC-CM-OTTER | P203 | INSV | INST | HUSSAARM | 2013-10-13 | 900 SAN JOSE DR |  |  |  |  | WASH WATER | OUTDOORS | AW |  |  | NON-PRESSURIZED WNON | Y | 16.00 Feet | STEEL | ATMOSPHERIC | 17.000 Feet | N | 23,000.00 1GL | N
5140948 | UNKNOWN |  | OLDORCHARD Clarifier /Tank |  | NJBC | T | NJBC-CM-OLDOR | P203 | INSV | INST | HUSSAARM | 2013-10-13 | ROUTE 70 EAST AT OLD ORCHARD ROAD |  |  |  |  | WASH WATER | OUTDOORS | AW |  |  | NON-PRESSURIZED WNON | Y | 30.00 Feet | STEEL | 15-100PSIG | 12.000 Feet | N | 60,000.00 1GL | N
5140945 | UNKNOWN |  | GIBBSSTA Clarifier /Tank |  | NJBC | T | NJBC-CM-GBSTA | P203 | INSV | INST | HUSSAARM | 2013-10-13 | 1 LINDEN AVE |  |  |  |  | WASH WATER |  | AW |  |  | NON-PRESSURIZED WNON | XX | 35.00 Feet | XX | 15-100PSIG | 12.000 Feet | XX | 40,000.00 1GL | XX
5140942 | UNKNOWN |  | KINGSTON Clarifier /Tank |  | NJBC | T | NJBC-CM-KINGS | P203 | INSV | INST | HUSSAARM | 2013-10-13 | 514 HOWARD RD |  |  |  |  | WASH WATER | OUTDOORS | AW |  |  | NON-PRESSURIZED WNON | Y | 20.00 Feet | STEEL | 15-100PSIG | 12.000 Feet | N | 25,000.00 1GL | N
5140941 | UNKNOWN |  | HADDONHTS Clarifier /Tank |  | NJBC | T | NJBC-CM-HAHTS | P203 | INSV | INST | HUSSAARM | 2013-10-13 | 614 W. Atlantic Ave |  |  |  |  | WASH WATER | OUTDOORS | AW |  |  | NON-PRESSURIZED WNON | Y | 34.00 Feet | CONCRETE | 15-100PSIG | 15.000 Feet | N | 60,000.00 1GL | N
5140932 | UNKNOWN |  | ELLISBERG Clarifier /Tank |  | NJBC | T | NJBC-CM-ELLIS | P203 | INSV | INST | HUSSAARM | 2013-10-13 | 129 PARK DR |  |  |  |  | WASH WATER | OUTDOORS | AW |  |  | NON-PRESSURIZED WNON | Y | 37.00 Feet | CONCRETE | 15-100PSIG | 12.000 Feet | N | 50,000.00 1GL | N
5140930 | UNKNOWN |  | COLUMBIALK Clarifier /Tank |  | NJBC | T | NJBC-CM-COLUM | P203 | INSV | INST | HUSSAARM | 2013-10-13 | 330 OAK AVE |  |  |  |  | WASH WATER | OUTDOORS | AW |  |  | NON-PRESSURIZED WNON | Y | 16.00 Feet | STEEL | 15-100PSIG | 17.000 Feet | N | 23,000.00 1GL | N
5140929 | UNKNOWN |  | EGBERT Waste Water Holding /Tank |  | NJBC | T | NJBC-CM-EGBER | P203 | INSV | INST | HUSSAARM | 2013-10-13 | 1328 SYLVAN AVE |  |  |  |  | WASH WATER |  | AW |  |  | NON-PRESSURIZED WNON | XX | 12.00 Feet | XX | 15-100PSIG | 16.500 Feet | XX | 14,000.00 1GL | XX
5140928 | UNKNOWN |  | CAMDEN Recovery /Tank |  | NJBC | T | NJBC-CM-CASTA | P203 | INSV | INST | HUSSAARM | 2013-10-13 | 791 N 30TH ST |  |  |  |  | WASH WATER | OUTDOORS | AW |  |  | NON-PRESSURIZED WNON | Y | 22.00 Feet | CONCRETE | ATMOSPHERIC | 13.000 Feet | N | 26,000.00 1GL | N
5140927 | UNKNOWN |  | CAMDEN Low Service Suction Well /Tank |  | NJBC | T | NJBC-CM-CASTA | P203 | INSV | INST | HUSSAARM | 2013-10-13 | 791 N 30TH ST |  |  |  |  | WASH WATER | OUTDOORS | AW |  |  | NON-PRESSURIZED WNON | Y |  | CONCRETE | 15-100PSIG | 11.000 Feet | N | 52,000.00 1GL | Y
5140925 | UNKNOWN |  | CAMDEN Clarifier /Tank |  | NJBC | T | NJBC-CM-CASTA | P203 | INSV | INST | HUSSAARM | 2013-10-13 | 791 N 30TH ST |  |  |  |  | WASH WATER | OUTDOORS | AW |  |  | NON-PRESSURIZED WNON | Y | 32.00 Feet | CONCRETE | 15-100PSIG | 17.000 Feet | N | 92,000.00 1GL | N
5140922 | UNKNOWN |  | BROWNING Clarifier /Tank |  | NJBC | T | NJBC-CM-BROWN | P203 | INSV | INST | HUSSAARM | 2013-10-13 | BROWINING LANE |  |  |  |  | WASH WATER | OUTDOORS | AW |  |  | NON-PRESSURIZED WNON | Y | 37.00 Feet | CONCRETE | 15-100PSIG | 14.000 Feet | N | 86,000.00 1GL | N
5140919 | UNKNOWN |  | BEVERLY Settling Basin /Tank |  | NJBC | T | NJBC-BU-BEVER | P203 | OOS | INAC INST | HUSSAARM | 2013-10-13 | 40 BROAD ST |  |  |  |  | WASH WATER | OUTDOORS | AW |  |  | NON-PRESSURIZED WNON | N | 40.00 Feet | CONCRETE | ATMOSPHERIC | 40.000 Feet | N | 150,000.00 1GL | N
5140918 | UNKNOWN |  | MAGNOLIA Wash Water Settling /Tank |  | NJBC | T | NJBC-CM-MAGNO | P203 | INSV | INST | HUSSAARM | 2013-10-13 | 625 N WALNUT AVENUE |  |  |  |  | WASH WATER |  | AW |  |  | NON-PRESSURIZED WNON | XX | 16.00 Feet | XX | 15-100PSIG | 17.000 Feet | XX | 23,000.00 1GL | XX
5120012 | UNKNOWN |  | MANS-PLT Settling Tank /Tank |  | NJBC | T | NJBC-MF-MANS.-PLT. | P203 | INSV | INST | HUSSAARM | 2013-10-13 | 3165 RTE 206 |  |  |  |  | WASH WATER | OUTDOORS | AW |  |  | NON-PRESSURIZED WNON | XX |  | XX | 15-100PSIG |  | XX |  | N
5120001 | UNKNOWN |  | MANS-PLT Settling Tank /Tank |  | NJBC | T | NJBC-MF-MANS.-PLT. | P203 | INSV | INST | HUSSAARM | 2013-10-13 | 3165 RTE 206 |  |  |  |  | WASH WATER | OUTDOORS | AW |  |  | NON-PRESSURIZED WNON | XX |  | XX | 15-100PSIG |  | XX |  | N
5118923 | UNKNOWN |  | WOOD Settling Tank /Tank |  | NJBC | T | NJBC-MH-WOOD. | P203 | INSV | INST | HUSSAARM | 2013-10-13 | WOODLANE RD |  |  |  |  | WASH WATER | OUTDOORS | AW |  |  | NON-PRESSURIZED WNON | XX |  | XX | 15-100PSIG |  | XX |  | N
5118921 | UNKNOWN |  | HOME Backwash Tank /Tank |  | NJBC | T | NJBC-HS-HOME. | P203 | INSV | INST | HUSSAARM | 2013-10-13 | JACK HEDDING ROAD |  |  |  |  | WASH WATER | OUTDOORS | AW |  |  | NON-PRESSURIZED WNON | XX | 0.00 Feet | XX | 15-100PSIG | 0.000 Feet | XX | 0.00 1GL | N
5211331 | UNKNOWN |  | RANN BACKWASH 1 /TANK |  | NJPG | T | NJPG-PG-RANN. | P203 | INSV | INST | LOD_EAM_02 | 2016-02-04 | 370 HARDING HWY |  | 8129649 |  |  |  |  | AW |  |  | NON-PRESSURIZED WNON
5211332 | UNKNOWN |  | RANN BACKWASH 2 /TANK |  | NJPG | T | NJPG-PG-RANN. | P203 | INSV | INST | LOD_EAM_02 | 2016-02-04 | 370 HARDING HWY |  | 8129649 |  |  |  |  | AW |  |  | NON-PRESSURIZED WNON
5211333 | UNKNOWN |  | RANN SLUDGE HOLDING /TANK |  | NJPG | T | NJPG-PG-RANN. | P203 | INSV | INST | LOD_EAM_02 | 2016-02-04 | 370 HARDING HWY |  | 8123518 |  |  |  |  | AW |  |  | NON-PRESSURIZED WNON
5215402 | UNKNOWN |  | DRWTP-RSHS-CLAR Distribution Box /TANK |  | NJBC | T | NJBC-BU-DRWTP-RSHS-CLAR | P203 | INSV | INST | TAYLORDM | 2016-05-04 | 213 CARRIAGE LANE |  |  |  |  | RAW WATER | OUTDOORS | AW |  |  | NON-PRESSURIZED WNON | XX |  | CONCRETE |  |  | XX |  | Y

## Fuel Tank
Equipment |  | Inventory no. | Description | Full Name | AuthorizGroup | EquipCategory | Functional Loc. | Planning plant | User status | System status | Created by | Created on | Street | Size/dimens. | ManufSerialNo. | ManufPartNo. | Install. date | Application | Containment | Distance to Ditch of | Fire Protected (min | Fire Resistant (min | Indoor/Outdoor | Leak Detection | Owned By | Special Mtn Note | Special Mtn Note Det | Spill and Overfill P | Tank Fuel | Tnk-Auto Refill | Tnk-Diameter | Tnk-Material | Tnk-Pressure Rating | Tnk-Side Length (ft) | Tnk-State Inspection | Tnk-Volume (gal) | Underground
5141105 | UNKNOWN | NJHH-7-CTSC-1 | DRWTP-HSPS DIESEL FUEL SPILL CONT /Tank |  | NJBC | T | NJBC-BU-DRWTP-HSPS | P203 | INSV | INST | HUSSAARM | 2013-10-13 | 213 CARRIAGE LANE |  |  |  |  | DIESEL |  |  |  |  | OUTDOORS |  | AW |  |  |  | NON-PRESSURIZED FUEL | XX |  | STEEL | ATMOSPHERIC |  | XX |  | Y
5141109 | UNKNOWN | NJHH-7-CTSC-3 | DRWTP-TRMT GAS/DIESEL SPILL CONT /Tank |  | NJBC | T | NJBC-BU-DRWTP-TRMT | P203 | INSV | INST | HUSSAARM | 2013-10-13 | 213 CARRIAGE LANE |  |  |  |  | DIESEL |  |  |  |  | OUTDOORS |  | AW |  |  |  | NON-PRESSURIZED FUEL | XX |  | STEEL | ATMOSPHERIC |  | XX |  | Y
5141115 | UNKNOWN | NJBC-7-DFTK-9 | DRWTP DIESEL FUEL BULK 1 MAIN PLNT /TANK |  | NJBC | T | NJBC-BU-DRWTP | P203 | INSV | INST | HUSSAARM | 2013-10-13 | 213 CARRIAGE LANE |  |  |  |  | DIESEL |  |  |  |  | OUTDOORS |  | AW |  |  |  | NON-PRESSURIZED FUEL | XX |  | STEEL | ATMOSPHERIC |  | XX | 77.00 1GL | Y
5141117 | UNKNOWN | NJHH-7-DFTK-2 | DRWTP DIESEL FUEL BULK 2 MAIN PLNT /Tank |  | NJBC | T | NJBC-BU-DRWTP | P203 | INSV | INST | HUSSAARM | 2013-10-13 | 213 CARRIAGE LANE |  |  |  |  | DIESEL |  |  |  |  | OUTDOORS |  | AW |  |  |  | NON-PRESSURIZED FUEL | XX |  | STEEL | ATMOSPHERIC |  | XX |  | Y
5141119 | UNKNOWN | NJHH-7-DFTK-3 | DRWTP DIESEL FUEL DAY 1 MAIN PLNT /Tank |  | NJBC | T | NJBC-BU-DRWTP | P203 | INSV | INST | HUSSAARM | 2013-10-13 | 213 CARRIAGE LANE |  |  |  |  | DIESEL |  |  |  |  | INDOORS |  | AW |  |  |  | NON-PRESSURIZED FUEL | XX |  | STEEL | ATMOSPHERIC |  | XX |  | N
5141121 | UNKNOWN | NJHH-7-DFTK-4 | DRWTP DIESEL FUEL DAY 2 MAIN PLNT /Tank |  | NJBC | T | NJBC-BU-DRWTP | P203 | INSV | INST | HUSSAARM | 2013-10-13 | 213 CARRIAGE LANE |  |  |  |  | DIESEL |  |  |  |  | INDOORS |  | AW |  |  |  | NON-PRESSURIZED FUEL | XX |  | STEEL | ATMOSPHERIC |  | XX |  | N
5141123 | UNKNOWN | NJHH-7-DFTK-5 | DRWTP-RWPS DIESEL FUEL BULK /Tank |  | NJBC | T | NJBC-BU-DRWTP-RWPS | P203 | INSV | INST | HUSSAARM | 2013-10-13 | 213 CARRIAGE LN |  | 634T1-4 |  |  | DIESEL |  | 0.00 Feet |  |  | OUTDOORS |  | AW |  |  |  | NON-PRESSURIZED FUEL | XX | 0.00 Feet | STEEL | ATMOSPHERIC | 0.000 Feet | XX | 0.00 1GL | Y
5141125 | UNKNOWN | NJBC-7-DFTK-7 | DRWTP-RWPS DIESEL FUEL DAY /TANK |  | NJBC | T | NJBC-BU-DRWTP-RWPS | P203 | INSV | INST | HUSSAARM | 2013-10-13 | 213 CARRIAGE LN |  | A125031 |  |  | DIESEL |  | 0.00 Feet |  |  | INDOORS |  | AW |  |  |  | NON-PRESSURIZED FUEL | XX | 0.00 Feet | OTHER | ATMOSPHERIC | 0.000 Feet | XX | 1,000.00 1GL | N
5141127 | UNKNOWN | NJHH-7-DFTK-7 | DRWTP-RWPS DIESEL FUEL DAY BOILERS /Tank |  | NJBC | T | NJBC-BU-DRWTP-RWPS | P203 | INSV | INST | HUSSAARM | 2013-10-13 | 213 CARRIAGE LN |  | A125030 |  |  | DIESEL |  | 0.00 Feet |  |  | INDOORS |  | AW |  |  |  | NON-PRESSURIZED FUEL | XX | 0.00 Feet | STEEL | ATMOSPHERIC | 0.000 Feet | XX | 100.00 1GL | N

## Chemical Tank
Equipment |  | Inventory no. | Description | Full Name | AuthorizGroup | EquipCategory | Functional Loc. | Planning plant | User status | System status | Created by | Created on | Street | Size/dimens. | ManufSerialNo. | ManufPartNo. | Install. date | Application | Indoor/Outdoor | Owned By | Special Mtn Note | Special Mtn Note Det | Tank Chemical | Tnk-Auto Refill | Tnk-Diameter | Tnk-Material | Tnk-Pressure Rating | Tnk-Side Length (ft) | Tnk-State Inspection | Tnk-Volume (gal) | Underground
5088113 | UNKNOWN |  | CHURCHRCHL SodHyp Day /TANK |  | NJBC | T | NJBC-BU-CHURC | P203 | INSV | INST | HUSSAARM | 2013-10-12 | CHURCH ROAD | [6 empty] | AW |  |  | NON-PRESSURIZED CHEM | XX | 0.00 Feet | XX | XX | 0.000 Feet | XX | 0.00 1GL | XX
5088119 | UNKNOWN | NJHH-73-CTCA-3 | POMONA Caustic Day By Feed Pmp2 /Corner |  | NJBC | T | NJBC-BU-POMON | P203 | INSV | INST | HUSSAARM | 2013-10-12 | 915 POMONA ROAD |  |  |  |  | SODIUM HYDROXIDE | INDOORS | AW |  |  | NON-PRESSURIZED CHEM | N | 0.00 Feet | PLASTIC | ATMOSPHERIC | 0.000 Feet | N | 0.00 1GL | N
5140978 | UNKNOWN |  | MURRAY Caustic Day /Tank |  | NJBC | T | NJBC-CM-MURRA | P203 | INSV | INST | HUSSAARM | 2013-10-13 | 802 MURRAY AVE |  |  |  |  | SODIUM HYDROXIDE | INDOORS | AW |  |  | NON-PRESSURIZED CHEM | N | 0.00 Feet | PLASTIC | ATMOSPHERIC | 0.000 Feet | N | 0.00 1GL | N
5140977 | UNKNOWN |  | HIGHLAND Caustic Day /Tank |  | NJBC | T | NJBC-BU-HIGHL | P203 | INSV | INST | HUSSAARM | 2013-10-13 | 1007 Highland Ave |  |  |  |  | SODIUM HYDROXIDE | INDOORS | AW |  |  | NON-PRESSURIZED CHEM | N | 0.00 Feet | PLASTIC | ATMOSPHERIC | 0.000 Feet | N | 0.00 1GL | N
5140975 | UNKNOWN |  | HIGHLAND Caustic Bulk /Tank |  | NJBC | T | NJBC-BU-HIGHL | P203 | INSV | INST | HUSSAARM | 2013-10-13 | 1007 Highland Ave |  |  |  |  | SODIUM HYDROXIDE | INDOORS | AW |  |  | NON-PRESSURIZED CHEM | N | 0.00 Feet | FIBERGLASS | ATMOSPHERIC | 0.000 Feet | N | 0.00 1GL | N
5140972 | UNKNOWN |  | HIGHLAND Sodium Hypochlorite /Tank |  | NJBC | T | NJBC-BU-HIGHL | P203 | INSV | INST | HUSSAARM | 2013-10-13 | 1007 Highland Ave |  |  |  |  | SODIUM HYPOCHLORITE | INDOORS | AW |  |  | NON-PRESSURIZED CHEM | N | 0.00 Feet | PLASTIC | ATMOSPHERIC | 0.000 Feet | N | 0.00 1GL | N
5140971 | SNYDER IND |  | FELLOWSHIP-BST SODHYP DAY /TANK |  | NJBC | T | NJBC-BU-FELLO-BST. | P203 | INSV | INST | HUSSAARM | 2013-10-13 | FELLOWSHIP RD & OLNEY |  |  |  |  | SODIUM HYPOCHLORITE | INDOORS | AW |  |  | NON-PRESSURIZED CHEM | N | 2.50 Feet | PLASTIC | ATMOSPHERIC | 4.500 Feet | N | 150.00 1GL | N
5140970 | CHEM-TAINER |  | FELLOWSHIP-BST SODHYP BLK /TANK |  | NJBC | T | NJBC-BU-FELLO-BST. | P203 | INSV | INST | HUSSAARM | 2013-10-13 | FELLOWSHIP RD & OLNEY |  | 0802477735 |  |  | SODIUM HYPOCHLORITE | INDOORS | AW |  |  | NON-PRESSURIZED CHEM | N | 5.00 Feet | PLASTIC | ATMOSPHERIC | 6.670 Feet | N | 1,000.00 1GL | N
5140969 | UNKNOWN |  | COOPER Caustic Bulk /Tank |  | NJBC | T | NJBC-BU-COOPE | P203 | INSV | INST | HUSSAARM | 2013-10-13 | 100 HENDRICKSON AVE |  |  |  |  | SODIUM HYDROXIDE |  | AW |  |  | NON-PRESSURIZED CHEM | XX |  | XX | ATMOSPHERIC |  | XX |  | XX
5140968 | UNKNOWN |  | CHURCHRCHL SODHYP BLK1 /TANK |  | NJBC | T | NJBC-BU-CHURC | P203 | INSV | INST | HUSSAARM | 2013-10-13 | CHURCH ROAD |  |  |  |  | SODIUM HYPOCHLORITE | INDOORS | AW |  |  | NON-PRESSURIZED CHEM | N | 0.00 Feet | PLASTIC | ATMOSPHERIC | 0.000 Feet | N | 0.00 1GL | N
5140967 | UNKNOWN |  | COOPER-IVY Sodium Hypochlorite Day /Tank |  | NJBC | T | NJBC-BU-COOPE-IVY. | P203 | INSV | INST | HUSSAARM | 2013-10-13 | 213 IVY RD |  |  |  |  | SODIUM HYPOCHLORITE | INDOORS | AW |  |  | NON-PRESSURIZED CHEM | N | 0.00 Feet | PLASTIC | ATMOSPHERIC | 0.000 Feet | N | 100.00 1GL | N
5140966 | UNKNOWN |  | COOPER Sodium Hypochlorite Bulk /Tank |  | NJBC | T | NJBC-BU-COOPE | P203 | INSV | INST | HUSSAARM | 2013-10-13 | 100 HENDRICKSON AVE |  |  |  |  | SODIUM HYPOCHLORITE | INDOORS | AW |  |  | NON-PRESSURIZED CHEM | N |  | PLASTIC | ATMOSPHERIC |  | N |  | N
5140965 | UNKNOWN |  | RUNNEMEDE Phosphate /Tank |  | NJBC | T | NJBC-CM-RUNNE | P203 | INSV | INST | HUSSAARM | 2013-10-13 | 28 ST CLAIR AVE |  |  |  |  | ZINC ORTHOPHOSPHATE | INDOORS | AW |  |  | NON-PRESSURIZED CHEM | N | 0.00 Feet | PLASTIC | ATMOSPHERIC | 0.000 Feet | N | 0.00 1GL | N
5140964 | POLYPROCESSING |  | RUNNEMEDE Sodium Hypochlorite /Tank |  | NJBC | T | NJBC-CM-RUNNE | P203 | INSV | INST | HUSSAARM | 2013-10-13 | 28 ST CLAIR AVE |  | Y245X |  |  | SODIUM HYPOCHLORITE | INDOORS | AW |  |  | NON-PRESSURIZED CHEM | N | 31.00 Feet | PLASTIC | ATMOSPHERIC | 48.000 Feet | N | 135.00 1GL | N
5140962 | UNKNOWN |  | OTTERBRK SODHYP BLK2 /TANK |  | NJBC | T | NJBC-CM-OTTER | P203 | INSV | INST | HUSSAARM | 2013-10-13 | 900 SAN JOSE DR |  |  |  |  | SODIUM HYPOCHLORITE | INDOORS | AW |  |  | NON-PRESSURIZED CHEM | N | 0.00 Feet | PLASTIC | ATMOSPHERIC | 0.000 Feet | N | 0.00 1GL | N
5140961 | UNKNOWN |  | OTTERBRK SODHYP BLK1 /TANK |  | NJBC | T | NJBC-CM-OTTER | P203 | INSV | INST | HUSSAARM | 2013-10-13 | 900 SAN JOSE DR |  |  |  |  | SODIUM HYPOCHLORITE | INDOORS | AW |  |  | NON-PRESSURIZED CHEM | N | 0.00 Feet | PLASTIC | ATMOSPHERIC | 0.000 Feet | N | 0.00 1GL | N
5140958 | UNKNOWN |  | MAGNOLIA Sodium Hypochlorite Bulk /Tank |  | NJBC | T | NJBC-CM-MAGNO | P203 | INSV | INST | HUSSAARM | 2013-10-13 | 625 N WALNUT AVENUE |  |  |  |  | SODIUM HYPOCHLORITE | INDOORS | AW |  |  | NON-PRESSURIZED CHEM | N | 0.00 Feet | PLASTIC | ATMOSPHERIC | 0.000 Feet | N | 0.00 1GL | N
5140957 | RAVEN |  | LAURELSP Sodium Hypochlorite /Tank |  | NJBC | T | NJBC-CM-LAURE | P203 | INSV | INST | HUSSAARM | 2013-10-13 | 820 GRAND AVENUE |  |  |  |  | SODIUM HYPOCHLORITE | INDOORS | AW |  |  | NON-PRESSURIZED CHEM | N | 5.00 Feet | PLASTIC | ATMOSPHERIC | 7.000 Feet | N | 1,225.00 1GL | N
5140956 | UNKNOWN |  | LAURELSP Phosphate /Tank |  | NJBC | T | NJBC-CM-LAURE | P203 | INSV | INST | HUSSAARM | 2013-10-13 | 820 GRAND AVENUE |  |  |  |  | ZINC ORTHOPHOSPHATE | INDOORS | AW |  |  | NON-PRESSURIZED CHEM | N | 0.00 Feet | PLASTIC | ATMOSPHERIC | 0.000 Feet | N | 0.00 1GL | N
5140953 | UNKNOWN |  | HADDONHTS SODHYP BLK2 /TANK |  | NJBC | T | NJBC-CM-HAHTS | P203 | INSV | INST | HUSSAARM | 2013-10-13 | 614 W. Atlantic Ave |  |  |  |  | SODIUM HYPOCHLORITE | INDOORS | AW |  |  | NON-PRESSURIZED CHEM | N | 0.00 Feet | PLASTIC | ATMOSPHERIC | 0.000 Feet | N | 0.00 1GL | N
5140952 | UNKNOWN |  | HADDONHTS SODHYP BLK1 /TANK |  | NJBC | T | NJBC-CM-HAHTS | P203 | INSV | INST | HUSSAARM | 2013-10-13 | 614 W. Atlantic Ave |  |  |  |  | SODIUM HYPOCHLORITE | INDOORS | AW |  |  | NON-PRESSURIZED CHEM | N | 0.00 Feet | PLASTIC | ATMOSPHERIC | 0.000 Feet | N | 0.00 1GL | N
5140947 | UNKNOWN |  | COOPER Phosphate /Tank |  | NJBC | T | NJBC-BU-COOPE | P203 | INSV | INST | HUSSAARM | 2013-10-13 | 100 HENDRICKSON AVE |  |  |  |  | ZINC ORTHOPHOSPHATE |  | AW |  |  | NON-PRESSURIZED CHEM | XX |  | XX | ATMOSPHERIC |  | XX |  | XX
5140937 | UNKNOWN |  | SOMERDALE Phosphate /Tank |  | NJBC | T | NJBC-CM-SOMER | P203 | INSV | INST | HUSSAARM | 2013-10-13 | 26 ELM AVE |  |  |  |  | ZINC ORTHOPHOSPHATE |  | AW |  |  | NON-PRESSURIZED CHEM | XX | 0.00 Feet | XX | ATMOSPHERIC | 0.000 Feet | XX | 0.00 1GL | XX
5140916 | UNKNOWN | NJHH-13-CTSH-1 | MURRAY Sodium Hypochlorite /Tank |  | NJBC | T | NJBC-CM-MURRA | P203 | INSV | INST | HUSSAARM | 2013-10-13 | 802 MURRAY AVE |  |  |  |  | SODIUM HYPOCHLORITE | INDOORS | AW |  |  | NON-PRESSURIZED CHEM | N | 0.00 Feet | PLASTIC | ATMOSPHERIC | 0.000 Feet | N | 0.00 1GL | N
5140913 | UNKNOWN | NJHH-36-CTCA-1 | HADDONHTS Caustic Bulk /Tank |  | NJBC | T | NJBC-CM-HAHTS | P203 | INSV | INST | HUSSAARM | 2013-10-13 | 614 W. Atlantic Ave |  |  |  |  | SODIUM HYDROXIDE | INDOORS | AW |  |  | NON-PRESSURIZED CHEM | N | 0.00 Feet | FIBERGLASS | ATMOSPHERIC | 0.000 Feet | N | 6,000.00 1GL | N
5140912 | UNKNOWN | NJHH-36-CTCA-2 | HADDONHTS Caustic Day /Tank |  | NJBC | T | NJBC-CM-HAHTS | P203 | INSV | INST | HUSSAARM | 2013-10-13 | 614 W. Atlantic Ave |  |  |  |  | SODIUM HYDROXIDE | INDOORS | AW |  |  | NON-PRESSURIZED CHEM | N | 30.00 Feet | PLASTIC | ATMOSPHERIC | 0.000 Feet | N | 125.00 1GL | N
5140911 | POLYPROCESSING | NJHH-89-CTSH-3 | GIBBSSTA Sodium Hypochlorite Day /Tank |  | NJBC | T | NJBC-CM-GBSTA | P203 | INSV | INST | HUSSAARM | 2013-10-13 | 1 LINDEN AVE |  | V-12-01777 |  |  | SODIUM HYPOCHLORITE | INDOORS | AW |  |  | NON-PRESSURIZED CHEM | N | 3.00 Feet | PLASTIC | ATMOSPHERIC | 6.000 Feet | N | 275.00 1GL | N
5140910 | POLYPROCESSING | NJHH-89-CTSH-1 | GIBBSSTA SODHYP BLK2 /TANK |  | NJBC | T | NJBC-CM-GBSTA | P203 | INSV | INST | HUSSAARM | 2013-10-13 | 1 LINDEN AVE |  | V0002471 |  |  | SODIUM HYPOCHLORITE | INDOORS | AW |  |  | NON-PRESSURIZED CHEM | N | 5.33 Feet | PLASTIC | ATMOSPHERIC | 6.660 Feet | N | 1,100.00 1GL | N
5140909 | SNYDER IND | NJHH-89-CTSH-2 | GIBBSSTA SODHYP BLK1 /TANK |  | NJBC | T | NJBC-CM-GBSTA | P203 | INSV | INST | HUSSAARM | 2013-10-13 | 1 LINDEN AVE |  | 0604584838 |  |  | SODIUM HYPOCHLORITE | INDOORS | AW |  |  | NON-PRESSURIZED CHEM | N | 5.50 Feet | PLASTIC | ATMOSPHERIC | 6.500 Feet | N | 1,050.00 1GL | N
5140907 | UNKNOWN | NJHH-16-CTSH-3 | BROWNING Sodium Hypochlorite Day /Tank |  | NJBC | T | NJBC-CM-BROWN | P203 | INSV | INST | HUSSAARM | 2013-10-13 | BROWINING LANE |  |  |  |  | SODIUM HYPOCHLORITE | INDOORS | AW |  |  | NON-PRESSURIZED CHEM | N | 0.00 Feet | PLASTIC | ATMOSPHERIC | 0.000 Feet | N | 250.00 1GL | N
5140905 | UNKNOWN | NJHH-16-CTSH-2 | BROWNING SODHYP BLK2 /TANK |  | NJBC | T | NJBC-CM-BROWN | P203 | INSV | INST | HUSSAARM | 2013-10-13 | BROWINING LANE |  |  |  |  | SODIUM HYPOCHLORITE | INDOORS | AW |  |  | NON-PRESSURIZED CHEM | N | 0.00 Feet | PLASTIC | ATMOSPHERIC | 0.000 Feet | N | 800.00 1GL | N
5140904 | UNKNOWN | NJHH-16-CTSH-1 | BROWNING SODHYP BLK1 /TANK |  | NJBC | T | NJBC-CM-BROWN | P203 | INSV | INST | HUSSAARM | 2013-10-13 | BROWINING LANE |  |  |  |  | SODIUM HYPOCHLORITE | INDOORS | AW |  |  | NON-PRESSURIZED CHEM | N | 0.00 Feet | PLASTIC | ATMOSPHERIC | 0.000 Feet | N | 800.00 1GL | N
5140903 | UNKNOWN |  | HADDONHTS Sodium Hypochlorite Day /Tank |  | NJBC | T | NJBC-CM-HAHTS | P203 | INSV | INST | HUSSAARM | 2013-10-13 | 614 W. Atlantic Ave |  |  |  |  | SODIUM HYPOCHLORITE |  | AW |  |  | NON-PRESSURIZED CHEM | XX | 0.00 Feet | XX | ATMOSPHERIC | 0.000 Feet | XX | 125.00 1GL | XX
5156780 | UNKNOWN |  | DRWTP-TRMT CL2 SCRBBR CAUS /Tank |  | NJBC | T | NJBC-BU-DRWTP-TRMT | P203 | INSV | INST | HUSSAARM | 2013-10-13 | 213 CARRIAGE LANE |  | JOB 9300 |  |  | SODIUM HYDROXIDE |  | AW |  |  | NON-PRESSURIZED CHEM | XX |  | XX | ATMOSPHERIC |  | XX |  | XX
5147898 | UNKNOWN |  | PURE Lime Slurry /Tank |  | NJLO | T | NJLO-Z1-PURE. | P203 | INSV | INST | HUSSAARM | 2013-10-13 | 2255 High Hill Rd |  |  |  |  | LIME (HYDRATED) | INDOORS | AW |  |  | NON-PRESSURIZED CHEM | XX |  | XX | ATMOSPHERIC |  | XX | 150.00 1GL | N
5147897 | UNKNOWN |  | BIRCH Permanganate /Tank |  | NJLO | T | NJLO-Z1-BIRCH | P203 | INSV | INST | HUSSAARM | 2013-10-13 | 322 BIRCH CREEK ROAD |  |  |  |  | POTASIUM PERMANGANATE | INDOORS | AW |  |  | NON-PRESSURIZED CHEM | XX | 0.00 Feet | XX | ATMOSPHERIC | 0.000 Feet | XX | 400.00 1GL | N
5147896 | UNKNOWN |  | BIRCH Lime Slurry /Tank |  | NJLO | T | NJLO-Z1-BIRCH | P203 | INSV | INST | HUSSAARM | 2013-10-13 | 322 BIRCH CREEK ROAD |  |  |  |  | LIME (HYDRATED) | INDOORS | AW |  |  | NON-PRESSURIZED CHEM | XX | 0.00 Feet | XX | ATMOSPHERIC | 0.000 Feet | XX | 1,000.00 1GL | N
5147893 | UNKNOWN |  | BECK Permanganate /Tank |  | NJLO | T | NJLO-Z1-BECK. | P203 | INSV | INST | HUSSAARM | 2013-10-13 | 1547 High Hill Rd |  |  |  |  | POTASIUM PERMANGANATE | INDOORS | AW |  |  | NON-PRESSURIZED CHEM | XX | 0.00 Feet | XX | ATMOSPHERIC | 0.000 Feet | XX | 400.00 1GL | N
5147892 | UNKNOWN |  | BECK Cationic Polymer /Tank |  | NJLO | T | NJLO-Z1-BECK. | P203 | INSV | INST | HUSSAARM | 2013-10-13 | 1547 High Hill Rd |  |  |  |  | POLYMER CATIONIC | INDOORS | AW |  |  | NON-PRESSURIZED CHEM | XX | 0.00 Feet | XX | ATMOSPHERIC | 0.000 Feet | XX | 500.00 1GL | N
5147891 | UNKNOWN |  | BECK Lime Slurry 2 /Tank |  | NJLO | T | NJLO-Z1-BECK. | P203 | INSV | INST | HUSSAARM | 2013-10-13 | 1547 High Hill Rd |  |  |  |  | LIME (HYDRATED) | INDOORS | AW |  |  | NON-PRESSURIZED CHEM | XX | 0.00 Feet | XX | ATMOSPHERIC | 0.000 Feet | XX | 1,600.00 1GL | N
5147890 | UNKNOWN |  | BECK Lime Slurry 1 /Tank |  | NJLO | T | NJLO-Z1-BECK. | P203 | INSV | INST | HUSSAARM | 2013-10-13 | 1547 High Hill Rd |  |  |  |  | LIME (HYDRATED) | INDOORS | AW |  |  | NON-PRESSURIZED CHEM | XX | 0.00 Feet | XX | ATMOSPHERIC | 0.000 Feet | XX | 1,600.00 1GL | N
5142004 | UNKNOWN |  | SOMERDALE Sodium Hypochlorite /Tank |  | NJBC | T | NJBC-CM-SOMER | P203 | INSV | INST | HUSSAARM | 2013-10-13 | 26 ELM AVE |  |  |  |  | SODIUM HYPOCHLORITE |  | AW |  |  | NON-PRESSURIZED CHEM | XX | 0.00 Feet | XX | ATMOSPHERIC | 0.000 Feet | XX | 0.00 1GL | XX
5142003 | UNKNOWN |  | OTTERBROOK Phosphate /Tank |  | NJBC | T | NJBC-CM-OTTER | P203 | INSV | INST | HUSSAARM | 2013-10-13 | 900 SAN JOSE DR |  |  |  |  | ZINC ORTHOPHOSPHATE |  | AW |  |  | NON-PRESSURIZED CHEM | XX | 0.00 Feet | XX | ATMOSPHERIC | 0.000 Feet | XX | 0.00 1GL | XX
5142002 | UNKNOWN |  | OTTERBROOK Brine Day /Tank |  | NJBC | T | NJBC-CM-OTTER | P203 | INSV | INST | HUSSAARM | 2013-10-13 | 900 SAN JOSE DR | [6 empty] | AW |  |  | NON-PRESSURIZED CHEM | XX | 0.00 Feet | XX | ATMOSPHERIC | 0.000 Feet | XX | 0.00 1GL | XX
5142001 | UNKNOWN |  | OTTERBROOK Brine Bulk /Tank |  | NJBC | T | NJBC-CM-OTTER | P203 | INSV | INST | HUSSAARM | 2013-10-13 | 900 SAN JOSE DR | [6 empty] | AW |  |  | NON-PRESSURIZED CHEM | XX | 0.00 Feet | XX | ATMOSPHERIC | 0.000 Feet | XX | 0.00 1GL | XX
5141113 | UNKNOWN | NJHH-7-CTZO-2 | DRWTP-TRMT-ZINC DAY /Tank |  | NJBC | T | NJBC-BU-DRWTP-TRMT-ZINC | P203 | INSV | INST | HUSSAARM | 2013-10-13 | 213 CARRIAGE LANE |  | S33711 |  |  | ZINC ORTHOPHOSPHATE | INDOORS | AW |  |  | NON-PRESSURIZED CHEM | XX |  | PLASTIC | ATMOSPHERIC |  | XX | 100.00 1GL | N
5141111 | UNKNOWN | NJHH-7-CTZO-1 | DRWTP-TRMT-ZINC BULK /Tank |  | NJBC | T | NJBC-BU-DRWTP-TRMT-ZINC | P203 | INSV | INST | HUSSAARM | 2013-10-13 | 213 CARRIAGE LANE |  | S3369 |  |  | ZINC ORTHOPHOSPHATE | INDOORS | AW |  |  | NON-PRESSURIZED CHEM | XX |  | PLASTIC | ATMOSPHERIC |  | XX | 2,200.00 1GL | N
5141103 | UNKNOWN | NJHH-7-CTSH-5 | DRWTP-TRMT CHEM TRUCK PASS SIDE /Tank |  | NJBC | T | NJBC-BU-DRWTP-TRMT | P203 | INSV | INST | HUSSAARM | 2013-10-13 | 213 CARRIAGE LANE |  |  |  |  | SODIUM HYPOCHLORITE | OUTDOORS | AW |  |  | NON-PRESSURIZED CHEM | XX |  | PLASTIC | ATMOSPHERIC |  | XX |  | N
5141101 | UNKNOWN | NJHH-7-CTSH-4 | DRWTP-TRMT CHEM TRUCK DRIVER SIDE /Tank |  | NJBC | T | NJBC-BU-DRWTP-TRMT | P203 | INSV | INST | HUSSAARM | 2013-10-13 | 213 CARRIAGE LANE |  |  |  |  | SODIUM HYPOCHLORITE | OUTDOORS | AW |  |  | NON-PRESSURIZED CHEM | XX |  | PLASTIC | ATMOSPHERIC |  | XX |  | N
5140999 | UNKNOWN |  | MAGNOLIA Phosphate /Tank |  | NJBC | T | NJBC-CM-MAGNO | P203 | INSV | INST | HUSSAARM | 2013-10-13 | 625 N WALNUT AVENUE |  |  |  |  | ZINC ORTHOPHOSPHATE |  | AW |  |  | NON-PRESSURIZED CHEM | XX | 0.00 Feet | XX | ATMOSPHERIC | 0.000 Feet | XX | 0.00 1GL | XX
5140998 | UNKNOWN |  | MAGNOLIA Sodium Hypochlorite Day /Tank |  | NJBC | T | NJBC-CM-MAGNO | P203 | INSV | INST | HUSSAARM | 2013-10-13 | 625 N WALNUT AVENUE |  |  |  |  | SODIUM HYPOCHLORITE |  | AW |  |  | NON-PRESSURIZED CHEM | XX | 0.00 Feet | XX | ATMOSPHERIC | 0.000 Feet | XX | 0.00 1GL | XX
5140997 | UNKNOWN |  | HADDONHTS Phosphate /Tank |  | NJBC | T | NJBC-CM-HAHTS | P203 | INSV | INST | HUSSAARM | 2013-10-13 | 614 W. Atlantic Ave |  |  |  |  | ZINC ORTHOPHOSPHATE |  | AW |  |  | NON-PRESSURIZED CHEM | XX | 0.00 Feet | XX | ATMOSPHERIC | 0.000 Feet | XX | 0.00 1GL | XX
5140996 | UNKNOWN |  | COOPER Brine /Tank |  | NJBC | T | NJBC-BU-COOPE | P203 | INSV | INST | HUSSAARM | 2013-10-13 | 100 HENDRICKSON AVE | [6 empty] | AW |  |  | NON-PRESSURIZED CHEM | XX |  | XX | ATMOSPHERIC |  | XX |  | XX
5140995 | CHEM-TAINER |  | LAURELSP Brine /Tank |  | NJBC | T | NJBC-CM-LAURE | P203 | INSV | INST | HUSSAARM | 2013-10-13 | 820 GRAND AVENUE |  |  |  |  | BRINE | INDOORS | AW |  |  | NON-PRESSURIZED CHEM | XX | 3.50 Feet | PLASTIC | ATMOSPHERIC | 4.000 Feet | N | 280.00 1GL | N
5140992 | UNKNOWN |  | ASHLAND Phosphate /Tank |  | NJBC | T | NJBC-CM-ASHLA | P203 | INSV | INST | HUSSAARM | 2013-10-13 | 107 ATLANTIC AVE |  |  |  |  | ZINC ORTHOPHOSPHATE |  | AW |  |  | NON-PRESSURIZED CHEM | XX | 0.00 Feet | XX | ATMOSPHERIC | 0.000 Feet | XX | 0.00 1GL | XX
5140990 | UNKNOWN |  | ASHLAND Sodium Hypochlorite Day /Tank |  | NJBC | T | NJBC-CM-ASHLA | P203 | INSV | INST | HUSSAARM | 2013-10-13 | 107 ATLANTIC AVE |  |  |  |  | SODIUM HYPOCHLORITE |  | AW |  |  | NON-PRESSURIZED CHEM | XX | 0.00 Feet | XX | ATMOSPHERIC | 0.000 Feet | XX | 0.00 1GL | XX
5140988 | UNKNOWN |  | OLDORCHARD Phosphate /Tank |  | NJBC | T | NJBC-CM-OLDOR | P203 | INSV | INST | HUSSAARM | 2013-10-13 | ROUTE 70 EAST AT OLD ORCHARD ROAD |  |  |  |  | ZINC ORTHOPHOSPHATE |  | AW |  |  | NON-PRESSURIZED CHEM | XX | 0.00 Feet | XX | ATMOSPHERIC | 0.000 Feet | XX | 0.00 1GL | XX
5140987 | UNKNOWN |  | GIBBSSTA Phosphate /Tank |  | NJBC | T | NJBC-CM-GBSTA | P203 | INSV | INST | HUSSAARM | 2013-10-13 | 1 LINDEN AVE |  |  |  |  | ZINC ORTHOPHOSPHATE | INDOORS | AW |  |  | NON-PRESSURIZED CHEM | N | 1.50 Feet | PLASTIC | ATMOSPHERIC | 3.330 Feet | XX | 50.00 1GL | N
5140985 | UNKNOWN |  | COOPER Caustic Day /Tank |  | NJBC | T | NJBC-BU-COOPE | P203 | INSV | INST | HUSSAARM | 2013-10-13 | 100 HENDRICKSON AVE |  |  |  |  | SODIUM HYDROXIDE |  | AW |  |  | NON-PRESSURIZED CHEM | XX |  | XX | ATMOSPHERIC |  | XX |  | XX
5140984 | POLYPROCESSING |  | MEDFORDIC Sodium Hypochlorite Bulk /Tank |  | NJBC | T | NJBC-BU-MEDFO | P203 | INSV | INST | HUSSAARM | 2013-10-13 | 333 MEDFORD-MT HOLLY ROAD |  | Y-04-03863 |  |  | SODIUM HYPOCHLORITE | INDOORS | AW |  |  | NON-PRESSURIZED CHEM | N | 0.00 Feet | PLASTIC | ATMOSPHERIC | 0.000 Feet | N | 475.00 1GL | N
5140983 | UNKNOWN |  | SUNBURY Sodium Hypochlorite /Tank |  | NJBC | T | NJBC-PB-SUNBU | P203 | INSV | INST | HUSSAARM | 2013-10-13 | 221 NORCROSS LN |  |  |  |  | SODIUM HYPOCHLORITE | INDOORS | AW |  |  | NON-PRESSURIZED CHEM | N | 1.50 Feet | PLASTIC | ATMOSPHERIC | 3.000 Feet | N | 40.00 1GL | N
5140981 | UNKNOWN |  | OLDORCHARD Sodium Hypochlorite Day /Tank |  | NJBC | T | NJBC-CM-OLDOR | P203 | INSV | INST | HUSSAARM | 2013-10-13 | ROUTE 70 EAST AT OLD ORCHARD ROAD |  |  |  |  | SODIUM HYPOCHLORITE | INDOORS | AW |  |  | NON-PRESSURIZED CHEM | N | 0.00 Feet | PLASTIC | ATMOSPHERIC | 0.000 Feet | N | 0.00 1GL | N
5140980 | UNKNOWN |  | OLDORCHARD SODHYP BLK /TANK |  | NJBC | T | NJBC-CM-OLDOR | P203 | INSV | INST | HUSSAARM | 2013-10-13 | ROUTE 70 EAST AT OLD ORCHARD ROAD |  |  |  |  | SODIUM HYPOCHLORITE | INDOORS | AW |  |  | NON-PRESSURIZED CHEM | N | 0.00 Feet | PLASTIC | ATMOSPHERIC | 0.000 Feet | N | 0.00 1GL | N
5140979 | UNKNOWN |  | POMONA-ALB Sodium Hypochlorite /Tank |  | NJBC | T | NJBC-BU-POMON-ALB. | P203 | INSV | INST | HUSSAARM | 2013-10-13 | 911 POMONA ROAD |  |  |  |  | SODIUM HYPOCHLORITE | INDOORS | AW |  |  | NON-PRESSURIZED CHEM | N | 0.00 Feet | PLASTIC | ATMOSPHERIC | 0.000 Feet | N | 0.00 1GL | N
5139895 | UNKNOWN | NJHH-73-CTCA-2 | POMONA Caustic Bulk /Tank |  | NJBC | T | NJBC-BU-POMON | P203 | INSV | INST | HUSSAARM | 2013-10-13 | 915 POMONA ROAD |  |  |  |  | SODIUM HYDROXIDE | INDOORS | AW |  |  | NON-PRESSURIZED CHEM | N | 0.00 Feet | FIBERGLASS | ATMOSPHERIC | 0.000 Feet | N | 0.00 1GL | N
5139894 | UNKNOWN |  | MURRAY Hydrogen Peroxide /Tank |  | NJBC | T | NJBC-CM-MURRA | P203 | INSV | INST | HUSSAARM | 2013-10-13 | 802 MURRAY AVE |  |  |  |  | HYDROGEN PEROXIDE |  | AW |  |  | NON-PRESSURIZED CHEM | XX | 0.00 Feet | XX | ATMOSPHERIC | 0.000 Feet | XX | 0.00 1GL | XX
5118987 | UNKNOWN |  | VNCE-TNK Chlorine Booster /Tank |  | NJBC | T | NJBC-VT-VNCE.-TNK. | P203 | INSV | INST | HUSSAARM | 2013-10-13 | 39 RETREAT RD |  |  |  |  | SODIUM HYPOCHLORITE | INDOORS | AW |  |  | NON-PRESSURIZED CHEM | XX | 0.00 Feet | XX | 15-100PSIG | 0.000 Feet | XX | 50.00 1GL | N
5118970 | UNKNOWN |  | VNCE Klenplos 100 /Tank |  | NJBC | T | NJBC-VT-VNCE. | P203 | INSV | INST | HUSSAARM | 2013-10-13 | 39 RETREAT RD |  |  |  |  | PHOSPHORIC ACID | INDOORS | AW |  |  | NON-PRESSURIZED CHEM | N | 1.00 Feet | PLASTIC | 15-100PSIG | 3.000 Feet | XX | 75.00 1GL | N
5118964 | UNKNOWN |  | VNCE Chlorine /Tank |  | NJBC | T | NJBC-VT-VNCE. | P203 | INSV | INST | HUSSAARM | 2013-10-13 | 39 RETREAT RD |  | 171100792 |  |  | SODIUM HYPOCHLORITE | INDOORS | AW |  |  | NON-PRESSURIZED CHEM | N | 1.00 Feet | PLASTIC | ATMOSPHERIC | 5.000 Feet | XX | 105.00 1GL | N
5118956 | UNKNOWN |  | WOOD Chlorine Post /Tank |  | NJBC | T | NJBC-MH-WOOD. | P203 | INSV | INST | HUSSAARM | 2013-10-13 | WOODLANE RD |  |  |  |  | SODIUM HYPOCHLORITE | INDOORS | AW |  |  | NON-PRESSURIZED CHEM | XX | 4.00 Feet | PLASTIC | ATMOSPHERIC | 6.500 Feet | XX | 300.00 1GL | N
5118954 | CHEM-TAINER |  | WOOD Zinc Ortho /Tank |  | NJBC | T | NJBC-MH-WOOD. | P203 | INSV | INST | HUSSAARM | 2013-10-13 | WOODLANE RD |  |  |  |  | ZINC ORTHOPHOSPHATE | INDOORS | AW |  |  | NON-PRESSURIZED CHEM | N | 2.50 Feet | PLASTIC | ATMOSPHERIC | 3.500 Feet | XX | 100.00 1GL | N
5118952 | UNKNOWN |  | WOOD Chlorine Pre /Tank |  | NJBC | T | NJBC-MH-WOOD. | P203 | INSV | INST | HUSSAARM | 2013-10-13 | WOODLANE RD |  |  |  |  | SODIUM HYPOCHLORITE | INDOORS | AW |  |  | NON-PRESSURIZED CHEM | XX | 4.00 Feet | PLASTIC | ATMOSPHERIC | 6.500 Feet | XX | 300.00 1GL | N
5118950 | UNKNOWN |  | WOOD Caustic /Tank |  | NJBC | T | NJBC-MH-WOOD. | P203 | INSV | INST | HUSSAARM | 2013-10-13 | WOODLANE RD |  | 70812641 |  |  | SODIUM HYDROXIDE | INDOORS | AW |  |  | NON-PRESSURIZED CHEM | XX | 1.75 Feet | PLASTIC | ATMOSPHERIC | 5.000 Feet | XX | 750.00 1GL | N
5118948 | NALGENE |  | WOOD Permanganate /Tank |  | NJBC | T | NJBC-MH-WOOD. | P203 | INSV | INST | HUSSAARM | 2013-10-13 | WOODLANE RD |  |  |  |  | POTASIUM PERMANGANATE | INDOORS | AW |  |  | NON-PRESSURIZED CHEM | XX | 2.67 Feet | PLASTIC | ATMOSPHERIC | 3.920 Feet | XX | 150.00 1GL | N
5118946 | UNKNOWN |  | GREEN Zinc Ortho /Tank |  | NJBC | T | NJBC-MH-GREEN | P203 | OOS | INAC INST | HUSSAARM | 2013-10-13 | GREEN STREET |  |  |  |  | ZINC ORTHOPHOSPHATE | INDOORS | AW |  |  | NON-PRESSURIZED CHEM | XX | 0.00 Feet | XX | 15-100PSIG | 0.000 Feet | XX | 50.00 1GL | N
5118944 | UNKNOWN |  | GREEN Caustic Post /Tank |  | NJBC | T | NJBC-MH-GREEN | P203 | INSV | INST | HUSSAARM | 2013-10-13 | GREEN STREET |  |  |  |  | SODIUM HYDROXIDE | INDOORS | AW |  |  | NON-PRESSURIZED CHEM | XX | 0.00 Feet | XX | 15-100PSIG | 0.000 Feet | XX | 200.00 1GL | N
5118943 | UNKNOWN |  | GREEN Hypo Post /Tank |  | NJBC | T | NJBC-MH-GREEN | P203 | OOS | INAC INST | HUSSAARM | 2013-10-13 | GREEN STREET |  |  |  |  | SODIUM HYPOCHLORITE | INDOORS | AW |  |  | NON-PRESSURIZED CHEM | XX | 0.00 Feet | XX | 15-100PSIG | 0.000 Feet | XX | 100.00 1GL | N
5118941 | UNKNOWN |  | GREEN Hypo Pre /Tank |  | NJBC | T | NJBC-MH-GREEN | P203 | OOS | INAC INST | HUSSAARM | 2013-10-13 | GREEN STREET |  |  |  |  | SODIUM HYPOCHLORITE | INDOORS | AW |  |  | NON-PRESSURIZED CHEM | XX | 0.00 Feet | XX | 15-100PSIG | 0.000 Feet | XX | 500.00 1GL | N
5118939 | SNYDER IND |  | MANS-PLT Caustic Pump (Pre) /Tank |  | NJBC | T | NJBC-MF-MANS.-PLT. | P203 | INSV | INST | HUSSAARM | 2013-10-13 | 3165 RTE 206 |  |  |  |  | SODIUM HYDROXIDE | INDOORS | AW |  |  | NON-PRESSURIZED CHEM | XX | 0.00 Feet | PLASTIC | ATMOSPHERIC | 0.000 Feet | XX | 2,000.00 1GL | N
5118937 | SNYDER IND |  | MANS-PLT Hypo (Pre) /Tank |  | NJBC | T | NJBC-MF-MANS.-PLT. | P203 | INSV | INST | HUSSAARM | 2013-10-13 | 3165 RTE 206 |  |  |  |  | SODIUM HYPOCHLORITE | INDOORS | AW |  |  | NON-PRESSURIZED CHEM | XX | 0.00 Feet | PLASTIC | ATMOSPHERIC | 0.000 Feet | XX | 2,000.00 1GL | N
5118935 | JUSTIN |  | MANS-PLT Permaganate (Pre) /Tank |  | NJBC | T | NJBC-MF-MANS.-PLT. | P203 | INSV | INST | HUSSAARM | 2013-10-13 | 3165 RTE 206 |  |  |  |  | POTASIUM PERMANGANATE | INDOORS | AW |  |  | NON-PRESSURIZED CHEM | XX | 0.00 Feet | FIBERGLASS | ATMOSPHERIC | 0.000 Feet | XX | 1,100.00 1GL | N
5118933 | SNYDER IND |  | MANS-PLT Alum /Tank |  | NJBC | T | NJBC-MF-MANS.-PLT. | P203 | INSV | INST | HUSSAARM | 2013-10-13 | 3165 RTE 206 |  |  |  |  | SODIUM ALUMINATE | INDOORS | AW |  |  | NON-PRESSURIZED CHEM | XX | 0.00 Feet | PLASTIC | ATMOSPHERIC | 0.000 Feet | XX | 105.00 1GL | N
5118931 | SNYDER IND |  | MANS-PLT Zinc Ortho /Tank |  | NJBC | T | NJBC-MF-MANS.-PLT. | P203 | INSV | INST | HUSSAARM | 2013-10-13 | 3165 RTE 206 |  |  |  |  | ZINC ORTHOPHOSPHATE | INDOORS | AW |  |  | NON-PRESSURIZED CHEM | XX | 0.00 Feet | PLASTIC | ATMOSPHERIC | 0.000 Feet | XX | 105.00 1GL | N
5118929 | SNYDER IND |  | MANS-PLT Caustic Pump (Post) /Tank |  | NJBC | T | NJBC-MF-MANS.-PLT. | P203 | INSV | INST | HUSSAARM | 2013-10-13 | 3165 RTE 206 |  |  |  |  | SODIUM HYDROXIDE | INDOORS | AW |  |  | NON-PRESSURIZED CHEM | XX | 0.00 Feet | XX | ATMOSPHERIC | 0.000 Feet | XX | 550.00 1GL | N
5118927 | SNYDER IND |  | MANS-PLT Hypo (Post) /Tank |  | NJBC | T | NJBC-MF-MANS.-PLT. | P203 | INSV | INST | HUSSAARM | 2013-10-13 | 3165 RTE 206 |  |  |  |  | SODIUM HYPOCHLORITE | INDOORS | AW |  |  | NON-PRESSURIZED CHEM | XX | 0.00 Feet | PLASTIC | ATMOSPHERIC | 0.000 Feet | XX | 550.00 1GL | N
5118925 | UNKNOWN |  | HOME Permaganate /Tank |  | NJBC | T | NJBC-HS-HOME. | P203 | INSV | INST | HUSSAARM | 2013-10-13 | JACK HEDDING ROAD |  |  |  |  | POTASIUM PERMANGANATE | INDOORS | AW |  |  | NON-PRESSURIZED CHEM | XX | 0.00 Feet | XX | 15-100PSIG | 0.000 Feet | XX | 100.00 1GL | N
5118920 | UNKNOWN |  | HOME Chlorine #2 /Tank |  | NJBC | T | NJBC-HS-HOME. | P203 | INSV | INST | HUSSAARM | 2013-10-13 | JACK HEDDING ROAD |  |  |  |  | SODIUM HYPOCHLORITE | INDOORS | AW |  |  | NON-PRESSURIZED CHEM | XX | 0.00 Feet | XX | 15-100PSIG | 0.000 Feet | XX | 100.00 1GL | N
5118918 | UNKNOWN |  | HOME Chlorine #1 /Tank |  | NJBC | T | NJBC-HS-HOME. | P203 | INSV | INST | HUSSAARM | 2013-10-13 | JACK HEDDING ROAD |  |  |  |  | SODIUM HYPOCHLORITE | INDOORS | AW |  |  | NON-PRESSURIZED CHEM | XX | 0.00 Feet | XX | 15-100PSIG | 0.000 Feet | XX | 100.00 1GL | N
5103887 | UNKNOWN |  | LAYT-TRT Lime /Tank |  | NJPG | T | NJPG-PG-LAYT.-TRT. | P203 | OOS | INAC INST | HUSSAARM | 2013-10-13 | 54 PENNSVILLE-AUBURN RD |  |  |  |  | LIME (HYDRATED) | INDOORS | AW |  |  | NON-PRESSURIZED CHEM | XX | 0.00 Feet | STEEL | ATMOSPHERIC | 0.000 Feet | N | 0.00 1GL | N
5103885 | UNKNOWN |  | RANN-TRT Lime /Tank |  | NJPG | T | NJPG-PG-RANN.-TRT. | P203 | OOS | INAC INST | HUSSAARM | 2013-10-13 | 370 HARDING HWY |  |  |  |  | LIME (HYDRATED) | INDOORS | AW |  |  | NON-PRESSURIZED CHEM | XX | 0.00 Feet | STEEL | ATMOSPHERIC | 0.000 Feet | N | 0.00 1GL | N
5103884 | UNKNOWN |  | RANN-W7 HTH /Tank |  | NJPG | T | NJPG-PG-RANN.-W7.. | P203 | OOS | INAC INST | HUSSAARM | 2013-10-13 | 370 HARDING HWY | [5 empty] | INDOORS | AW |  |  | NON-PRESSURIZED CHEM | XX | 0.00 Feet | PLASTIC | ATMOSPHERIC | 0.000 Feet | N | 250.00 1GL | N
5103883 | UNKNOWN |  | LAYT-TRT Hypo /Tank |  | NJPG | T | NJPG-PG-LAYT.-TRT. | P203 | OOS | INAC INST | HUSSAARM | 2013-10-13 | 54 PENNSVILLE-AUBURN RD |  |  |  |  | SODIUM HYPOCHLORITE | INDOORS | AW |  |  | NON-PRESSURIZED CHEM | XX | 0.00 Feet | PLASTIC | ATMOSPHERIC | 0.000 Feet | N | 0.00 1GL | N
5096177 | UNKNOWN |  | BRIG Phosphate /Tank |  | NJBP | T | NJBP-Z1-BRIG. | P203 | INSV | INST | HUSSAARM | 2013-10-13 | 9 Railroad Ave |  |  |  |  | MISC SEQUESTERANT | INDOORS | AW |  |  | NON-PRESSURIZED CHEM | XX |  | XX | ATMOSPHERIC |  | XX |  | XX
5096176 | UNKNOWN |  | BRIG Caustic /Tank |  | NJBP | T | NJBP-Z1-BRIG. | P203 | INSV | INST | HUSSAARM | 2013-10-13 | 9 Railroad Ave |  |  |  |  | SODIUM HYDROXIDE | INDOORS | AW |  |  | NON-PRESSURIZED CHEM | XX |  | XX | ATMOSPHERIC |  | XX |  | XX
5096175 | UNKNOWN |  | BRIG Hypo /Tank |  | NJBP | T | NJBP-Z1-BRIG. | P203 | INSV | INST | HUSSAARM | 2013-10-13 | 9 Railroad Ave |  |  |  |  | SODIUM HYPOCHLORITE | INDOORS | AW |  |  | NON-PRESSURIZED CHEM | XX |  | XX | ATMOSPHERIC |  | XX |  | XX
5140902 | CHEM-TAINER |  | MEDFORDIC Brine /Tank |  | NJBC | T | NJBC-BU-MEDFO | P203 | INSV | INST | HUSSAARM | 2013-10-13 | 333 MEDFORD-MT HOLLY ROAD | [6 empty] | AW |  |  | NON-PRESSURIZED CHEM | XX | 0.00 Feet | XX | ATMOSPHERIC | 0.000 Feet | XX | 0.00 1GL | XX
5140900 | UNKNOWN | NJHH-73-CTSH-1 | POMONA Sodium Hypochlorite Day /Tank |  | NJBC | T | NJBC-BU-POMON | P203 | INSV | INST | HUSSAARM | 2013-10-13 | 915 POMONA ROAD |  |  |  |  | SODIUM HYPOCHLORITE | INDOORS | AW |  |  | NON-PRESSURIZED CHEM | N | 0.00 Feet | PLASTIC | ATMOSPHERIC | 0.000 Feet | N | 0.00 1GL | N
5140699 | UNKNOWN | NJHH-7-CTSH-3 | DRWTP-RWPS HYPO DAY 1 /Tank |  | NJBC | T | NJBC-BU-DRWTP-RWPS | P203 | INSV | INST | HUSSAARM | 2013-10-13 | 213 CARRIAGE LN |  |  |  |  | SODIUM HYPOCHLORITE | INDOORS | AW |  |  | NON-PRESSURIZED CHEM | XX |  | PLASTIC | ATMOSPHERIC |  | XX | 500.00 1GL | N
5140697 | UNKNOWN | NJHH-7-CTSH-2 | DRWTP-RWPS HYPO BULK 2 /Tank |  | NJBC | T | NJBC-BU-DRWTP-RWPS | P203 | INSV | INST | HUSSAARM | 2013-10-13 | 213 CARRIAGE LN |  |  |  |  | SODIUM HYPOCHLORITE | INDOORS | AW |  |  | NON-PRESSURIZED CHEM | XX |  | PLASTIC | ATMOSPHERIC |  | XX | 5,400.00 1GL | N
5140694 | UNKNOWN | NJHH-7-CTSH-1 | DRWTP-RWPS HYPO BULK 1 /Tank |  | NJBC | T | NJBC-BU-DRWTP-RWPS | P203 | INSV | INST | HUSSAARM | 2013-10-13 | 213 CARRIAGE LN |  |  |  |  | SODIUM HYPOCHLORITE | INDOORS | AW |  |  | NON-PRESSURIZED CHEM | XX |  | PLASTIC | ATMOSPHERIC |  | XX | 5,400.00 1GL | N
5140693 | UNKNOWN | NJHH-7-CTZZ-18 | DRWTP-RWPS KMnO4 /Tank |  | NJBC | T | NJBC-BU-DRWTP-RWPS | P203 | INSV | INST | HUSSAARM | 2013-10-13 | 213 CARRIAGE LN |  |  |  |  | POTASIUM PERMANGANATE | INDOORS | AW |  |  | NON-PRESSURIZED CHEM | XX |  | PLASTIC | ATMOSPHERIC |  | XX |  | N
5140691 | UNKNOWN | NJHH-7-CTZZ-12 | DRWTP-LLPS KMnO4 /Tank |  | NJBC | T | NJBC-BU-DRWTP-LLPS | P203 | INSV | INST | HUSSAARM | 2013-10-13 | 213 CARRIAGE LANE |  |  |  |  | POTASIUM PERMANGANATE | INDOORS | AW |  |  | NON-PRESSURIZED CHEM | XX |  | PLASTIC | ATMOSPHERIC |  | XX |  | N
5140688 | UNKNOWN | NJHH-7-CTKM-4 | DRWTP-TRMT KMnO4 SOLUTION B WINDOW /Tank |  | NJBC | T | NJBC-BU-DRWTP-TRMT | P203 | INSV | INST | HUSSAARM | 2013-10-13 | 213 CARRIAGE LANE |  | n/a |  |  | POTASIUM PERMANGANATE | INDOORS | AW |  |  | NON-PRESSURIZED CHEM | XX |  | XX | ATMOSPHERIC |  | XX | 1,500.00 1GL | N
5140686 | UNKNOWN | NJHH-7-CTKM-3 | DRWTP-TRMT KMnO4 SOLUTION A DOOR /Tank |  | NJBC | T | NJBC-BU-DRWTP-TRMT | P203 | INSV | INST | HUSSAARM | 2013-10-13 | 213 CARRIAGE LANE |  | n/a |  |  | POTASIUM PERMANGANATE | INDOORS | AW |  |  | NON-PRESSURIZED CHEM | XX |  | XX | ATMOSPHERIC |  | XX | 1,500.00 1GL | N
5140684 | UNKNOWN | NJHH-7-CTKM-1 | DRWTP-TRMT KMnO4 SILO /Tank |  | NJBC | T | NJBC-BU-DRWTP-TRMT | P203 | INSV | INST | HUSSAARM | 2013-10-13 | 213 CARRIAGE LANE |  |  |  |  | POTASIUM PERMANGANATE | OUTDOORS | AW |  |  | NON-PRESSURIZED CHEM | XX | 0.00 Feet | STEEL | XX | 0.000 Feet | XX | 0.00 1GL | N
5140682 | UNKNOWN | NJHH-7-CTPY-4 | DRWTP-RSHS BELT PRESS POLY UP/LOW /Tank |  | NJBC | T | NJBC-BU-DRWTP-RSHS | P203 | INSV | INST | HUSSAARM | 2013-10-13 | 213 CARRIAGE LANE |  |  |  |  | POLYMER ANIONIC | INDOORS | AW |  |  | NON-PRESSURIZED CHEM | XX |  | STAINLESS STEEL | ATMOSPHERIC |  | XX |  | N
5140680 | UNKNOWN | NJHH-7-CTPY-3 | DRWTP-TRMT FILTER AID POLY DAY /Tank |  | NJBC | T | NJBC-BU-DRWTP-TRMT | P203 | INSV | INST | HUSSAARM | 2013-10-13 | 213 CARRIAGE LANE |  |  |  |  | POLYMER NON-IONIC | INDOORS | AW |  |  | NON-PRESSURIZED CHEM | XX |  | PLASTIC | ATMOSPHERIC |  | XX |  | N
5140678 | UNKNOWN | NJHH-7-CTPY-2 | DRWTP-TRMT-FLOC TL POLY DAY /Tank |  | NJBC | T | NJBC-BU-DRWTP-TRMT-FLOC | P203 | INSV | INST | HUSSAARM | 2013-10-13 | 213 CARRIAGE LANE |  |  |  |  | POLYMER NON-IONIC | INDOORS | AW |  |  | NON-PRESSURIZED CHEM | XX | 0.00 Feet | PLASTIC | ATMOSPHERIC | 0.000 Feet | XX | 180.00 1GL | N
5140677 | UNKNOWN | NJHH-7-CTPY-1 | DRWTP-TRMT-SBPS DAY /Tank |  | NJBC | T | NJBC-BU-DRWTP-TRMT-SBPS | P203 | INSV | INST | HUSSAARM | 2013-10-13 | 213 CARRIAGE LANE |  |  |  |  | POLYMER NON-IONIC | INDOORS | AW |  |  | NON-PRESSURIZED CHEM | XX | 0.00 Feet | PLASTIC | ATMOSPHERIC | 0.000 Feet | XX | 180.00 1GL | N
5140674 | UNKNOWN | NJHH-7-CTPA-1 | DRWTP-TRMT-PACS BULK/DAY /Tank |  | NJBC | T | NJBC-BU-DRWTP-TRMT-PACS | P203 | INSV | INST | HUSSAARM | 2013-10-13 | 213 CARRIAGE LANE |  |  |  |  | POWERED ACT CARBON | INDOORS | AW |  |  | NON-PRESSURIZED CHEM | XX |  | STEEL | ATMOSPHERIC |  | XX |  | N
5140673 | UNKNOWN | NJHH-7-CTLM-4 | DRWTP-TRMT-LIME SLURRY 2 /Tank |  | NJBC | T | NJBC-BU-DRWTP-TRMT-LIME | P203 | INSV | INST | HUSSAARM | 2013-10-13 | 213 CARRIAGE LANE |  |  |  |  | LIME (SOLID) | INDOORS | AW |  |  | NON-PRESSURIZED CHEM | XX | 0.00 Feet | STEEL | ATMOSPHERIC | 0.000 Feet | XX | 1,800.00 1GL | N
5139896 | UNKNOWN | NJHH-73-CTCA-3 | POMONA Caustic Day By Feed Pump 1 /Tank |  | NJBC | T | NJBC-BU-POMON | P203 | INSV | INST | HUSSAARM | 2013-10-13 | 915 POMONA ROAD |  |  |  |  | SODIUM HYDROXIDE | INDOORS | AW |  |  | NON-PRESSURIZED CHEM | N | 0.00 Feet | PLASTIC | ATMOSPHERIC | 0.000 Feet | N | 0.00 1GL | N
5139899 | UNKNOWN |  | ASHLAND Sodium Hypochlorite Bulk /Tank |  | NJBC | T | NJBC-CM-ASHLA | P203 | INSV | INST | HUSSAARM | 2013-10-13 | 107 ATLANTIC AVE |  |  |  |  | SODIUM HYPOCHLORITE |  | AW |  |  | NON-PRESSURIZED CHEM | XX | 0.00 Feet | XX | ATMOSPHERIC | 0.000 Feet | XX | 0.00 1GL | XX
5140636 | UNKNOWN | NJHH-7-CTBR-1 | DRWTP-TRMT BRINE /Tank |  | NJBC | T | NJBC-BU-DRWTP-TRMT | P203 | INSV | INST | HUSSAARM | 2013-10-13 | 213 CARRIAGE LANE |  |  |  |  | BRINE | INDOORS | AW |  |  | NON-PRESSURIZED CHEM | XX |  | STEEL | ATMOSPHERIC |  | XX |  | N
5140639 | UNKNOWN | NJHH-7-CTCA-1 | DRWTP-TRMT-CAUS BULK /Tank |  | NJBC | T | NJBC-BU-DRWTP-TRMT-CAUS | P203 | INSV | INST | HUSSAARM | 2013-10-13 | 213 CARRIAGE LANE |  |  |  |  | SODIUM HYDROXIDE | INDOORS | AW |  |  | NON-PRESSURIZED CHEM | XX | 0.00 Feet | PLASTIC | ATMOSPHERIC | 0.000 Feet | XX | 10,000.00 1GL | N
5140641 | UNKNOWN | NJHH-7-CTCA-2 | DRWTP-TRMT-CAUS DAY /Tank |  | NJBC | T | NJBC-BU-DRWTP-TRMT-CAUS | P203 | INSV | INST | HUSSAARM | 2013-10-13 | 213 CARRIAGE LANE |  |  |  |  | SODIUM HYDROXIDE | INDOORS | AW |  |  | NON-PRESSURIZED CHEM | XX | 0.00 Feet | PLASTIC | ATMOSPHERIC | 0.000 Feet | XX | 420.00 1GL | N
5140643 | UNKNOWN | NJHH-7-CTZZ-15 | DRWTP-LLPS CuSO4 /Tank |  | NJBC | T | NJBC-BU-DRWTP-LLPS | P203 | INSV | INST | HUSSAARM | 2013-10-13 | 213 CARRIAGE LANE |  |  |  |  | SODIUM HYDROXIDE | INDOORS | AW |  |  | NON-PRESSURIZED CHEM | XX |  | PLASTIC | ATMOSPHERIC |  | XX |  | N
5140647 | UNKNOWN | NJHH-7-CTFC-1 | DRWTP-TRMT-FERR BULK 1 /Tank |  | NJBC | T | NJBC-BU-DRWTP-TRMT-FERR | P203 | INSV | INST | HUSSAARM | 2013-10-13 | 213 CARRIAGE LANE |  | BNA 496X |  |  | FERRIC CHLORIDE | INDOORS | AW |  |  | NON-PRESSURIZED CHEM | XX |  | PLASTIC | ATMOSPHERIC |  | XX | 12,000.00 1GL | N
5140650 | UNKNOWN | NJHH-7-CTFC-2 | DRWTP-TRMT-FERR BULK 2 /Tank |  | NJBC | T | NJBC-BU-DRWTP-TRMT-FERR | P203 | INSV | INST | HUSSAARM | 2013-10-13 | 213 CARRIAGE LANE |  | BNA 487X |  |  | FERRIC CHLORIDE | INDOORS | AW |  |  | NON-PRESSURIZED CHEM | XX |  | PLASTIC | ATMOSPHERIC |  | XX | 12,000.00 1GL | N
5140652 | UNKNOWN | NJHH-7-CTFC-3 | DRWTP-TRMT-FERR BULK 3 /Tank |  | NJBC | T | NJBC-BU-DRWTP-TRMT-FERR | P203 | INSV | INST | HUSSAARM | 2013-10-13 | 213 CARRIAGE LANE |  | BNA 483X |  |  | FERRIC CHLORIDE | INDOORS | AW |  |  | NON-PRESSURIZED CHEM | XX |  | PLASTIC | ATMOSPHERIC |  | XX | 12,000.00 1GL | N
5140654 | UNKNOWN | NJHH-7-CTFC-4 | DRWTP-TRMT-FERR BULK 4 /Tank |  | NJBC | T | NJBC-BU-DRWTP-TRMT-FERR | P203 | OOS | INST | HUSSAARM | 2013-10-13 | 213 CARRIAGE LANE |  |  |  |  | FERRIC CHLORIDE | INDOORS | AW |  |  | NON-PRESSURIZED CHEM | XX |  | PLASTIC | ATMOSPHERIC |  | XX | 12,000.00 1GL | N
5140657 | UNKNOWN | NJHH-7-CTFC-5 | DRWTP-TRMT-FERR BULK 5 /Tank |  | NJBC | T | NJBC-BU-DRWTP-TRMT-FERR | P203 | OOS | INST | HUSSAARM | 2013-10-13 | 213 CARRIAGE LANE |  |  |  |  | FERRIC CHLORIDE | INDOORS | AW |  |  | NON-PRESSURIZED CHEM | XX |  | PLASTIC | ATMOSPHERIC |  | XX | 12,000.00 1GL | N
5140661 | UNKNOWN | NJHH-7-CTFC-6 | DRWTP-TRMT-FERR DAY 1 /Tank |  | NJBC | T | NJBC-BU-DRWTP-TRMT-FERR | P203 | INSV | INST | HUSSAARM | 2013-10-13 | 213 CARRIAGE LANE |  | PNAA 485X |  |  | FERRIC CHLORIDE | INDOORS | AW |  |  | NON-PRESSURIZED CHEM | XX | 0.00 Feet | PLASTIC | ATMOSPHERIC | 0.000 Feet | XX | 1,500.00 1GL | N
5140663 | POLYPROCESSING | NJHH-7-CTFC-7 | DRWTP-TRMT-FERR DAY 2 /Tank |  | NJBC | T | NJBC-BU-DRWTP-TRMT-FERR | P203 | INSV | INST | HUSSAARM | 2013-10-13 | 213 CARRIAGE LANE |  | PNAA 488X |  |  | FERRIC CHLORIDE | INDOORS | AW |  |  | NON-PRESSURIZED CHEM | XX |  | PLASTIC | ATMOSPHERIC |  | XX | 1,500.00 1GL | N
5140667 | UNKNOWN | NJHH-7-CTLM-1 | DRWTP-TRMT-LIME SILO /Tank |  | NJBC | T | NJBC-BU-DRWTP-TRMT-LIME | P203 | INSV | INST | HUSSAARM | 2013-10-13 | 213 CARRIAGE LANE |  |  |  |  | LIME (SOLID) | OUTDOORS | AW |  |  | NON-PRESSURIZED CHEM | XX | 0.00 Feet | STEEL | ATMOSPHERIC | 0.000 Feet | XX | 0.00 1GL | N
5140670 | UNKNOWN | NJHH-7-CTLM-3 | DRWTP-TRMT-LIME SLURRY 1 /Tank |  | NJBC | T | NJBC-BU-DRWTP-TRMT-LIME | P203 | INSV | INST | HUSSAARM | 2013-10-13 | 213 CARRIAGE LANE |  |  |  |  | LIME (SOLID) | INDOORS | AW |  |  | NON-PRESSURIZED CHEM | XX | 0.00 Feet | STEEL | ATMOSPHERIC | 0.000 Feet | XX | 1,800.00 1GL | N
5195506 | UNKNOWN |  | GREEN Caustic Bulk /Tank |  | NJBC | T | NJBC-MH-GREEN | P203 | INSV | INST | TAYLORDM | 2015-01-23 | 70 Green St |  |  |  |  | SODIUM HYDROXIDE | INDOORS | AW |  |  | NON-PRESSURIZED CHEM | N | 0.00 Feet | FIBERGLASS | ATMOSPHERIC | 0.000 Feet | N | 0.00 1GL | N
5195507 | UNKNOWN |  | GREEN Caustic Day /Tank |  | NJBC | T | NJBC-MH-GREEN | P203 | INSV | INST | TAYLORDM | 2015-01-23 | 70 Green St |  |  |  |  | SODIUM HYDROXIDE | INDOORS | AW |  |  | NON-PRESSURIZED CHEM | N | 0.00 Feet | FIBERGLASS | ATMOSPHERIC | 0.000 Feet | N | 0.00 1GL | N
5195510 | SNYDER IND |  | GREEN Zinc Ortho Day /Tank |  | NJBC | T | NJBC-MH-GREEN | P203 | INSV | INST | TAYLORDM | 2015-01-23 | 70 Green St |  |  |  |  | ZINC ORTHOPHOSPHATE | INDOORS | AW |  |  | NON-PRESSURIZED CHEM | XX | 0.00 Feet | PLASTIC | ATMOSPHERIC | 0.000 Feet | XX | 105.00 1GL | N
5211235 | HIGHLAND TANK |  | RANN KOH BULK TANK 1 /TANK |  | NJPG | T | NJPG-PG-RANN.-TRT. | P203 | INSV | INST | LOD_EAM_02 | 2016-02-04 | 370 HARDING HWY | [6 empty] | AW |  |  | NON-PRESSURIZED CHEM |  | 0.00 Feet |  |  | 0.000 Feet |  | 0.00 1GL
5211236 | HIGHLAND TANK |  | RANN KOH BULK TANK 2 /TANK |  | NJPG | T | NJPG-PG-RANN.-TRT. | P203 | INSV | INST | LOD_EAM_02 | 2016-02-04 | 370 HARDING HWY | [6 empty] | AW |  |  | NON-PRESSURIZED CHEM |  | 0.00 Feet |  |  | 0.000 Feet |  | 0.00 1GL
5211237 | POLYPROCESSING |  | RANN KOH DAY TANK /TANK |  | NJPG | T | NJPG-PG-RANN.-TRT. | P203 | INSV | INST | LOD_EAM_02 | 2016-02-04 | 370 HARDING HWY | [6 empty] | AW |  |  | NON-PRESSURIZED CHEM |  | 0.00 Feet |  |  | 0.000 Feet |  | 0.00 1GL
5211238 | POLYPROCESSING |  | RANN HYPO BULK TANK /TANK |  | NJPG | T | NJPG-PG-RANN.-TRT. | P203 | INSV | INST | LOD_EAM_02 | 2016-02-04 | 370 HARDING HWY | [6 empty] | AW |  |  | NON-PRESSURIZED CHEM |  | 0.00 Feet |  |  | 0.000 Feet |  | 0.00 1GL
5211239 | CHEM-TAINER |  | RANN SALT BRINE TANK /TANK |  | NJPG | T | NJPG-PG-RANN.-TRT. | P203 | INSV | INST | LOD_EAM_02 | 2016-02-04 | 370 HARDING HWY | [6 empty] | AW |  |  | NON-PRESSURIZED CHEM |  | 0.00 Feet |  |  | 0.000 Feet |  | 0.00 1GL
5211240 | POLYPROCESSING |  | RANN KLENPHOS BULK TANK /TANK |  | NJPG | T | NJPG-PG-RANN.-TRT. | P203 | INSV | INST | LOD_EAM_02 | 2016-02-04 | 370 HARDING HWY | [6 empty] | AW |  |  | NON-PRESSURIZED CHEM |  | 0.00 Feet |  |  | 0.000 Feet |  | 0.00 1GL

## Blow Off Valve
Equipment |  | Inventory no. | Description | Full Name | AuthorizGroup | EquipCategory | Functional Loc. | Planning plant | User status | System status | Created by | Created on | Street | Size/dimens. | ManufSerialNo. | ManufPartNo. | Install. date | Actuator Type | Application | Blow off Type | Book Page | Bypass Valve? | Dependency Driver 1 | Dependency Driver 2 | GEOACCURACY GIS-DATA | Gear Type | Historical ID | Installation WO# | Joint Type | Map Page | Normal Position | Normal Sys Pressure | Number of Turns | On SCADA? | Open Direction | Operating Nut Type | Owned By | Pipe / Channel Size | Pipe Material | Pressure Class | Pressure Zone | Pressure Zone HGL | Sketch # | Special Mtn Note | Special Mtn Note Det | Subdivision | Surface Cover | Surface Cover Loc Ty | Torque Limit | VLV Access Type | Vlv-Depth to Top of | Vlv-Oper Nut Size | Vlv-Seat Type | Vlv-Special V-Box Ma | Vlv-Top Valve Nut De | Vlv-Valve Box Markin | Vlv-Valve Size
10897600 | UNKNOWN |  | PG-RANN LAY-RANN RW MAIN BLOW-OFF/VALVE |  | NJPG | V | NJPG-PG-RANN. | P203 | INSV | INST | LOD_EAM_02 | 2016-02-04 | 370 HARDING HWY | [6 empty] | BLOWOFF(M) | [10 empty] | OPEN | [5 empty] | AW
10897601 | UNKNOWN |  | PG-RANN WELL 1A BLOW-OFF/VALVE |  | NJPG | V | NJPG-PG-RANN.-W1A. | P203 | INSV | INST | LOD_EAM_02 | 2016-02-04 | 370 HARDING HWY | [6 empty] | BLOWOFF(M) | [10 empty] | CLOSED | [5 empty] | AW
10897602 | UNKNOWN |  | PG-RANN WELL 2B BLOW-OFF/VALVE |  | NJPG | V | NJPG-PG-RANN.-W2B. | P203 | INSV | INST | LOD_EAM_02 | 2016-02-04 | 370 HARDING HWY | [6 empty] | BLOWOFF(M) | [10 empty] | CLOSED | [5 empty] | AW
10897603 | UNKNOWN |  | PG-RANN WELL 7 BLOW-OFF/VALVE |  | NJPG | V | NJPG-PG-RANN.-W7.. | P203 | INSV | INST | LOD_EAM_02 | 2016-02-04 | 370 HARDING HWY | [6 empty] | BLOWOFF(M) | [10 empty] | CLOSED | [5 empty] | AW
10897604 | UNKNOWN |  | PG-LAYT WELL 2 BLOW-OFF/VALVE |  | NJPG | V | NJPG-PG-LAYT.-W02. | P203 | INSV | INST | LOD_EAM_02 | 2016-02-04 | 370 HARDING HWY | [6 empty] | BLOWOFF(M) | [10 empty] | CLOSED | [5 empty] | AW
10897605 | UNKNOWN |  | PG-LAYT WELL 4 BLOW-OFF/VALVE |  | NJPG | V | NJPG-PG-LAYT.-W04. | P203 | INSV | INST | LOD_EAM_02 | 2016-02-04 | 370 HARDING HWY | [6 empty] | BLOWOFF(M) | [10 empty] | CLOSED | [5 empty] | AW

## Server
Equipment |  | Inventory no. | Description | Full Name | AuthorizGroup | EquipCategory | Functional Loc. | Planning plant | User status | System status | Created by | Created on | Street | Size/dimens. | ManufSerialNo. | ManufPartNo. | Install. date | Application | HMI Software | Network Scheme | Operating System | Owned By | RAID | RAM Memory | Server Type | Software License# | Special Mtn Note | Special Mtn Note Det | Standby Power Type
5107084 | DELL | NJSSDELRANTS | DRWTP IFIX TERMINAL /SERVR |  | NJBC | 6 | NJBC-BU-DRWTP | P203 | INSV | INST | HUSSAARM | 2013-10-13 | 213 CARRIAGE LANE |  | 33B9QM1 |  |  |  | INTELLUTION IFIX | SCADA DOMAIN | OTHER | AW | 1 | 4.00 GB | SERVR* | 200073124 |  |  | UPS
5107086 | UNKNOWN | NJSSDELRANPL | DRWTP PLANT SCADA /SERVR |  | NJBC | 6 | NJBC-BU-DRWTP | P203 | INSV | INST | HUSSAARM | 2013-10-13 | 213 CARRIAGE LANE |  | F95BQM1 |  |  |  | INTELLUTION IFIX | SCADA DOMAIN | OTHER | AW | 1 | 4.00 GB | SERVR* | 100232600 |  |  | UPS
5107087 | DELL | NJSSDELRANGW | DRWTP IFIX GROUND WATER SCADA /SERVR |  | NJBC | 6 | NJBC-BU-DRWTP | P203 | INSV | INST | HUSSAARM | 2013-10-13 | 213 CARRIAGE LANE |  | 4G3MRL1 |  |  |  | INTELLUTION IFIX | SCADA DOMAIN | OTHER | AW | 1 | 4.00 GB | SERVR* | 200084413 |  |  | UPS
5107089 | DELL | NJS010 | DRWTP ENTERPRISE HISTORIAN /SERVR |  | NJBC | 6 | NJBC-BU-DRWTP | P203 | INSV | INST | HUSSAARM | 2013-10-13 | 213 CARRIAGE LANE |  |  |  |  | DATA STORAGE | INTELLUTION IFIX | STANDALONE | OTHER | AW | 1 | 4.00 GB | SERVR* | 100081432 |  |  | UPS

## Security System
Equipment |  | Inventory no. | Description | Full Name | AuthorizGroup | EquipCategory | Functional Loc. | Planning plant | User status | System status | Created by | Created on | Street | Size/dimens. | ManufSerialNo. | ManufPartNo. | Install. date | Action Taken Upon Al | Backup Power | Owned By | Retest Required | Security System Type | Special Mtn Note | Special Mtn Note Det
5083096 | UNKNOWN |  | NATIONPKIC Burglar Alarm /SECSYS |  | NJBC | S | NJBC-GL-NATIO | P203 | INSV | INST | HUSSAARM | 2013-10-12 | 7 S GROVE AVE |  |  |  |  | SCADA ALARM | Y | AW | Y | BURGLAR ALARM
5151226 | UNKNOWN |  | LAURELSP-W8 Fencing /SECSYS |  | NJBC | S | NJBC-CM-LAURE-W8.. | P203 | INSV | INST | HUSSAARM | 2013-10-13 | 820 GRAND AVENUE |  |  |  |  | SCADA ALARM | Y | AW | Y | FENCING
5151227 | UNKNOWN |  | LAURELSP-W10 Fencing /SECSYS |  | NJBC | S | NJBC-CM-LAURE-W10. | P203 | INSV | INST | HUSSAARM | 2013-10-13 | 819 GRAND AVENUE |  |  |  |  | SCADA ALARM | Y | AW | Y | FENCING
5151228 | UNKNOWN |  | LAURELSP-W13 Fencing /SECSYS |  | NJBC | S | NJBC-CM-LAURE-W13. | P203 | INSV | INST | HUSSAARM | 2013-10-13 | 820 GRAND AVENUE |  |  |  |  | SCADA ALARM | Y | AW | Y | FENCING
5151229 | UNKNOWN |  | LAURELSP-W15 Fencing /SECSYS |  | NJBC | S | NJBC-CM-LAURE-W15. | P203 | INSV | INST | HUSSAARM | 2013-10-13 | 401 S ATLANTIC AVE |  |  |  |  | SCADA ALARM | Y | AW | Y | FENCING
5151230 | UNKNOWN |  | LAURELSP-W60 Fencing /SECSYS |  | NJBC | S | NJBC-CM-LAURE-W60. | P203 | INSV | INST | HUSSAARM | 2013-10-13 | 819 GRAND AVENUE |  |  |  |  | SCADA ALARM | Y | AW | Y | FENCING
5151231 | UNKNOWN |  | LAURELSP-W61 Fencing /SECSYS |  | NJBC | S | NJBC-CM-LAURE-W61. | P203 | INSV | INST | HUSSAARM | 2013-10-13 | 325 TRENTON AVE |  |  |  |  | SCADA ALARM | Y | AW | Y | FENCING
5151232 | UNKNOWN |  | LAURELSP-TRT Fencing /SECSYS |  | NJBC | S | NJBC-CM-LAURE-TRT. | P203 | INSV | INST | HUSSAARM | 2013-10-13 | 816 GRAND AVENUE |  |  |  |  | SCADA ALARM | Y | AW | Y | FENCING
5151234 | UNKNOWN |  | LAURELSP-HSP Fencing /SECSYS |  | NJBC | S | NJBC-CM-LAURE-HSP. | P203 | INSV | INST | HUSSAARM | 2013-10-13 | 816 GRAND AVENUE |  |  |  |  | SCADA ALARM | Y | AW | Y | FENCING
5151235 | UNKNOWN |  | LAURELSP-TNK Fencing /SECSYS |  | NJBC | S | NJBC-CM-LAURE-TNK. | P203 | INSV | INST | HUSSAARM | 2013-10-13 | 820 GRAND AVENUE |  |  |  |  | SCADA ALARM | Y | AW | Y | FENCING
5151236 | UNKNOWN |  | MAGNOLIA Fencing /SECSYS |  | NJBC | S | NJBC-CM-MAGNO | P203 | INSV | INST | HUSSAARM | 2013-10-13 | 625 N WALNUT AVENUE |  |  |  |  | SCADA ALARM | Y | AW | Y | FENCING
5151237 | UNKNOWN |  | MAGNOLIA-IC Fencing /SECSYS |  | NJBC | S | NJBC-CM-MAGNO-IC.. | P203 | INSV | INST | HUSSAARM | 2013-10-13 | 625 N WALNUT AVENUE |  |  |  |  | SCADA ALARM | Y | AW | Y | FENCING
5151238 | UNKNOWN |  | MAGNOLIA-W33 Fencing /SECSYS |  | NJBC | S | NJBC-CM-MAGNO-W33. | P203 | INSV | INST | HUSSAARM | 2013-10-13 | 625 N WALNUT AVENUE |  |  |  |  | SCADA ALARM | Y | AW | Y | FENCING
5151239 | UNKNOWN |  | MAGNOLIA-W64 Fencing /SECSYS |  | NJBC | S | NJBC-CM-MAGNO-W64. | P203 | INSV | INST | HUSSAARM | 2013-10-13 | 616 N WALNUT AVENUE |  |  |  |  | SCADA ALARM | Y | AW | Y | FENCING
5151241 | UNKNOWN |  | MAGNOLIA-TRT Fencing /SECSYS |  | NJBC | S | NJBC-CM-MAGNO-TRT. | P203 | INSV | INST | HUSSAARM | 2013-10-13 | 627 N WALNUT AVENUE |  |  |  |  | SCADA ALARM | Y | AW | Y | FENCING
5151242 | UNKNOWN |  | MAGNOLIA-HSP Fencing /SECSYS |  | NJBC | S | NJBC-CM-MAGNO-HSP. | P203 | INSV | INST | HUSSAARM | 2013-10-13 | 627 N WALNUT AVENUE |  |  |  |  | SCADA ALARM | Y | AW | Y | FENCING
5151243 | UNKNOWN |  | MAGNOLIA-TNK Fencing /SECSYS |  | NJBC | S | NJBC-CM-MAGNO-TNK. | P203 | INSV | INST | HUSSAARM | 2013-10-13 | 625 N WALNUT AVENUE |  |  |  |  | SCADA ALARM | Y | AW | Y | FENCING
5151244 | UNKNOWN |  | MAPLEWAVIC /SECSYS |  | NJBC | S | NJBC-BU-MAWIC | P203 | INSV | INST | HUSSAARM | 2013-10-13 | 103 WAVERLY AVE |  |  |  |  | SCADA ALARM | Y | AW | Y | BURGLAR ALARM SCADA
5151245 | UNKNOWN |  | MOORESCHIC Intrusion Alarm /SECSYS |  | NJBC | S | NJBC-BU-MOORE | P203 | INSV | INST | HUSSAARM | 2013-10-13 | 1274 N CHURCH ST |  |  |  |  | SCADA ALARM | Y | AW | Y | BURGLAR ALARM SCADA
5151246 | UNKNOWN |  | MTLAURBRIC /SECSYS |  | NJBC | S | NJBC-BU-MLBIC | P203 | INSV | INST | HUSSAARM | 2013-10-13 | 3321 MARNE HWY |  |  |  |  | SCADA ALARM | Y | AW | Y | BURGLAR ALARM SCADA
5151247 | UNKNOWN |  | OAKLYNTNK Intrusion Alarm /SECSYS |  | NJBC | S | NJBC-CM-OKTNK | P203 | INSV | INST | HUSSAARM | 2013-10-13 | 276 MANOR AVE |  |  |  |  | SCADA ALARM | Y | AW | Y | BURGLAR ALARM SCADA
5151248 | UNKNOWN |  | PEMBERTIC Fencing /SECSYS |  | NJBC | S | NJBC-BU-PEMBE | P203 | INSV | INST | HUSSAARM | 2013-10-13 | 1106 PEMBERTON-BROWNS MILLS RD |  |  |  |  | SCADA ALARM | Y | AW | Y | FENCING
5151249 | UNKNOWN |  | RIVERSIDETNK Fencing /SECSYS |  | NJBC | S | NJBC-BU-RVTNK | P203 | INSV | INST | HUSSAARM | 2013-10-13 | HANCOCK STREET |  |  |  |  | SCADA ALARM | Y | AW | Y | FENCING
5151251 | UNKNOWN |  | EVESHAM Fencing /SECSYS |  | NJBC | S | NJBC-CM-EVBST | P203 | INSV | INST | HUSSAARM | 2013-10-13 | EVERGREEN RD |  |  |  |  | SCADA ALARM | Y | AW | Y | FENCING
5151252 | UNKNOWN |  | EVESHAM-BST Fencing /SECSYS |  | NJBC | S | NJBC-CM-EVBST-BSTA | P203 | INSV | INST | HUSSAARM | 2013-10-13 | EVERGREEN RD |  |  |  |  | SCADA ALARM | Y | AW | Y | FENCING
5151253 | UNKNOWN |  | RUNNEMEDE Fencing /SECSYS |  | NJBC | S | NJBC-CM-RUNNE | P203 | INSV | INST | HUSSAARM | 2013-10-13 | 28 ST CLAIR AVE |  |  |  |  | SCADA ALARM | Y | AW | Y | FENCING
5151225 | UNKNOWN |  | LAURELSP-W4 Fencing /SECSYS |  | NJBC | S | NJBC-CM-LAURE-W4.. | P203 | INSV | INST | HUSSAARM | 2013-10-13 | 325 TRENTON AVE |  |  |  |  | SCADA ALARM | Y | AW | Y | FENCING
5149995 | UNKNOWN |  | OTTERBROOK-W34 Fencing /SECSYS |  | NJBC | S | NJBC-CM-OTTER-W34. | P203 | INSV | INST | HUSSAARM | 2013-10-13 | 413 N OTTER BRANCH DR |  |  |  |  | SCADA ALARM | Y | AW | Y | FENCING
5149997 | UNKNOWN |  | OTTERBROOK-W39 Fencing /SECSYS |  | NJBC | S | NJBC-CM-OTTER-W39. | P203 | INSV | INST | HUSSAARM | 2013-10-13 | 77 JUNE DR |  |  |  |  | SCADA ALARM | Y | AW | Y | FENCING
5149998 | UNKNOWN |  | OTTERBROOK-TRT Fencing /SECSYS |  | NJBC | S | NJBC-CM-OTTER-TRT. | P203 | INSV | INST | HUSSAARM | 2013-10-13 | FLOODGATE ROAD AT JUNE DRIVE |  |  |  |  | SCADA ALARM | Y | AW | Y | FENCING
5149999 | UNKNOWN |  | OTTERBROOK-HSP Fencing /SECSYS |  | NJBC | S | NJBC-CM-OTTER-HSP. | P203 | INSV | INST | HUSSAARM | 2013-10-13 | FLOODGATE ROAD AT JUNE DRIVE |  |  |  |  | SCADA ALARM | Y | AW | Y | FENCING
5151200 | UNKNOWN |  | OTTERBROOK-TNK Fencing /SECSYS |  | NJBC | S | NJBC-CM-OTTER-TNK. | P203 | INSV | INST | HUSSAARM | 2013-10-13 | 711 FLOODGATE RD |  |  |  |  | SCADA ALARM | Y | AW | Y | FENCING
5151201 | UNKNOWN |  | HADDONHTS Fencing /SECSYS |  | NJBC | S | NJBC-CM-HAHTS | P203 | INSV | INST | HUSSAARM | 2013-10-13 | 614 W. Atlantic Ave |  |  |  |  | SCADA ALARM | Y | AW | Y | FENCING
5151202 | UNKNOWN |  | HADDONHTS-W20 Fencing /SECSYS |  | NJBC | S | NJBC-CM-HAHTS-WL20 | P203 | INSV | INST | HUSSAARM | 2013-10-13 | 110 ALBANY AVE |  |  |  |  | SCADA ALARM | Y | AW | Y | FENCING
5151203 | UNKNOWN |  | HADDONHTS-W15 Fencing /SECSYS |  | NJBC | S | NJBC-CM-HAHTS-WL15 | P203 | INSV | INST | HUSSAARM | 2013-10-13 | 614 W. ATLANTIC AVE |  |  |  |  | SCADA ALARM | Y | AW | Y | FENCING
5151204 | UNKNOWN |  | HADDONHTS-W30 Fencing /SECSYS |  | NJBC | S | NJBC-CM-HAHTS-WL30 | P203 | INSV | INST | HUSSAARM | 2013-10-13 | 614 W. ATLANTIC AVE |  |  |  |  | SCADA ALARM | Y | AW | Y | FENCING
5151206 | UNKNOWN |  | HADDONHTS-W67 Fencing /SECSYS |  | NJBC | S | NJBC-CM-HAHTS-WL67 | P203 | INSV | INST | HUSSAARM | 2013-10-13 | 614 W. ATLANTIC AVE |  |  |  |  | SCADA ALARM | Y | AW | Y | FENCING
5151208 | UNKNOWN |  | HADDONHTS-W63 Fencing /SECSYS |  | NJBC | S | NJBC-CM-HAHTS-WL63 | P203 | INSV | INST | HUSSAARM | 2013-10-13 | 120 TRENTON AVE |  |  |  |  | SCADA ALARM | Y | AW | Y | FENCING
5151209 | UNKNOWN |  | HADDONHTS-TRT Fencing /SECSYS |  | NJBC | S | NJBC-CM-HAHTS-TRTS | P203 | INSV | INST | HUSSAARM | 2013-10-13 | 614 W. ATLANTIC AVE |  |  |  |  | SCADA ALARM | Y | AW | Y | FENCING
5151210 | UNKNOWN |  | STATION Fencing /SECSYS |  | NJBC | S | NJBC-CM-STATI | P203 | INSV | INST | HUSSAARM | 2013-10-13 | 2 STATION AVE |  |  |  |  | SCADA ALARM | Y | AW | Y | FENCING
5151211 | UNKNOWN |  | STATION-BST Fencing /SECSYS |  | NJBC | S | NJBC-CM-STATI-BST. | P203 | INSV | INST | HUSSAARM | 2013-10-13 | 2 STATION AVE |  |  |  |  | SCADA ALARM | Y | AW | Y | FENCING
5151212 | UNKNOWN |  | STATION-TNK1 Fencing /SECSYS |  | NJBC | S | NJBC-CM-STATI-TNK1 | P203 | INSV | INST | HUSSAARM | 2013-10-13 | 2 STATION AVE |  |  |  |  | SCADA ALARM | Y | AW | Y | FENCING
5151213 | UNKNOWN |  | STATION-TNK2 Fencing /SECSYS |  | NJBC | S | NJBC-CM-STATI-TNK2 | P203 | INSV | INST | HUSSAARM | 2013-10-13 | 2 STATION AVE |  |  |  |  | SCADA ALARM | Y | AW | Y | FENCING
5151214 | UNKNOWN |  | STATION-BAR Fencing /SECSYS |  | NJBC | S | NJBC-CM-STATI-BAR. | P203 | INSV | INST | HUSSAARM | 2013-10-13 | 2 STATION AVE |  |  |  |  | SCADA ALARM | Y | AW | Y | FENCING
5151216 | UNKNOWN |  | EGBERT Fencing /SECSYS |  | NJBC | S | NJBC-CM-EGBER | P203 | INSV | INST | HUSSAARM | 2013-10-13 | 1328 SYLVAN AVE |  |  |  |  | SCADA ALARM | Y | AW | Y | FENCING
5151217 | UNKNOWN |  | EGBERT-W18 Fencing /SECSYS |  | NJBC | S | NJBC-CM-EGBER-W18. | P203 | INSV | INST | HUSSAARM | 2013-10-13 | 1328 SYLVAN AVE |  |  |  |  | SCADA ALARM | Y | AW | Y | FENCING
5151218 | UNKNOWN |  | EGBERT-W35 Fencing /SECSYS |  | NJBC | S | NJBC-CM-EGBER-W35. | P203 | INSV | INST | HUSSAARM | 2013-10-13 | 1328 SYLVAN AVE |  |  |  |  | SCADA ALARM | Y | AW | Y | FENCING
5151219 | UNKNOWN |  | EGBERT-HSP Intrusion Alarm /SECSYS |  | NJBC | S | NJBC-CM-EGBER-HSP. | P203 | INSV | INST | HUSSAARM | 2013-10-13 | 1328 SYLVAN AVE |  |  |  |  | SCADA ALARM | Y | AW | Y | BURGLAR ALARM SCADA
5151220 | UNKNOWN |  | HADDONCRIC /SECSYS |  | NJBC | S | NJBC-CM-HACIC | P203 | INSV | INST | HUSSAARM | 2013-10-13 | 429 W CRYSTAL LAKE AVE |  |  |  |  | SCADA ALARM | Y | AW | Y | FENCING
5151221 | UNKNOWN |  | HINELLA Fencing /SECSYS |  | NJBC | S | NJBC-CM-HINEL | P203 | INSV | INST | HUSSAARM | 2013-10-13 | 502 W ATLANTIC AVE |  |  |  |  | SCADA ALARM | Y | AW | Y | FENCING
5151223 | UNKNOWN |  | LAURELSP Fencing /SECSYS |  | NJBC | S | NJBC-CM-LAURE | P203 | INSV | INST | HUSSAARM | 2013-10-13 | 820 GRAND AVENUE |  |  |  |  | SCADA ALARM | Y | AW | Y | FENCING
5151224 | UNKNOWN |  | LAURELSP-W1 Fencing /SECSYS |  | NJBC | S | NJBC-CM-LAURE-W1.. | P203 | INSV | INST | HUSSAARM | 2013-10-13 | 820 E ATLANTIC AVE |  |  |  |  | SCADA ALARM | Y | AW | Y | FENCING
5151286 | UNKNOWN |  | HARRISTOIC Intrusion Alarm /SECSYS |  | NJBC | S | NJBC-GL-HARRI | P203 | INSV | INST | HUSSAARM | 2013-10-13 | 126 TOMLIN STATION RD |  |  |  |  | SCADA ALARM | Y | AW | Y | BURGLAR ALARM SCADA
5151287 | UNKNOWN |  | EGREENHAIC Intrusion Alarm /SECSYS |  | NJBC | S | NJBC-GL-EGHIC | P203 | INSV | INST | HUSSAARM | 2013-10-13 | 208 Harrison Ave |  |  |  |  | SCADA ALARM | Y | AW | Y | BURGLAR ALARM SCADA
5151288 | UNKNOWN |  | HARRHEIC Fencing /SECSYS |  | NJBC | S | NJBC-GL-HARRH | P203 | INSV | INST | HUSSAARM | 2013-10-13 | 121 HELIG RD |  |  |  |  | SCADA ALARM | Y | AW | Y | FENCING
5151289 | UNKNOWN |  | GLOUCESTERBS Fencing /SECSYS |  | NJBC | S | NJBC-GL-GLBST | P203 | INSV | INST | HUSSAARM | 2013-10-13 | 491 HARRISON AVE |  |  |  |  | SCADA ALARM | Y | AW | Y | FENCING
5151291 | UNKNOWN |  | GLOUCESTERBS-BST Fencing /SECSYS |  | NJBC | S | NJBC-GL-GLBST-BSTA | P203 | INSV | INST | HUSSAARM | 2013-10-13 | JESSUP MILL RD AT HARRISON AVE |  |  |  |  | SCADA ALARM | Y | AW | Y | FENCING
5151292 | UNKNOWN |  | GLOUCESTERBS-TRT Fencing /SECSYS |  | NJBC | S | NJBC-GL-GLBST-TRTS | P203 | INSV | INST | HUSSAARM | 2013-10-13 | JESSUP MILL RD AT HARRISON AVE |  |  |  |  | SCADA ALARM | Y | AW | Y | FENCING
5151294 | UNKNOWN |  | EGREENUNIC Intrusion Alarm /SECSYS |  | NJBC | S | NJBC-GL-EGUIC | P203 | INSV | INST | HUSSAARM | 2013-10-13 | 822 MIDDLESBOROUGH WAY |  |  |  |  | SCADA ALARM | Y | AW | Y | BURGLAR ALARM SCADA
5151296 | UNKNOWN |  | GLASSAUIC Intrusion Alarm /SECSYS |  | NJBC | S | NJBC-GL-GLASS | P203 | INSV | INST | HUSSAARM | 2013-10-13 | 450 AURA RD |  |  |  |  | SCADA ALARM | Y | AW | Y | BURGLAR ALARM SCADA
5151298 | UNKNOWN |  | NATIONPKIC Fencing /SECSYS |  | NJBC | S | NJBC-GL-NATIO | P203 | INSV | INST | HUSSAARM | 2013-10-13 | 7 S GROVE AVE |  |  |  |  | SCADA ALARM | Y | AW | Y | FENCING
5152401 | UNKNOWN |  | WINSLOWBS Intrusion Alarm /SECSYS |  | NJBC | S | NJBC-CM-WIBST | P203 | INSV | INST | HUSSAARM | 2013-10-13 | 80 COOPER RD |  |  |  |  | SCADA ALARM | Y | AW | Y | BURGLAR ALARM SCADA
5152402 | UNKNOWN |  | WINSLOWIC Intrusion Alarm /SECSYS |  | NJBC | S | NJBC-CM-WIHIC | P203 | INSV | INST | HUSSAARM | 2013-10-13 | 210 HEARTHSTONE DR |  |  |  |  | SCADA ALARM | Y | AW | Y | BURGLAR ALARM SCADA
5152404 | UNKNOWN |  | ROWANLRIC Fencing /SECSYS |  | NJBC | S | NJBC-GL-ROLIC | P203 | INSV | INST | HUSSAARM | 2013-10-13 | 701 LAMBS RD |  |  |  |  | SCADA ALARM | Y | AW | Y | FENCING
5152406 | UNKNOWN |  | MEDFORDIC Fencing /SECSYS |  | NJBC | S | NJBC-BU-MEDFO | P203 | INSV | INST | HUSSAARM | 2013-10-13 | 333 MEDFORD-MT HOLLY ROAD |  |  |  |  | SCADA ALARM | Y | AW | Y | FENCING
5152408 | UNKNOWN |  | ELKAUIC Intrusion Alarm /SECSYS |  | NJBC | S | NJBC-GL-ELKAU | P203 | INSV | INST | HUSSAARM | 2013-10-13 | 603 AURA RD |  |  |  |  | SCADA ALARM | Y | AW | Y | BURGLAR ALARM SCADA
5152409 | UNKNOWN |  | DEPTPRIC Intrusion Alarm /SECSYS |  | NJBC | S | NJBC-GL-DEPTP | P203 | INSV | INST | HUSSAARM | 2013-10-13 | 582 PRINCETON BLVD |  |  |  |  | SCADA ALARM | Y | AW | Y | BURGLAR ALARM SCADA
5152411 | UNKNOWN |  | EVESHAMBRKIC Intrusion Alarm /SECSYS |  | NJBC | S | NJBC-CM-EVBIC | P203 | INSV | INST | HUSSAARM | 2013-10-13 | 137 BRICK RD |  |  |  |  | SCADA ALARM | Y | AW | Y | BURGLAR ALARM SCADA
5152414 | UNKNOWN |  | BERLINCOIC Intrusion Alarm /SECSYS |  | NJBC | S | NJBC-CM-BERLI | P203 | INSV | INST | HUSSAARM | 2013-10-13 | 74 COOPER RD |  |  |  |  | SCADA ALARM | Y | AW | Y | BURGLAR ALARM SCADA
5152416 | UNKNOWN |  | BRIDGEPTIC Intrusion Alarm /SECSYS |  | NJBC | S | NJBC-GL-BRIDG | P203 | INSV | INST | HUSSAARM | 2013-10-13 | 536 SWEDESBORO RD |  |  |  |  | SCADA ALARM | Y | AW | Y | BURGLAR ALARM SCADA
5152417 | UNKNOWN |  | PINEHILLCRIC Intrusion Alarm /SECSYS |  | NJBC | S | NJBC-CM-PINEH | P203 | INSV | INST | HUSSAARM | 2013-10-13 | [5 empty] | SCADA ALARM | Y | AW | Y | BURGLAR ALARM SCADA
5152419 | UNKNOWN |  | CHEWSLNDBS Intrusion Alarm /SECSYS |  | NJBC | S | NJBC-CM-CHEWS | P203 | INSV | INST | HUSSAARM | 2013-10-13 | 1543 CHEWS LANDING RD |  |  |  |  | SCADA ALARM | Y | AW | Y | BURGLAR ALARM SCADA
5152421 | UNKNOWN |  | ROWANTNK Fencing /SECSYS |  | NJBC | S | NJBC-GL-ROTNK | P203 | INSV | INST | HUSSAARM | 2013-10-13 | ZEE RD / RTE 322 |  |  |  |  | SCADA ALARM | Y | AW | Y | FENCING
5152423 | UNKNOWN |  | BLACKCAIC Intrusion Alarm /SECSYS |  | NJBC | S | NJBC-CM-BLACK | P203 | INSV | INST | HUSSAARM | 2013-10-13 | CAMERON / HIDER LANE |  |  |  |  | SCADA ALARM | Y | AW | Y | BURGLAR ALARM SCADA
5152425 | UNKNOWN |  | CAMDEN-W52 Fencing /SECSYS |  | NJBC | S | NJBC-CM-CASTA-WL52 | P203 | INSV | INST | HUSSAARM | 2013-10-13 | 710 N 29TH AND CLEVELAND AVE |  |  |  |  | SCADA ALARM | Y | AW | Y | FENCING
5152427 | UNKNOWN |  | CHEWSLNDIC Intrusion Alarm /SECSYS |  | NJBC | S | NJBC-CM-CHEWS | P203 | INSV | INST | HUSSAARM | 2013-10-13 | 1543 CHEWS LANDING RD |  |  |  |  | XX |  | AW | Y | BURGLAR ALARM SCADA
5152430 | UNKNOWN |  | STATION-BAR Intrusion Alarm /SECSYS |  | NJBC | S | NJBC-CM-STATI-BAR. | P203 | INSV | INST | HUSSAARM | 2013-10-13 | 2 STATION AVE |  |  |  |  | XX |  | AW | Y | BURGLAR ALARM SCADA
5151284 | UNKNOWN |  | MERCHCHIC Intrusion Alarm /SECSYS |  | NJBC | S | NJBC-CM-MECIC | P203 | INSV | INST | HUSSAARM | 2013-10-13 | 462 3RD AVE |  |  |  |  | SCADA ALARM | Y | AW | Y | BURGLAR ALARM SCADA
5151254 | UNKNOWN |  | SOMERDALE Fencing /SECSYS |  | NJBC | S | NJBC-CM-SOMER | P203 | INSV | INST | HUSSAARM | 2013-10-13 | 26 ELM AVE |  |  |  |  | SCADA ALARM | Y | AW | Y | FENCING
5151255 | UNKNOWN |  | SOMERDALE-W14 Fencing /SECSYS |  | NJBC | S | NJBC-CM-SOMER-W14. | P203 | INSV | INST | HUSSAARM | 2013-10-13 | 26 ELM AVE |  |  |  |  | SCADA ALARM | Y | AW | Y | FENCING
5151256 | UNKNOWN |  | SOMERDALE-TNK Fencing /SECSYS |  | NJBC | S | NJBC-CM-SOMER-TNK. | P203 | INSV | INST | HUSSAARM | 2013-10-13 | 26 ELM AVE |  |  |  |  | SCADA ALARM | Y | AW | Y | FENCING
5151257 | UNKNOWN |  | VOORHEES Fencing /SECSYS |  | NJBC | S | NJBC-CM-VOORH | P203 | INSV | INST | HUSSAARM | 2013-10-13 | 13 GOLF VIEW DR |  |  |  |  | SCADA ALARM | Y | AW | Y | FENCING
5151260 | UNKNOWN |  | VOORHEES-RCL Fencing /SECSYS |  | NJBC | S | NJBC-CM-VOORH-RCL. | P203 | INSV | INST | HUSSAARM | 2013-10-13 | 13 GOLF VIEW DR |  |  |  |  | SCADA ALARM | Y | AW | Y | FENCING
5151261 | UNKNOWN |  | VOORHEES-W21 Fencing /SECSYS |  | NJBC | S | NJBC-CM-VOORH-W21. | P203 | INSV | INST | HUSSAARM | 2013-10-13 | EVESHAM RD AT GOLF VIEW DRIVE |  |  |  |  | SCADA ALARM | Y | AW | Y | FENCING
5151262 | UNKNOWN |  | VOORHEES-BST Fencing /SECSYS |  | NJBC | S | NJBC-CM-VOORH-BST. | P203 | INSV | INST | HUSSAARM | 2013-10-13 | 13 GOLF VIEW DR |  |  |  |  | SCADA ALARM | Y | AW | Y | FENCING
5151263 | UNKNOWN |  | VOORHEES-TNK Fencing /SECSYS |  | NJBC | S | NJBC-CM-VOORH-TNK. | P203 | INSV | INST | HUSSAARM | 2013-10-13 | 13 GOLF VIEW DR |  |  |  |  | SCADA ALARM | Y | AW | Y | FENCING
5151264 | UNKNOWN |  | VOORHEES-TRT Fencing /SECSYS |  | NJBC | S | NJBC-CM-VOORH-TRT. | P203 | INSV | INST | HUSSAARM | 2013-10-13 | EVESHAM RD AT GOLF VIEW DRIVE |  |  |  |  | SCADA ALARM | Y | AW | Y | FENCING
5151265 | UNKNOWN |  | MARLTONTNK Fencing /SECSYS |  | NJBC | S | NJBC-CM-MARLT | P203 | INSV | INST | HUSSAARM | 2013-10-13 | 701 CENTENNIAL BLVD |  |  |  |  | SCADA ALARM | Y | AW | Y | FENCING
5151266 | UNKNOWN |  | ASHLAND Fencing /SECSYS |  | NJBC | S | NJBC-CM-ASHLA | P203 | INSV | INST | HUSSAARM | 2013-10-13 | 107 ATLANTIC AVE |  |  |  |  | SCADA ALARM | Y | AW | Y | FENCING
5151268 | UNKNOWN |  | ASHLAND-W17 Fencing /SECSYS |  | NJBC | S | NJBC-CM-ASHLA-W17. | P203 | INSV | INST | HUSSAARM | 2013-10-13 | 107 ATLANTIC AVE |  |  |  |  | SCADA ALARM | Y | AW | Y | FENCING
5151269 | UNKNOWN |  | ASHLAND-W32 Fencing /SECSYS |  | NJBC | S | NJBC-CM-ASHLA-W32. | P203 | INSV | INST | HUSSAARM | 2013-10-13 | 107 ATLANTIC AVE |  |  |  |  | SCADA ALARM | Y | AW | Y | FENCING
5151270 | UNKNOWN |  | RT130VLV Intrusion Alarm /SECSYS |  | NJBC | S | NJBC-BU-RT130 | P203 | INSV | INST | HUSSAARM | 2013-10-13 | 4136 ROUTE 130 NORTH |  |  |  |  | SCADA ALARM | Y | AW | Y | BURGLAR ALARM SCADA
5151271 | UNKNOWN |  | HUTTONHILL-IC Fencing /SECSYS |  | NJBC | S | NJBC-CM-HUTTO-IC.. | P203 | INSV | INST | HUSSAARM | 2013-10-13 | 1911 KRESSON RD |  |  |  |  | SCADA ALARM | Y | AW | Y | FENCING
5151272 | UNKNOWN |  | MANTUAIC Fencing /SECSYS |  | NJBC | S | NJBC-GL-MANTU | P203 | INSV | INST | HUSSAARM | 2013-10-13 | 638 MAIN ST |  |  |  |  | SCADA ALARM | Y | AW | Y | FENCING
5151273 | UNKNOWN |  | PITMANIC Intrusion Alarm /SECSYS |  | NJBC | S | NJBC-GL-PITMA | P203 | INSV | INST | HUSSAARM | 2013-10-13 | 598 PITMAN RD |  |  |  |  | SCADA ALARM | Y | AW | Y | BURGLAR ALARM SCADA
5151274 | UNKNOWN |  | WDEPTPRKIC Fencing /SECSYS |  | NJBC | S | NJBC-GL-WDEPT | P203 | INSV | INST | HUSSAARM | 2013-10-13 | 901 DANTE CT |  |  |  |  | SCADA ALARM | Y | AW | Y | FENCING
5151276 | UNKNOWN |  | DEPTCLIC Fencing /SECSYS |  | NJBC | S | NJBC-GL-DEPTC | P203 | INSV | INST | HUSSAARM | 2013-10-13 | 1570 CLEMENTS BRIDGE RD |  |  |  |  | SCADA ALARM | Y | AW | Y | XX
5151278 | UNKNOWN |  | CHURCHRCHL Intrusion Alarm /SECSYS |  | NJBC | S | NJBC-BU-CHURC | P203 | INSV | INST | HUSSAARM | 2013-10-13 | CHURCH ROAD |  |  |  |  | SCADA ALARM | Y | AW | Y | BURGLAR ALARM SCADA
5151279 | UNKNOWN |  | CAMDENFEIC Intrusion Alarm /SECSYS |  | NJBC | S | NJBC-CM-CAFIC | P203 | INSV | INST | HUSSAARM | 2013-10-13 | FEDERAL STREET |  |  |  |  | SCADA ALARM | Y | AW | Y | BURGLAR ALARM SCADA
5151280 | UNKNOWN |  | WOODBURY Intrusion Alarm /SECSYS |  | NJBC | S | NJBC-GL-WOODB | P203 | INSV | INST | HUSSAARM | 2013-10-13 | 770 Clearview Ave |  |  |  |  | SCADA ALARM | Y | AW | Y | BURGLAR ALARM SCADA
5151281 | UNKNOWN |  | FAIRVIEVLV Intrusion Alarm /SECSYS |  | NJBC | S | NJBC-BU-FAIRV | P203 | INSV | INST | HUSSAARM | 2013-10-13 | FAIRVIEW STREET |  |  |  |  | SCADA ALARM | Y | AW | Y | BURGLAR ALARM SCADA
5151282 | UNKNOWN |  | OAKLYNVLV /SECSYS |  | NJBC | S | NJBC-CM-OKVLV | P203 | INSV | INST | HUSSAARM | 2013-10-13 | EAST ATLANTIC |  |  |  |  | SCADA ALARM | Y | AW | Y | BURGLAR ALARM
5151283 | UNKNOWN |  | SUNBURY Fencing /SECSYS |  | NJBC | S | NJBC-PB-SUNBU | P203 | INSV | INST | HUSSAARM | 2013-10-13 | 221 NORCROSS LN |  |  |  |  | SCADA ALARM | Y | AW | Y | FENCING
5149904 | UNKNOWN |  | CAMDEN-W53 Fencing /SECSYS |  | NJBC | S | NJBC-CM-CASTA-WL53 | P203 | INSV | INST | HUSSAARM | 2013-10-13 | 800 BERGEN AVE |  |  |  |  | XX |  | AW |  | FENCING
5149906 | UNKNOWN |  | CAMDEN-W54 Fencing /SECSYS |  | NJBC | S | NJBC-CM-CASTA-WL54 | P203 | INSV | INST | HUSSAARM | 2013-10-13 | 812 N 34TH ST |  |  |  |  | XX |  | AW |  | FENCING
5149907 | UNKNOWN |  | CAMDEN-STP Fencing /SECSYS |  | NJBC | S | NJBC-CM-CASTA-STPB | P203 | INSV | INST | HUSSAARM | 2013-10-13 | 2907 CLEVELAND AVE |  |  |  |  | XX |  | AW |  | FENCING
5149908 | UNKNOWN |  | CAMDEN-W50 Fencing /SECSYS |  | NJBC | S | NJBC-CM-CASTA-WL50 | P203 | INSV | INST | HUSSAARM | 2013-10-13 | 922 REEVES AVE |  |  |  |  | XX |  | AW |  | FENCING
5149909 | UNKNOWN |  | CAMDEN-TNK Intrusion Alarm /SECSYS |  | NJBC | S | NJBC-CM-CASTA-YTNK | P203 | INSV | INST | HUSSAARM | 2013-10-13 | 712 N 29TH ST |  |  |  |  | SCADA ALARM | Y | AW |  | BURGLAR ALARM SCADA
5149910 | UNKNOWN |  | CAMDEN-HSP Intrusion Alarm /SECSYS |  | NJBC | S | NJBC-CM-CASTA-HSPS | P203 | INSV | INST | HUSSAARM | 2013-10-13 | 29TH AND CLEVELAND AVE |  |  |  |  | SCADA ALARM | Y | AW |  | BURGLAR ALARM SCADA
5149911 | UNKNOWN |  | CAMDEN-TRT Fencing /SECSYS |  | NJBC | S | NJBC-CM-CASTA-TRTS | P203 | INSV | INST | HUSSAARM | 2013-10-13 | 29TH AND CLEVELAND AVE |  |  |  |  | XX |  | AW |  | FENCING
5149912 | UNKNOWN |  | 30TH Fencing /SECSYS |  | NJBC | S | NJBC-CM-30TH. | P203 | INSV | INST | HUSSAARM | 2013-10-13 | 2940 SAUNDERS ST |  |  |  |  | XX |  | AW |  | FENCING
5149913 | UNKNOWN |  | COLUMBIALK Fencing /SECSYS |  | NJBC | S | NJBC-CM-COLUM | P203 | INSV | INST | HUSSAARM | 2013-10-13 | 330 OAK AVE |  |  |  |  | XX |  | AW |  | FENCING
5149914 | UNKNOWN |  | COLUMBIALK-W22 Fencing /SECSYS |  | NJBC | S | NJBC-CM-COLUM-W22. | P203 | INSV | INST | HUSSAARM | 2013-10-13 | 330 OAK AVE |  |  |  |  | XX |  | AW |  | FENCING
5149915 | UNKNOWN |  | COLUMBIALK-W24 Fencing /SECSYS |  | NJBC | S | NJBC-CM-COLUM-W24. | P203 | INSV | INST | HUSSAARM | 2013-10-13 | 1 LANDOVER LN |  |  |  |  | XX |  | AW |  | FENCING
5149917 | UNKNOWN |  | COLUMBIALK-W31 Fencing /SECSYS |  | NJBC | S | NJBC-CM-COLUM-W31. | P203 | INSV | INST | HUSSAARM | 2013-10-13 | 21 POPLAR CT |  |  |  |  | XX |  | AW |  | FENCING
5149918 | UNKNOWN |  | COLUMBIALK-TNK Fencing /SECSYS |  | NJBC | S | NJBC-CM-COLUM-TNK. | P203 | INSV | INST | HUSSAARM | 2013-10-13 | 1 LANDOVER LN |  |  |  |  | XX |  | AW |  | FENCING
5149919 | UNKNOWN |  | COLUMBIALK-TRT Fencing /SECSYS |  | NJBC | S | NJBC-CM-COLUM-TRT. | P203 | INSV | INST | HUSSAARM | 2013-10-13 | 330 OAK AVE |  |  |  |  | XX |  | AW |  | FENCING
5149921 | UNKNOWN |  | COLUMBIALK-HSP Fencing /SECSYS |  | NJBC | S | NJBC-CM-COLUM-HSP. | P203 | INSV | INST | HUSSAARM | 2013-10-13 | 330 OAK AVE |  |  |  |  | XX |  | AW |  | FENCING
5149922 | UNKNOWN |  | ELLISBERG Fencing /SECSYS |  | NJBC | S | NJBC-CM-ELLIS | P203 | INSV | INST | HUSSAARM | 2013-10-13 | 129 PARK DR |  |  |  |  | XX |  | AW |  | FENCING
5149924 | UNKNOWN |  | ELLISBERG-W13 Fencing /SECSYS |  | NJBC | S | NJBC-CM-ELLIS-W13. | P203 | INSV | INST | HUSSAARM | 2013-10-13 | 105 PARK DR |  |  |  |  | XX |  | AW |  | FENCING
5149925 | UNKNOWN |  | ELLISBERG-W16 Fencing /SECSYS |  | NJBC | S | NJBC-CM-ELLIS-W16. | P203 | INSV | INST | HUSSAARM | 2013-10-13 | 115 PARK DR |  |  |  |  | XX |  | AW |  | FENCING
5149926 | UNKNOWN |  | ELLISBERG-W23 Fencing /SECSYS |  | NJBC | S | NJBC-CM-ELLIS-W23. | P203 | INSV | INST | HUSSAARM | 2013-10-13 | 135 PARK DR |  |  |  |  | XX |  | AW |  | FENCING
5149927 | UNKNOWN |  | ELLISBERG-TNK Fencing /SECSYS |  | NJBC | S | NJBC-CM-ELLIS-TNK. | P203 | INSV | INST | HUSSAARM | 2013-10-13 | 129 PARK DR |  |  |  |  | XX |  | AW |  | FENCING
5149928 | UNKNOWN |  | ELLISBERG-HSP Fencing /SECSYS |  | NJBC | S | NJBC-CM-ELLIS-HSP. | P203 | INSV | INST | HUSSAARM | 2013-10-13 | 129 PARK DR |  |  |  |  | XX |  | AW |  | FENCING
5149929 | UNKNOWN |  | ELLISBERG-TRT Fencing /SECSYS |  | NJBC | S | NJBC-CM-ELLIS-TRT. | P203 | INSV | INST | HUSSAARM | 2013-10-13 | 129 PARK DR |  |  |  |  | XX |  | AW |  | FENCING
5149930 | UNKNOWN |  | MERCHMEIC Fencing /SECSYS |  | NJBC | S | NJBC-CM-MEMIC | P203 | INSV | INST | HUSSAARM | 2013-10-13 | 820 MERCER STREET |  |  |  |  | XX |  | AW |  | FENCING
5149931 | UNKNOWN |  | KINGSTON Fencing /SECSYS |  | NJBC | S | NJBC-CM-KINGS | P203 | INSV | INST | HUSSAARM | 2013-10-13 | 514 HOWARD RD |  |  |  |  | XX |  | AW |  | FENCING
5149932 | UNKNOWN |  | KINGSTON-W25 Fencing /SECSYS |  | NJBC | S | NJBC-CM-KINGS-W25. | P203 | INSV | INST | HUSSAARM | 2013-10-13 | 85 RANOLDO TER |  |  |  |  | XX |  | AW |  | FENCING
5149903 | UNKNOWN |  | CAMDEN-W51 Fencing /SECSYS |  | NJBC | S | NJBC-CM-CASTA-WL51 | P203 | INSV | INST | HUSSAARM | 2013-10-13 | 807 LOIS AVE |  |  |  |  | XX |  | AW |  | FENCING
5093276 | #N/A |  | HENRY Intrusion Alarm /SECSYS |  | NJBC | S | NJBC-CM-ANCOR | P203 | INSV | INST | HUSSAARM | 2013-10-13 | HENRY STREET |  |  |  |  | XX |  | AW | Y | BURGLAR ALARM SCADA
5093277 | #N/A |  | BLUEA Intrusion Alarm /SECSYS |  | NJBC | S | NJBC-CM-BLUEA | P203 | INSV | INST | HUSSAARM | 2013-10-13 | BLUE ANCHOR RD / RTE 73 |  |  |  |  | XX |  | AW | Y | BURGLAR ALARM SCADA
5096922 | UNKNOWN |  | MILL /SECSYS |  | NJHR | S | NJHR-Z1-MILL. | P203 | INSV | INST | HUSSAARM | 2013-10-13 | 14 Mill Rd |  |  |  |  | XX |  | AW | Y | BURGLAR ALARM
5107721 | UNKNOWN |  | DRWTP-LLPS-RESV FENCE /SECSYS |  | NJBC | S | NJBC-BU-DRWTP-LLPS | P203 | INSV | INST | HUSSAARM | 2013-10-13 | 213 CARRIAGE LANE |  |  |  |  | SCADA ALARM | Y | AW | Y | FENCING
5107723 | UNKNOWN |  | DRWTP-RWPS FENCE /SECSYS |  | NJBC | S | NJBC-BU-DRWTP-RWPS | P203 | INSV | INST | HUSSAARM | 2013-10-13 | 213 CARRIAGE LN |  |  |  |  | SCADA ALARM | Y | AW | Y | FENCING
5127640 | UNKNOWN |  | GREEN /SECSYS |  | NJBC | S | NJBC-MH-GREEN | P203 | INSV | INST | HUSSAARM | 2013-10-13 | GREEN STREET |  |  |  |  | XX |  | AW | Y | BURGLAR ALARM
5127641 | UNKNOWN |  | MANS /SECSYS |  | NJBC | S | NJBC-MF-MANS. | P203 | INSV | INST | HUSSAARM | 2013-10-13 | 3165 RTE 206 |  |  |  |  | XX |  | AW | Y | BURGLAR ALARM
5148791 | UNKNOWN |  | CAMDEN Fencing /SECSYS |  | NJBC | S | NJBC-CM-CASTA | P203 | INSV | INST | HUSSAARM | 2013-10-13 | 791 N 30TH ST |  |  |  |  | XX |  | AW |  | FENCING
5148792 | UNKNOWN |  | RUNNEMEDE-W19 Fencing /SECSYS |  | NJBC | S | NJBC-CM-RUNNE-W19. | P203 | INSV | INST | HUSSAARM | 2013-10-13 | 28 ST CLAIR AVE |  |  |  |  | XX |  | AW |  | FENCING
5148793 | UNKNOWN |  | BELLMAWRIC Fencing /SECSYS |  | NJBC | S | NJBC-CM-BELLM | P203 | INSV | INST | HUSSAARM | 2013-10-13 | 140 HALL AVE |  |  |  |  | XX |  | AW |  | FENCING
5148794 | UNKNOWN |  | ELMTREE Fencing /SECSYS |  | NJBC | S | NJBC-CM-ELMTR | P203 | INSV | INST | HUSSAARM | 2013-10-13 | 14 THOMAS RD |  |  |  |  | XX |  | AW |  | FENCING
5148795 | UNKNOWN |  | ELMTREE-W26 Fencing /SECSYS |  | NJBC | S | NJBC-CM-ELMTR-W26. | P203 | INSV | INST | HUSSAARM | 2013-10-13 | 16 THOMAS RD |  |  |  |  | XX |  | AW |  | FENCING
5148796 | UNKNOWN |  | BEVERLY Fencing /SECSYS |  | NJBC | S | NJBC-BU-BEVER | P203 | INSV | INAC INST | HUSSAARM | 2013-10-13 | 40 BROAD ST |  |  |  |  | XX |  | AW |  | FENCING
5148797 | UNKNOWN |  | BEVERLY-TRT Fencing /SECSYS |  | NJBC | S | NJBC-BU-BEVER-TRT. | P203 | OOS | INAC INST | HUSSAARM | 2013-10-13 | 40 BROAD ST |  |  |  |  | XX |  | AW |  | FENCING
5148798 | UNKNOWN |  | CAMDENREIC Fencing /SECSYS |  | NJBC | S | NJBC-CM-CARIC | P203 | INSV | INST | HUSSAARM | 2013-10-13 | 2953 RIVER RD |  |  |  |  | XX |  | AW |  | FENCING
5148960 | UNKNOWN |  | BECK /SECSYS |  | NJLO | S | NJLO-Z1-BECK. | P203 | INSV | INST | HUSSAARM | 2013-10-13 | 1547 High Hill Rd |  |  |  |  | XX |  | AW | Y | CARD ACCESS
5148961 | UNKNOWN |  | BIRCH /SECSYS |  | NJLO | S | NJLO-Z1-BIRCH | P203 | INSV | INST | HUSSAARM | 2013-10-13 | 322 BIRCH CREEK ROAD |  |  |  |  | XX |  | AW | Y | CARD ACCESS
5149007 | UNKNOWN |  | DRWTP /SECSYS |  | NJBC | S | NJBC-BU-DRWTP | P203 | INSV | INST | HUSSAARM | 2013-10-13 | 213 CARRIAGE LANE |  |  |  |  | XX |  | AW | Y | BURGLAR ALARM
5149009 | UNKNOWN |  | DRWTP-RWPS /SECSYS |  | NJBC | S | NJBC-BU-DRWTP-RWPS | P203 | INSV | INST | HUSSAARM | 2013-10-13 | 213 CARRIAGE LN |  |  |  |  | XX |  | AW | Y | BURGLAR ALARM
5149012 | UNKNOWN |  | DRWTP-LLPS /SECSYS |  | NJBC | S | NJBC-BU-DRWTP-LLPS | P203 | INSV | INST | HUSSAARM | 2013-10-13 | 213 CARRIAGE LANE |  |  |  |  | XX |  | AW | Y | BURGLAR ALARM
5149015 | UNKNOWN |  | DRWTP-TRMT /SECSYS |  | NJBC | S | NJBC-BU-DRWTP-TRMT | P203 | INSV | INST | HUSSAARM | 2013-10-13 | 213 CARRIAGE LANE |  |  |  |  | XX |  | AW | Y | BURGLAR ALARM
5149018 | UNKNOWN |  | DRWTP-HSPS /SECSYS |  | NJBC | S | NJBC-BU-DRWTP-HSPS | P203 | INSV | INST | HUSSAARM | 2013-10-13 | 213 CARRIAGE LANE |  |  |  |  | XX |  | AW | Y | BURGLAR ALARM
5149021 | UNKNOWN |  | DRWTP-RSHS /SECSYS |  | NJBC | S | NJBC-BU-DRWTP-RSHS | P203 | INSV | INST | HUSSAARM | 2013-10-13 | 213 CARRIAGE LANE |  |  |  |  | XX |  | AW | Y | BURGLAR ALARM
5149900 | UNKNOWN |  | MERCH38IC Fencing /SECSYS |  | NJBC | S | NJBC-CM-ME3IC | P203 | INSV | INST | HUSSAARM | 2013-10-13 | 3883 FEDERAL ST |  |  |  |  | XX |  | AW |  | FENCING
5149901 | UNKNOWN |  | CAMDEN-W55 Fencing /SECSYS |  | NJBC | S | NJBC-CM-CASTA-WL55 | P203 | INSV | INST | HUSSAARM | 2013-10-13 | 786 N 30TH ST |  |  |  |  | XX |  | AW |  | FENCING
5149965 | UNKNOWN |  | POMONA-ALB Fencing /SECSYS |  | NJBC | S | NJBC-BU-POMON-ALB. | P203 | INSV | INST | HUSSAARM | 2013-10-13 | 911 POMONA ROAD |  |  |  |  | SCADA ALARM | Y | AW | Y | FENCING
5149966 | UNKNOWN |  | POMONA-TRT Fencing /SECSYS |  | NJBC | S | NJBC-BU-POMON-TRT. | P203 | INSV | INST | HUSSAARM | 2013-10-13 | 911 POMONA ROAD |  |  |  |  | SCADA ALARM | Y | AW | Y | FENCING
5149967 | UNKNOWN |  | STEPHENS Fencing /SECSYS |  | NJBC | S | NJBC-BU-STEPH | P203 | INSV | INST | HUSSAARM | 2013-10-13 | 208 STEPHEN DR |  |  |  |  | SCADA ALARM | Y | AW | Y | FENCING
5149968 | UNKNOWN |  | STEPHENS-W28 Fencing /SECSYS |  | NJBC | S | NJBC-BU-STEPH-W28. | P203 | OOS | INST | HUSSAARM | 2013-10-13 | 208 STEPHEN DR |  |  |  |  | SCADA ALARM | Y | AW | Y | FENCING
5149970 | UNKNOWN |  | STEPHENS-W31 Fencing /SECSYS |  | NJBC | S | NJBC-BU-STEPH-W31. | P203 | INSV | INST | HUSSAARM | 2013-10-13 | 210 STEPHEN DR |  |  |  |  | SCADA ALARM | Y | AW | Y | FENCING
5149971 | ADT |  | HIGHLAND Burglar Alarm /SECSYS |  | NJBC | S | NJBC-BU-HIGHL | P203 | INSV | INST | HUSSAARM | 2013-10-13 | 1007 Highland Ave |  |  |  |  | SCADA ALARM | Y | AW | Y | BURGLAR ALARM
5149973 | UNKNOWN |  | HIGHLAND-TRT Fencing /SECSYS |  | NJBC | S | NJBC-BU-HIGHL-TRT. | P203 | INSV | INST | HUSSAARM | 2013-10-13 | 1040 HIGHLAND AVE |  |  |  |  | SCADA ALARM | Y | AW | Y | FENCING
5149974 | UNKNOWN |  | HAINESMILLTNK Intrusion Alarm /SECSYS |  | NJBC | S | NJBC-BU-HMTNK | P203 | INSV | INST | HUSSAARM | 2013-10-13 | 129 HAINES MILL RD |  |  |  |  | SCADA ALARM | Y | AW | Y | BURGLAR ALARM SCADA
5149975 | UNKNOWN |  | DRWTP MAIN PLNT FENCE /SECSYS |  | NJBC | S | NJBC-BU-DRWTP | P203 | INSV | INST | HUSSAARM | 2013-10-13 | 213 CARRIAGE LANE |  |  |  |  | SCADA ALARM | Y | AW | Y | FENCING
5149976 | UNKNOWN |  | COOPER Burglar Alarm /SECSYS |  | NJBC | S | NJBC-BU-COOPE | P203 | INSV | INST | HUSSAARM | 2013-10-13 | 100 HENDRICKSON AVE |  |  |  |  | SCADA ALARM | Y | AW | Y | BURGLAR ALARM
5149978 | UNKNOWN |  | COOPER-IVY-W22 Intrusion Alarm /SECSYS |  | NJBC | S | NJBC-BU-COOPE-IVY.-W22. | P203 | INSV | INST | HUSSAARM | 2013-10-13 | 213 IVY RD |  |  |  |  | SCADA ALARM | Y | AW | Y | BURGLAR ALARM SCADA
5149979 | ADT |  | COOPER-TRT Intrusion Alarm /SECSYS |  | NJBC | S | NJBC-BU-COOPE-TRT. | P203 | INSV | INST | HUSSAARM | 2013-10-13 | 1024 COOPER STREET |  |  |  |  | SCADA ALARM | Y | AW | Y | BURGLAR ALARM SCADA
5149980 | UNKNOWN |  | COOPER-W32 Fencing /SECSYS |  | NJBC | S | NJBC-BU-COOPE-W32. | P203 | INSV | INST | HUSSAARM | 2013-10-13 | 100 HENDRICKSON AVE |  |  |  |  | SCADA ALARM | Y | AW | Y | FENCING
5149981 | UNKNOWN |  | GIBBSBOROBS /SECSYS |  | NJBC | S | NJBC-CM-GBBST | P203 | INSV | INST | HUSSAARM | 2013-10-13 | 79 LUCAS BLVD |  |  |  |  | SCADA ALARM | Y | AW | Y | BURGLAR ALARM
5149982 | UNKNOWN |  | GIBBSSTA Fencing /SECSYS |  | NJBC | S | NJBC-CM-GBSTA | P203 | INSV | INST | HUSSAARM | 2013-10-13 | 1 LINDEN AVE |  |  |  |  | SCADA ALARM | Y | AW | Y | FENCING
5149983 | UNKNOWN |  | GIBBSSTA-W41 Fencing /SECSYS |  | NJBC | S | NJBC-CM-GBSTA-WL41 | P203 | INSV | INST | HUSSAARM | 2013-10-13 | 1 LINDEN AVE |  |  |  |  | SCADA ALARM | Y | AW | Y | FENCING
5149984 | UNKNOWN |  | GIBBSSTA-W42 Fencing /SECSYS |  | NJBC | S | NJBC-CM-GBSTA-WL42 | P203 | INSV | INST | HUSSAARM | 2013-10-13 | 1 LINDEN AVE |  |  |  |  | SCADA ALARM | Y | AW | Y | FENCING
5149985 | UNKNOWN |  | GIBBSSTA-W43 Fencing /SECSYS |  | NJBC | S | NJBC-CM-GBSTA-WL43 | P203 | INSV | INST | HUSSAARM | 2013-10-13 | 1 LINDEN AVE |  |  |  |  | SCADA ALARM | Y | AW | Y | FENCING
5149986 | UNKNOWN |  | GIBBSSTA-W56 Fencing /SECSYS |  | NJBC | S | NJBC-CM-GBSTA-WL56 | P203 | INSV | INST | HUSSAARM | 2013-10-13 | 1 LINDEN AVE |  |  |  |  | SCADA ALARM | Y | AW | Y | FENCING
5149988 | UNKNOWN |  | GIBBSSTA-W57 Fencing /SECSYS |  | NJBC | S | NJBC-CM-GBSTA-WL57 | P203 | INSV | INST | HUSSAARM | 2013-10-13 | 1 LINDEN AVE |  |  |  |  | SCADA ALARM | Y | AW | Y | FENCING
5149989 | UNKNOWN |  | GIBBSSTA-TRT Fencing /SECSYS |  | NJBC | S | NJBC-CM-GBSTA-TRTS | P203 | INSV | INST | HUSSAARM | 2013-10-13 | 1 LINDEN AVE |  |  |  |  | SCADA ALARM | Y | AW | Y | FENCING
5149991 | UNKNOWN |  | GIBBSSTA-HSP Fencing /SECSYS |  | NJBC | S | NJBC-CM-GBSTA-HSPS | P203 | INSV | INST | HUSSAARM | 2013-10-13 | 1 LINDEN AVE |  |  |  |  | SCADA ALARM | Y | AW | Y | FENCING
5149992 | UNKNOWN |  | GIBBSSTA-TNK /SECSYS |  | NJBC | S | NJBC-CM-GBSTA-YTNK | P203 | INSV | INST | HUSSAARM | 2013-10-13 | 1 LINDEN AVE |  |  |  |  | SCADA ALARM | Y | AW | Y | FENCING
5149993 | UNKNOWN |  | OTTERBROOK Fencing /SECSYS |  | NJBC | S | NJBC-CM-OTTER | P203 | INSV | INST | HUSSAARM | 2013-10-13 | 900 SAN JOSE DR |  |  |  |  | SCADA ALARM | Y | AW | Y | FENCING
5149994 | UNKNOWN |  | OTTERBROOK-W29 Fencing /SECSYS |  | NJBC | S | NJBC-CM-OTTER-W29. | P203 | INSV | INST | HUSSAARM | 2013-10-13 | 79 JUNE DR |  |  |  |  | SCADA ALARM | Y | AW | Y | FENCING
5149964 | UNKNOWN |  | POMONA Fencing /SECSYS |  | NJBC | S | NJBC-BU-POMON | P203 | INSV | INST | HUSSAARM | 2013-10-13 | 915 POMONA ROAD |  |  |  |  | SCADA ALARM | Y | AW | Y | FENCING
5149934 | UNKNOWN |  | KINGSTON-W59 Fencing /SECSYS |  | NJBC | S | NJBC-CM-KINGS-W59. | P203 | INSV | INST | HUSSAARM | 2013-10-13 | 514 HOWARD RD |  |  |  |  | XX |  | AW |  | FENCING
5149935 | UNKNOWN |  | KINGSTON-W62 Fencing /SECSYS |  | NJBC | S | NJBC-CM-KINGS-W62. | P203 | INSV | INST | HUSSAARM | 2013-10-13 | 512 HOWARD RD |  |  |  |  | SCADA ALARM | Y | AW | Y | FENCING
5149936 | UNKNOWN |  | KINGSTON-TNK Fencing /SECSYS |  | NJBC | S | NJBC-CM-KINGS-TNK. | P203 | INSV | INST | HUSSAARM | 2013-10-13 | 512 HOWARD RD |  |  |  |  | XX |  | AW |  | FENCING
5149937 | UNKNOWN |  | KINGSTON-HSP Fencing /SECSYS |  | NJBC | S | NJBC-CM-KINGS-HSP. | P203 | INSV | INST | HUSSAARM | 2013-10-13 | 514 HOWARD RD |  |  |  |  | XX |  | AW |  | FENCING
5149939 | UNKNOWN |  | KINGSTON-TRT Intrusion Alarm /SECSYS |  | NJBC | S | NJBC-CM-KINGS-TRT. | P203 | INSV | INST | HUSSAARM | 2013-10-13 | 514 HOWARD RD |  |  |  |  | XX |  | AW |  | BURGLAR ALARM SCADA
5149940 | UNKNOWN |  | MURRAY Fencing /SECSYS |  | NJBC | S | NJBC-CM-MURRA | P203 | INSV | INST | HUSSAARM | 2013-10-13 | 802 MURRAY AVE |  |  |  |  | XX |  | AW |  | FENCING
5149942 | UNKNOWN |  | MURRAY-TRT Intrusion Alarm /SECSYS |  | NJBC | S | NJBC-CM-MURRA-TRMT | P203 | INSV | INST | HUSSAARM | 2013-10-13 | 802 MURRAY AVE |  |  |  |  | SCADA ALARM | Y | AW | Y | BURGLAR ALARM SCADA
5149943 | UNKNOWN |  | OLDORCHARD-TRT Fencing /SECSYS |  | NJBC | S | NJBC-CM-OLDOR-TRT. | P203 | INSV | INST | HUSSAARM | 2013-10-13 | ROUTE 70 EAST AT OLD ORCHARD ROAD |  |  |  |  | SCADA ALARM | Y | AW | Y | FENCING
5149944 | UNKNOWN |  | BROWNING Fencing /SECSYS |  | NJBC | S | NJBC-CM-BROWN | P203 | INSV | INST | HUSSAARM | 2013-10-13 | BROWINING LANE |  |  |  |  | SCADA ALARM | Y | AW | Y | FENCING
5149945 | UNKNOWN |  | BROWNING-W44 Fencing /SECSYS |  | NJBC | S | NJBC-CM-BROWN-W44. | P203 | INSV | INST | HUSSAARM | 2013-10-13 | BROWINING LANE |  |  |  |  | SCADA ALARM | Y | AW | Y | FENCING
5149946 | UNKNOWN |  | BROWNING-W45 Fencing /SECSYS |  | NJBC | S | NJBC-CM-BROWN-W45. | P203 | INSV | INST | HUSSAARM | 2013-10-13 | BROWINING LANE |  |  |  |  | SCADA ALARM | Y | AW | Y | FENCING
5149947 | UNKNOWN |  | BROWNING-W46 Fencing /SECSYS |  | NJBC | S | NJBC-CM-BROWN-W46. | P203 | INSV | INST | HUSSAARM | 2013-10-13 | BROWINING LANE |  |  |  |  | SCADA ALARM | Y | AW | Y | FENCING
5149948 | UNKNOWN |  | BROWNING-W65 Fencing /SECSYS |  | NJBC | S | NJBC-CM-BROWN-W65. | P203 | INSV | INST | HUSSAARM | 2013-10-13 | BROWINING LANE |  |  |  |  | SCADA ALARM | Y | AW | Y | FENCING
5149949 | UNKNOWN |  | BROWNING-TRT Fencing /SECSYS |  | NJBC | S | NJBC-CM-BROWN-TRT. | P203 | INSV | INST | HUSSAARM | 2013-10-13 | BROWINING LANE |  |  |  |  | SCADA ALARM | Y | AW | Y | FENCING
5149950 | UNKNOWN |  | BROWNING-HSP Fencing /SECSYS |  | NJBC | S | NJBC-CM-BROWN-HSP. | P203 | INSV | INST | HUSSAARM | 2013-10-13 | BROWINING LANE |  |  |  |  | SCADA ALARM | Y | AW | Y | FENCING
5149952 | UNKNOWN |  | BROWNING-TNK Fencing /SECSYS |  | NJBC | S | NJBC-CM-BROWN-TNK. | P203 | INSV | INST | HUSSAARM | 2013-10-13 | BROWINING LANE |  |  |  |  | SCADA ALARM | Y | AW | Y | FENCING
5149953 | UNKNOWN |  | DECOUTNK Fencing /SECSYS |  | NJBC | S | NJBC-CM-DECOU | P203 | INSV | INST | HUSSAARM | 2013-10-13 | 610 N KINGS HIGHWAY |  |  |  |  | SCADA ALARM | Y | AW | Y | FENCING
5149954 | UNKNOWN |  | FELLOWSHIP Fencing /SECSYS |  | NJBC | S | NJBC-BU-FELLO | P203 | INSV | INST | HUSSAARM | 2013-10-13 | 3 SPRINGDALE RD |  |  |  |  | SCADA ALARM | Y | AW | Y | FENCING
5149955 | UNKNOWN |  | HUTTONHILL Fencing /SECSYS |  | NJBC | S | NJBC-CM-HUTTO | P203 | INSV | INST | HUSSAARM | 2013-10-13 | 1911 KRESSON RD |  |  |  |  | SCADA ALARM | Y | AW | Y | FENCING
5149957 | UNKNOWN |  | HUTTONHILL-BST Fencing /SECSYS |  | NJBC | S | NJBC-CM-HUTTO-BST. | P203 | INSV | INST | HUSSAARM | 2013-10-13 | 1911 KRESSON RD |  |  |  |  | SCADA ALARM | Y | AW | Y | FENCING
5149958 | UNKNOWN |  | HUTTONHILL-TNK Fencing /SECSYS |  | NJBC | S | NJBC-CM-HUTTO-TNK. | P203 | INSV | INST | HUSSAARM | 2013-10-13 | 219 KRESSON RD |  |  |  |  | SCADA ALARM | Y | AW | Y | FENCING
5149960 | UNKNOWN |  | KRESSONTNK Fencing /SECSYS |  | NJBC | S | NJBC-CM-KRESS | P203 | INSV | INST | HUSSAARM | 2013-10-13 | 630 KRESSON RD |  |  |  |  | SCADA ALARM | Y | AW | Y | FENCING
5149961 | UNKNOWN |  | RIVERROAD Fencing /SECSYS |  | NJBC | S | NJBC-BU-RVBST | P203 | INSV | INST | HUSSAARM | 2013-10-13 | 2767 BROAD ST |  |  |  |  | SCADA ALARM | Y | AW | Y | FENCING
5149962 | UNKNOWN |  | TAYLORS-TNK Fencing /SECSYS |  | NJBC | S | NJBC-BU-TAYLO-TNK. | P203 | INSV | INST | HUSSAARM | 2013-10-13 | 1906 TAYLORS LN |  |  |  |  | SCADA ALARM | Y | AW | Y | FENCING
5149963 | UNKNOWN |  | TAYLORS-BST Fencing /SECSYS |  | NJBC | S | NJBC-BU-TAYLO-BST. | P203 | INSV | INST | HUSSAARM | 2013-10-13 | 1906 TAYLORS LN |  |  |  |  | SCADA ALARM | Y | AW | Y | FENCING
5211355 | SIMPLEX |  | RANN SECURITY /SECSYS |  | NJPG | S | NJPG-PG-RANN.-TRT. | P203 | INSV | INST | LOD_EAM_02 | 2016-02-04 | 370 HARDING HWY | [6 empty] | AW |  | VIDEO SCADA
5211723 | UNKNOWN |  | ELK2WIC Intrusion Alarm /SECSYS |  | NJBC | S | NJBC-GL-ELK2W | P203 | INSV | INST | TAYLORDM | 2016-03-09 | Aura Road |  |  |  |  | SCADA ALARM | Y | AW | Y | BURGLAR ALARM SCADA
5230307 | UNKNOWN |  | GREEN Intrusion Alarm /SECSYS |  | NJBC | S | NJBC-MH-GREEN | P203 | INSV | INST | TAYLORDM | 2017-01-13 | GREEN STREET |  |  |  |  | SCADA ALARM | Y | AW | Y | BURGLAR ALARM SCADA
5239140 | UNKNOWN |  | HARRISONTNK Fencing /SECSYS |  | NJHR | S | NJHR-Z1-HARRI | P203 | INSV | INST | TAYLORDM | 2017-04-26 | Bridgeton Pike (Route 77) |  |  |  |  | SCADA ALARM | Y | AW | Y | FENCING

## Screen
Equipment |  | Inventory no. | Description | Full Name | AuthorizGroup | EquipCategory | Functional Loc. | Planning plant | User status | System status | Created by | Created on | Street | Size/dimens. | ManufSerialNo. | ManufPartNo. | Install. date | Application | Auto Wash? | Indoor/Outdoor | Owned By | RPM Operating | Screen Type | Special Mtn Note | Special Mtn Note Det
5129957 | UNKNOWN | NJHH-7-SSDS-1 | DRWTP-LLPS EAST FORE BAY DEBRIS /SCREEN |  | NJBC | 3 | NJBC-BU-DRWTP-LLPS | P203 | INSV | INST | HUSSAARM | 2013-10-13 | 213 CARRIAGE LANE |  |  |  |  | WATER PROCESSING |  |  | AW |  | BAR
5129959 | UNKNOWN | NJHH-7-SSDS-2 | DRWTP-LLPS EAST AFT BAY DEBRIS /SCREEN |  | NJBC | 3 | NJBC-BU-DRWTP-LLPS | P203 | INSV | INST | HUSSAARM | 2013-10-13 | 213 CARRIAGE LANE |  |  |  |  | WATER PROCESSING |  |  | AW |  | BAR
5129961 | UNKNOWN | NJHH-7-SSDS-3 | DRWTP-LLPS WEST FORE BAY DEBRIS /SCREEN |  | NJBC | 3 | NJBC-BU-DRWTP-LLPS | P203 | INSV | INST | HUSSAARM | 2013-10-13 | 213 CARRIAGE LANE |  |  |  |  | WATER PROCESSING |  |  | AW |  | BAR
5129963 | UNKNOWN | NJHH-7-SSDS-4 | DRWTP-LLPS WEST AFT BAY DEBRIS /SCREEN |  | NJBC | 3 | NJBC-BU-DRWTP-LLPS | P203 | INSV | INST | HUSSAARM | 2013-10-13 | 213 CARRIAGE LANE |  |  |  |  | WATER PROCESSING |  |  | AW |  | BAR
5129965 | UNKNOWN | NJHH-7-SSIS-1 | DRWTP-RWPS FAR UP RVR INTAKE 1 /SCREEN |  | NJBC | 3 | NJBC-BU-DRWTP-RWPS | P203 | INSV | INST | HUSSAARM | 2013-10-13 | 213 CARRIAGE LN |  |  |  |  | WATER PROCESSING |  |  | AW |  | BAR
5129967 | UNKNOWN | NJHH-7-SSIS-2 | DRWTP-RWPS MID UP RVR INTAKE 2 /SCREEN |  | NJBC | 3 | NJBC-BU-DRWTP-RWPS | P203 | INSV | INST | HUSSAARM | 2013-10-13 | 213 CARRIAGE LN |  |  |  |  | WATER PROCESSING |  |  | AW |  | BAR
5129969 | UNKNOWN | NJHH-7-SSIS-5 | DRWTP-RWPS MID DOWN RVR INTAKE 5 /SCREEN |  | NJBC | 3 | NJBC-BU-DRWTP-RWPS | P203 | INSV | INST | HUSSAARM | 2013-10-13 | 213 CARRIAGE LN |  |  |  |  | WATER PROCESSING |  |  | AW |  | BAR
5129971 | UNKNOWN | NJHH-7-SSIS-6 | DRWTP-RWPS FAR DOWN RVR INTAKE 6 /SCREEN |  | NJBC | 3 | NJBC-BU-DRWTP-RWPS | P203 | INSV | INST | HUSSAARM | 2013-10-13 | 213 CARRIAGE LN |  |  |  |  | WATER PROCESSING |  |  | AW |  | BAR

## Scale
Equipment |  | Inventory no. | Description | Full Name | AuthorizGroup | EquipCategory | Functional Loc. | Planning plant | User status | System status | Created by | Created on | Street | Size/dimens. | ManufSerialNo. | ManufPartNo. | Install. date | Instrument Range | Instrument UOM | Loop Power | NEMA Enclosure | On SCADA? | Output Type | Owned By | Scale Type | Special Mtn Note | Special Mtn Note Det
5108404 | UNKNOWN |  | MANS-PLT Alum Scale /SCALE |  | NJBC | 6 | NJBC-MF-MANS.-PLT. | P203 | INSV | INST | HUSSAARM | 2013-10-13 | 3165 RTE 206 | [8 empty] | Y |  | AW | ELECTRONIC SCALE
5108413 | UNKNOWN |  | MANS-PLT Zinc Ortho Scale /SCALE |  | NJBC | 6 | NJBC-MF-MANS.-PLT. | P203 | INSV | INST | HUSSAARM | 2013-10-13 | 3165 RTE 206 | [8 empty] | Y |  | AW | ELECTRONIC SCALE
5130669 | CHLOR-SCALE | NJHH-7-CLSC-1 | DRWTP-TRMT CL2 #1 (NEAR WINDOW)/SCALE |  | NJBC | 6 | NJBC-BU-DRWTP-TRMT | P203 | INSV | INST | HUSSAARM | 2013-10-13 | 213 CARRIAGE LANE | [5 empty] | PPM |  |  | Y |  | AW | MECHANICAL SCALE
5130670 | CHLOR-SCALE | NJHH-7-CLSC-2 | DRWTP-TRMT CL2 #2 (NEAR SCRUBBER)/SCALE |  | NJBC | 6 | NJBC-BU-DRWTP-TRMT | P203 | INSV | INST | HUSSAARM | 2013-10-13 | 213 CARRIAGE LANE | [5 empty] | PPM |  |  | Y |  | AW | MECHANICAL SCALE

## Scrubber
Equipment |  | Inventory no. | Description | Full Name | AuthorizGroup | EquipCategory | Functional Loc. | Planning plant | User status | System status | Created by | Created on | Street | Size/dimens. | ManufSerialNo. | ManufPartNo. | Install. date | Application | Backwash Rate (gpm/s | Flow Normal Range | Indoor/Outdoor | Material of Construc | Media 1 Depth | Media 1 Type | Media 2 Depth | Media 2 Type | Media Regeneration R | Owned By | Scrubber Type | Special Mtn Note | Special Mtn Note Det | Surface Area (sq/ft) | Wash Type
5141983 | POWELL | NJHH-7-CLSR-2 | DRWTP CL2 /SCRUBBER |  | NJBC | C | NJBC-BU-DRWTP | P203 | INSV | INST | HUSSAARM | 2013-10-13 | 213 CARRIAGE LANE |  |  |  |  | WATER | 0.000 GF2 |  |  |  | 0.00 Feet |  | 0.00 Feet |  |  | AW | LIQUID MEDIA |  |  | 0.00 ft2
5141994 | UNKNOWN | NJHH-7-COZD-1 | DRWTP-TRMT-OZNE DESTRUCT 1 /SCRUBBER |  | NJBC | C | NJBC-BU-DRWTP-TRMT-OZNE | P203 | INSV | INST | HUSSAARM | 2013-10-13 | 213 CARRIAGE LANE |  | ME-411 |  |  | WATER | 0.000 GF2 |  |  |  | 0.00 Feet |  | 0.00 Feet |  |  | AW | DRY MEDIA |  |  | 0.00 ft2
5141997 | UNKNOWN | NJHH-7-COZD-2 | DRWTP-TRMT-OZNE DESTRUCT 2 /SCRUBBER |  | NJBC | C | NJBC-BU-DRWTP-TRMT-OZNE | P203 | INSV | INST | HUSSAARM | 2013-10-13 | 213 CARRIAGE LANE |  | ME-421 |  |  | WATER | 0.000 GF2 |  |  |  | 0.00 Feet |  | 0.00 Feet |  |  | AW | DRY MEDIA |  |  | 0.00 ft2

## SCADA System Gen
Equipment |  | Inventory no. | Description | Full Name | AuthorizGroup | EquipCategory | Functional Loc. | Planning plant | User status | System status | Created by | Created on | Street | Size/dimens. | ManufSerialNo. | ManufPartNo. | Install. date | Owned By | SCADA HMI and Databa | Special Mtn Note | Special Mtn Note Det
5106815 | UNKNOWN |  | NJBC /SCADA System |  | NJBC | 6 | NJBC | P203 | INSV | INST | HUSSAARM | 2013-10-13 | [5 empty] | AW | SCADASYS*
5163983 | UNKNOWN |  | NJBP /SCADA System |  | NJBP | 6 | NJBP | P203 | INSV | INST | HUSSAARM | 2013-10-13 | [5 empty] | AW | SCADASYS*
5163988 | UNKNOWN |  | NJHR /SCADA System |  | NJHR | 6 | NJHR | P203 | INSV | INST | HUSSAARM | 2013-10-13 | [5 empty] | AW | SCADASYS*
5163996 | UNKNOWN |  | NJLO /SCADA System |  | NJLO | 6 | NJLO | P203 | INSV | INST | HUSSAARM | 2013-10-13 | [5 empty] | AW | SCADASYS*
5167173 | UNKNOWN |  | NJPG /SCADA System |  | NJPG | 6 | NJPG | P203 | INSV | INST | HUSSAARM | 2013-10-13 | [5 empty] | AW | SCADASYS*

## Safety Shower
Equipment |  | Inventory no. | Description | Full Name | AuthorizGroup | EquipCategory | Functional Loc. | Planning plant | User status | System status | Created by | Created on | Street | Size/dimens. | ManufSerialNo. | ManufPartNo. | Install. date | Owned By | Retest Required | Safety Shower Type | Special Mtn Note | Special Mtn Note Det
5085003 | UNKNOWN |  | MILL /SAF-SHWR |  | NJHR | S | NJHR-Z1-MILL. | P203 | INSV | INST | HUSSAARM | 2013-10-12 | 14 Mill Rd |  |  |  |  | AW |  | FIXED SHWR
5085004 | UNKNOWN |  | PEDR /SAF-SHWR |  | NJPG | S | NJPG-PG-PEDR. | P203 | INSV | INST | HUSSAARM | 2013-10-12 | 17 CAROLINA RD |  |  |  |  | AW |  | FIXED SHWR
5086808 | UNKNOWN |  | BIRCH GAC Room /SAF-SHWR |  | NJLO | S | NJLO-Z1-BIRCH-GACR | P203 | INSV | INST | HUSSAARM | 2013-10-12 | 322 BIRCH CREEK RD |  |  |  |  | AW |  | FIXED SHWR
5148702 | UNKNOWN |  | GLOUCESTERBS SODHYP FD RM /SAF-SHWR |  | NJBC | S | NJBC-GL-GLBST | P203 | INSV | INST | HUSSAARM | 2013-10-13 | 491 HARRISON AVE |  |  |  |  | AW | Y | FIXED SHWR
5148700 | UNKNOWN |  | GIBBSBOROBS SODHYP FD RM /SAF-SHWR |  | NJBC | S | NJBC-CM-GBBST | P203 | INSV | INAC INST | HUSSAARM | 2013-10-13 | 79 LUCAS BLVD |  |  |  |  | AW | Y | FIXED SHWR
5147798 | UNKNOWN |  | POMONA SODHYP FD RM /SAF-SHWR |  | NJBC | S | NJBC-BU-POMON | P203 | INSV | INST | HUSSAARM | 2013-10-13 | 915 POMONA ROAD |  |  |  |  | AW | Y | FIXED SHWR
5147781 | UNKNOWN |  | ELLISBERG /SAF-SHWR |  | NJBC | S | NJBC-CM-ELLIS | P203 | OOS | INST | HUSSAARM | 2013-10-13 | 129 PARK DR |  |  |  |  | AW | Y | FIXED SHWR
5147779 | UNKNOWN |  | COLUMBIALK /SAF-SHWR |  | NJBC | S | NJBC-CM-COLUM | P203 | OOS | INST | HUSSAARM | 2013-10-13 | 330 OAK AVE |  |  |  |  | AW | Y | FIXED SHWR
5147777 | UNKNOWN |  | CAMDEN /SAF-SHWR |  | NJBC | S | NJBC-CM-CASTA | P203 | INSV | INST | HUSSAARM | 2013-10-13 | 791 N 30TH ST |  |  |  |  | AW | Y | FIXED SHWR
5147775 | UNKNOWN |  | ELMTREE /SAF-SHWR |  | NJBC | S | NJBC-CM-ELMTR | P203 | OOS | INST | HUSSAARM | 2013-10-13 | 14 THOMAS RD |  |  |  |  | AW | Y | FIXED SHWR
5147774 | UNKNOWN |  | MEDFORDIC SODHYP FD RM /SAF-SHWR |  | NJBC | S | NJBC-BU-MEDFO | P203 | INSV | INST | HUSSAARM | 2013-10-13 | 333 MEDFORD-MT HOLLY ROAD |  |  |  |  | AW | Y | FIXED SHWR
5147773 | UNKNOWN |  | OLDORCHARD SODHYP FD RM /SAF-SHWR |  | NJBC | S | NJBC-CM-OLDOR | P203 | INSV | INST | HUSSAARM | 2013-10-13 | ROUTE 70 EAST AT OLD ORCHARD ROAD |  |  |  |  | AW | Y | FIXED SHWR
5147772 | UNKNOWN |  | COOPER CAUSTSODA STOR FD RM /SAF-SHWR |  | NJBC | S | NJBC-BU-COOPE | P203 | INSV | INST | HUSSAARM | 2013-10-13 | 100 HENDRICKSON AVE |  |  |  |  | AW | Y | FIXED SHWR
5147771 | UNKNOWN |  | BROWNING SODHYP FD RM /SAF-SHWR |  | NJBC | S | NJBC-CM-BROWN | P203 | INSV | INST | HUSSAARM | 2013-10-13 | BROWINING LANE |  |  |  |  | AW | Y | FIXED SHWR
5147770 | UNKNOWN |  | VOORHEES SODHYP FD RM /SAF-SHWR |  | NJBC | S | NJBC-CM-VOORH | P203 | INSV | INST | HUSSAARM | 2013-10-13 | 13 GOLF VIEW DR |  |  |  |  | AW | Y | FIXED SHWR
5147769 | UNKNOWN |  | SOMERDALE SODHYP FD RM /SAF-SHWR |  | NJBC | S | NJBC-CM-SOMER | P203 | INSV | INST | HUSSAARM | 2013-10-13 | 26 ELM AVE |  |  |  |  | AW | Y | FIXED SHWR
5147767 | UNKNOWN |  | RUNNEMEDE SODHYP FD RM /SAF-SHWR |  | NJBC | S | NJBC-CM-RUNNE | P203 | INSV | INST | HUSSAARM | 2013-10-13 | 28 ST CLAIR AVE |  |  |  |  | AW | Y | FIXED SHWR
5147766 | UNKNOWN |  | OTTERBRK SODHYP FD RM /SAF-SHWR |  | NJBC | S | NJBC-CM-OTTER | P203 | INSV | INST | HUSSAARM | 2013-10-13 | 900 SAN JOSE DR |  |  |  |  | AW | Y | FIXED SHWR
5147765 | HAWS |  | NATIONPKIC SODHYP FD RM /SAF-SHWR |  | NJBC | S | NJBC-GL-NATIO | P203 | INSV | INST | HUSSAARM | 2013-10-13 | 7 S GROVE AVE |  |  |  |  | AW | Y | FIXED SHWR
5147764 | UNKNOWN |  | MAGNOLIA SODHYP FD RM /SAF-SHWR |  | NJBC | S | NJBC-CM-MAGNO | P203 | INSV | INST | HUSSAARM | 2013-10-13 | 625 N WALNUT AVENUE |  |  |  |  | AW | Y | FIXED SHWR
5147763 | BRADLEY |  | LAURELSP /SAF-SHWR |  | NJBC | S | NJBC-CM-LAURE | P203 | INSV | INST | HUSSAARM | 2013-10-13 | 820 GRAND AVENUE |  |  |  |  | AW | Y | FIXED SHWR
5147761 | UNKNOWN |  | HADDONHTS SODHYP FD RM /SAF-SHWR |  | NJBC | S | NJBC-CM-HAHTS | P203 | INSV | INST | HUSSAARM | 2013-10-13 | 614 W. Atlantic Ave |  |  |  |  | AW | Y | FIXED SHWR
5148705 | UNKNOWN |  | CHURCHRCHL SODHYP FD RM /SAF-SHWR |  | NJBC | S | NJBC-BU-CHURC | P203 | INSV | INST | HUSSAARM | 2013-10-13 | CHURCH ROAD |  |  |  |  | AW | Y | FIXED SHWR
5148706 | UNKNOWN |  | COOPER SODHYP FD RM /SAF-SHWR |  | NJBC | S | NJBC-BU-COOPE | P203 | INSV | INST | HUSSAARM | 2013-10-13 | 100 HENDRICKSON AVE |  |  |  |  | AW | Y | FIXED SHWR
5148708 | UNKNOWN |  | COOPER-IVY SODHYP FD RM /SAF-SHWR |  | NJBC | S | NJBC-BU-COOPE-IVY. | P203 | INSV | INST | HUSSAARM | 2013-10-13 | 213 IVY RD |  |  |  |  | AW | Y | FIXED SHWR
5148709 | UNKNOWN |  | COOPER-IVY CAUSTSODA STOR FDRM /SAF-SHWR |  | NJBC | S | NJBC-BU-COOPE-IVY. | P203 | INSV | INST | HUSSAARM | 2013-10-13 | 213 IVY RD |  |  |  |  | AW | Y | FIXED SHWR
5148711 | UNKNOWN |  | FELLOWSHIP-BST SODHYP FD RM /SAF-SHWR |  | NJBC | S | NJBC-BU-FELLO-BST. | P203 | INSV | INST | HUSSAARM | 2013-10-13 | FELLOWSHIP RD & OLNEY |  |  |  |  | AW | Y | FIXED SHWR
5148717 | UNKNOWN |  | POMONA CAUSTSODA STOR FD RM /SAF-SHWR |  | NJBC | S | NJBC-BU-POMON | P203 | INSV | INST | HUSSAARM | 2013-10-13 | 915 POMONA ROAD |  |  |  |  | AW | Y | FIXED SHWR
5148722 | UNKNOWN |  | ASHLAND /SAF-SHWR |  | NJBC | S | NJBC-CM-ASHLA | P203 | INSV | INST | HUSSAARM | 2013-10-13 | 107 ATLANTIC AVE |  |  |  |  | AW | Y | FIXED SHWR
5148723 | UNKNOWN |  | COLUMBIALK /SAF-SHWR |  | NJBC | S | NJBC-CM-COLUM | P203 | OOS | INST | HUSSAARM | 2013-10-13 | 330 OAK AVE |  |  |  |  | AW | Y | FIXED SHWR
5148724 | UNKNOWN |  | ELLISBERG /SAF-SHWR |  | NJBC | S | NJBC-CM-ELLIS | P203 | OOS | INST | HUSSAARM | 2013-10-13 | 129 PARK DR |  |  |  |  | AW | Y | FIXED SHWR
5148726 | HAWS |  | GIBBSSTA /SAF-SHWR |  | NJBC | S | NJBC-CM-GBSTA | P203 | INSV | INST | HUSSAARM | 2013-10-13 | 1 LINDEN AVE |  |  |  |  | AW | Y | FIXED SHWR
5148728 | UNKNOWN |  | HADDONHTS SODHYP FD RM /SAF-SHWR |  | NJBC | S | NJBC-CM-HAHTS | P203 | INSV | INST | HUSSAARM | 2013-10-13 | 614 W. Atlantic Ave |  |  |  |  | AW | Y | FIXED SHWR
5148729 | UNKNOWN |  | HADDONHTS CAUSTSODA STOR FD RM /SAF-SHWR |  | NJBC | S | NJBC-CM-HAHTS | P203 | INSV | INST | HUSSAARM | 2013-10-13 | 614 W. Atlantic Ave |  |  |  |  | AW | Y | FIXED SHWR
5148738 | UNKNOWN |  | KINGSTON SODHYP FD RM /SAF-SHWR |  | NJBC | S | NJBC-CM-KINGS | P203 | OOS | INST | HUSSAARM | 2013-10-13 | 514 HOWARD RD |  |  |  |  | AW | Y | FIXED SHWR
5148739 | BRADLEY |  | LAURELSP SODHYP FD RM /SAF-SHWR |  | NJBC | S | NJBC-CM-LAURE | P203 | INSV | INST | HUSSAARM | 2013-10-13 | 820 GRAND AVENUE |  |  |  |  | AW | Y | FIXED SHWR
5148745 | UNKNOWN |  | OLDORCHARD /SAF-SHWR |  | NJBC | S | NJBC-CM-OLDOR | P203 | INSV | INST | HUSSAARM | 2013-10-13 | ROUTE 70 EAST AT OLD ORCHARD ROAD |  |  |  |  | AW | Y | FIXED SHWR
5148746 | UNKNOWN |  | OTTERBRK SODHYP FD RM /SAF-SHWR |  | NJBC | S | NJBC-CM-OTTER | P203 | INSV | INST | HUSSAARM | 2013-10-13 | 900 SAN JOSE DR |  |  |  |  | AW | Y | FIXED SHWR
5148750 | UNKNOWN |  | RUNNEMEDE /SAF-SHWR |  | NJBC | S | NJBC-CM-RUNNE | P203 | INSV | INST | HUSSAARM | 2013-10-13 | 28 ST CLAIR AVE |  |  |  |  | AW | Y | FIXED SHWR
5148753 | UNKNOWN |  | VOORHEES /SAF-SHWR |  | NJBC | S | NJBC-CM-VOORH | P203 | INSV | INST | HUSSAARM | 2013-10-13 | 13 GOLF VIEW DR |  |  |  |  | AW | Y | FIXED SHWR
5148754 | UNKNOWN |  | GLOUCESTERBS SODHYP FD RM /SAF-SHWR |  | NJBC | S | NJBC-GL-GLBST | P203 | INSV | INST | HUSSAARM | 2013-10-13 | 491 HARRISON AVE |  |  |  |  | AW | Y | FIXED SHWR
5147759 | UNKNOWN |  | HADDONHTS CAUSTSODA STOR FD RM /SAF-SHWR |  | NJBC | S | NJBC-CM-HAHTS | P203 | INSV | INST | HUSSAARM | 2013-10-13 | 614 W. Atlantic Ave |  |  |  |  | AW | Y | FIXED SHWR
5126995 | UNKNOWN |  | GREEN Office Lab /SAF-SHWR |  | NJBC | S | NJBC-MH-GREEN | P203 | INSV | INST | HUSSAARM | 2013-10-13 | GREEN STREET |  |  |  |  | AW | Y | FIXED SHWR
5127612 | UNKNOWN |  | HOME /SAF-SHWR |  | NJBC | S | NJBC-HS-HOME. | P203 | INSV | INST | HUSSAARM | 2013-10-13 | JACK HEDDING ROAD |  |  |  |  | AW | Y | FIXED SHWR
5127616 | UNKNOWN |  | VNCE /SAF-SHWR |  | NJBC | S | NJBC-VT-VNCE. | P203 | INSV | INST | HUSSAARM | 2013-10-13 | 39 RETREAT RD |  |  |  |  | AW | Y | FIXED SHWR
5127621 | UNKNOWN |  | WOOD /SAF-SHWR |  | NJBC | S | NJBC-MH-WOOD. | P203 | INSV | INST | HUSSAARM | 2013-10-13 | WOODLANE RD |  |  |  |  | AW | Y | FIXED SHWR
5127624 | UNKNOWN |  | MANS Permaganate Room /SAF-SHWR |  | NJBC | S | NJBC-MF-MANS. | P203 | INSV | INST | HUSSAARM | 2013-10-13 | 3165 RTE 206 |  |  |  |  | AW | Y | FIXED SHWR
5127626 | UNKNOWN |  | MANS Sodium Hypochlorite Room /SAF-SHWR |  | NJBC | S | NJBC-MF-MANS. | P203 | INSV | INST | HUSSAARM | 2013-10-13 | 3165 RTE 206 |  |  |  |  | AW | Y | FIXED SHWR
5127628 | UNKNOWN |  | MANS Sodium Hydroxide Room /SAF-SHWR |  | NJBC | S | NJBC-MF-MANS. | P203 | INSV | INST | HUSSAARM | 2013-10-13 | 3165 RTE 206 |  |  |  |  | AW | Y | FIXED SHWR
5127630 | UNKNOWN |  | MANS Lab /SAF-SHWR |  | NJBC | S | NJBC-MF-MANS. | P203 | INSV | INST | HUSSAARM | 2013-10-13 | 3165 RTE 206 |  |  |  |  | AW | Y | FIXED SHWR
5145625 | UNKNOWN | NJHH-7-PPSS-10 | DRWTP-TRMT 1 -MAIN LAB RM 108 /SAF-SHWR |  | NJBC | S | NJBC-BU-DRWTP-TRMT | P203 | INSV | INST | HUSSAARM | 2013-10-13 | 213 CARRIAGE LANE |  |  |  |  | AW | Y | FIXED SHWR
5145627 | UNKNOWN | NJHH-7-PPSS-11 | DRWTP-TRMT-POTP 7 -KMnO4 RM /SAF-SHWR |  | NJBC | S | NJBC-BU-DRWTP-TRMT-POTP | P203 | INSV | INST | HUSSAARM | 2013-10-13 | 213 CARRIAGE LANE |  |  |  |  | AW | Y | FIXED SHWR
5145629 | UNKNOWN | NJHH-7-PPSS-12 | DRWTP-TRMT 8 -OUTSD KMnO4 RM /SAF-SHWR |  | NJBC | S | NJBC-BU-DRWTP-TRMT | P203 | INSV | INST | HUSSAARM | 2013-10-13 | 213 CARRIAGE LANE |  |  |  |  | AW | Y | FIXED SHWR
5145632 | UNKNOWN | NJHH-7-PPSS-13 | DRWTP-TRMT-PACS 5 -BSMNT /SAF-SHWR |  | NJBC | S | NJBC-BU-DRWTP-TRMT-PACS | P203 | INSV | INST | HUSSAARM | 2013-10-13 | 213 CARRIAGE LANE |  |  |  |  | AW | Y | FIXED SHWR
5145635 | UNKNOWN | NJHH-7-PPSS-14 | DRWTP-TRMT-SBPS 13 /SAF-SHWR |  | NJBC | S | NJBC-BU-DRWTP-TRMT-SBPS | P203 | INSV | INST | HUSSAARM | 2013-10-13 | 213 CARRIAGE LANE |  |  |  |  | AW | Y | FIXED SHWR
5145638 | UNKNOWN | NJHH-7-PPSS-15 | DRWTP-TRMT-FERR 12 -BULK TK /SAF-SHWR |  | NJBC | S | NJBC-BU-DRWTP-TRMT-FERR | P203 | INSV | INST | HUSSAARM | 2013-10-13 | 213 CARRIAGE LANE |  |  |  |  | AW | Y | FIXED SHWR
5145640 | UNKNOWN | NJHH-7-PPSS-16 | DRWTP-TRMT-FLOC 11 /SAF-SHWR |  | NJBC | S | NJBC-BU-DRWTP-TRMT-FLOC | P203 | INSV | INST | HUSSAARM | 2013-10-13 | 213 CARRIAGE LANE |  |  |  |  | AW | Y | FIXED SHWR
5145643 | UNKNOWN | NJHH-7-PPSS-17 | DRWTP-TRMT-LIME 4 -BSMNT /SAF-SHWR |  | NJBC | S | NJBC-BU-DRWTP-TRMT-LIME | P203 | INSV | INST | HUSSAARM | 2013-10-13 | 213 CARRIAGE LANE |  |  |  |  | AW | Y | FIXED SHWR
5145646 | UNKNOWN | NJHH-7-PPSS-18 | DRWTP-TRMT-LIME 3 -UPSTAIRS /SAF-SHWR |  | NJBC | S | NJBC-BU-DRWTP-TRMT-LIME | P203 | INSV | INST | HUSSAARM | 2013-10-13 | 213 CARRIAGE LANE |  |  |  |  | AW | Y | FIXED SHWR
5145648 | UNKNOWN | NJHH-7-PPSS-19 | DRWTP-TRMT-PACS 6 /SAF-SHWR |  | NJBC | S | NJBC-BU-DRWTP-TRMT-PACS | P203 | INSV | INST | HUSSAARM | 2013-10-13 | 213 CARRIAGE LANE |  |  |  |  | AW | Y | FIXED SHWR
5145650 | UNKNOWN | NJHH-7-PPSS-20 | DRWTP-TRMT-FERR 9 -LOADING /SAF-SHWR |  | NJBC | S | NJBC-BU-DRWTP-TRMT-FERR | P203 | INSV | INST | HUSSAARM | 2013-10-13 | 213 CARRIAGE LANE |  |  |  |  | AW | Y | FIXED SHWR
5147758 | UNKNOWN |  | GLOUCNICIC SODHYP FD RM /SAF-SHWR |  | NJBC | S | NJBC-GL-GLNIC | P203 | INSV | INST | HUSSAARM | 2013-10-13 | 103 NICHOLSON RD |  |  |  |  | AW | Y | FIXED SHWR
5147756 | HAWS |  | GIBBSSTA SODHYP FD RM /SAF-SHWR |  | NJBC | S | NJBC-CM-GBSTA | P203 | INSV | INST | HUSSAARM | 2013-10-13 | 1 LINDEN AVE |  |  |  |  | AW | Y | FIXED SHWR
5147755 | UNKNOWN |  | ASHLAND /SAF-SHWR |  | NJBC | S | NJBC-CM-ASHLA | P203 | INSV | INST | HUSSAARM | 2013-10-13 | 107 ATLANTIC AVE |  |  |  |  | AW | Y | FIXED SHWR
5147754 | UNKNOWN |  | KINGSTON SODHYP FD RM /SAF-SHWR |  | NJBC | S | NJBC-CM-KINGS | P203 | OOS | INST | HUSSAARM | 2013-10-13 | 514 HOWARD RD |  |  |  |  | AW | Y | FIXED SHWR
5147753 | UNKNOWN |  | KINGSTON CAUSTSODA STOR FD RM /SAF-SHWR |  | NJBC | S | NJBC-CM-KINGS | P203 | OOS | INST | HUSSAARM | 2013-10-13 | 514 HOWARD RD |  |  |  |  | AW | Y | FIXED SHWR
5147752 | UNKNOWN | NJHH-13-PPSS-1 | MURRAY /SAF-SHWR |  | NJBC | S | NJBC-CM-MURRA | P203 | INSV | INST | HUSSAARM | 2013-10-13 | 802 MURRAY AVE |  |  |  |  | AW | Y | FIXED SHWR
5147751 | UNKNOWN | NJHH-91-PPSS-1 | SUNBURY-TNK /SAF-SHWR |  | NJBC | S | NJBC-PB-SUNBU-TNK. | P203 | OOS | INST | HUSSAARM | 2013-10-13 | 226 NORCROSS LN |  |  |  |  | AW | Y | FIXED SHWR
5145681 | UNKNOWN | NJHH-7-PPSS-32 | DRWTP-RSHS-THCK 17 /SAF-SHWR |  | NJBC | S | NJBC-BU-DRWTP-RSHS-THCK | P203 | INSV | INST | HUSSAARM | 2013-10-13 | 213 CARRIAGE LANE |  |  |  |  | AW | Y | FIXED SHWR
5145678 | UNKNOWN | NJHH-7-PPSS-31 | DRWTP-RSHS-THCK 16 /SAF-SHWR |  | NJBC | S | NJBC-BU-DRWTP-RSHS-THCK | P203 | INSV | INST | HUSSAARM | 2013-10-13 | 213 CARRIAGE LANE |  |  |  |  | AW | Y | FIXED SHWR
5145676 | UNKNOWN | NJHH-7-PPSS-30 | DRWTP-TRMT-ZINC 14 /SAF-SHWR |  | NJBC | S | NJBC-BU-DRWTP-TRMT-ZINC | P203 | INSV | INST | HUSSAARM | 2013-10-13 | 213 CARRIAGE LANE |  |  |  |  | AW | Y | FIXED SHWR
5145673 | UNKNOWN | NJHH-7-PPSS-29 | DRWTP-RWPS 20 -PERM RM /SAF-SHWR |  | NJBC | S | NJBC-BU-DRWTP-RWPS | P203 | INSV | INST | HUSSAARM | 2013-10-13 | 213 CARRIAGE LN |  |  |  |  | AW | Y | FIXED SHWR
5145671 | UNKNOWN | NJHH-7-PPSS-28 | DRWTP-RWPS 21 -HYPO RM R5 /SAF-SHWR |  | NJBC | S | NJBC-BU-DRWTP-RWPS | P203 | INSV | INST | HUSSAARM | 2013-10-13 | 213 CARRIAGE LN |  |  |  |  | AW | Y | FIXED SHWR
5145669 | UNKNOWN | NJHH-7-PPSS-27 | DRWTP-RWPS 22 -HYPO FILL STA /SAF-SHWR |  | NJBC | S | NJBC-BU-DRWTP-RWPS | P203 | INSV | INST | HUSSAARM | 2013-10-13 | 213 CARRIAGE LN |  |  |  |  | AW | Y | FIXED SHWR
5145666 | UNKNOWN | NJHH-7-PPSS-26 | DRWTP-LLPS 19 -SULFATE RM /SAF-SHWR |  | NJBC | S | NJBC-BU-DRWTP-LLPS | P203 | INSV | INST | HUSSAARM | 2013-10-13 | 213 CARRIAGE LANE |  |  |  |  | AW | Y | FIXED SHWR
5145663 | UNKNOWN | NJHH-7-PPSS-25 | DRWTP-LLPS 18 -PERM RM /SAF-SHWR |  | NJBC | S | NJBC-BU-DRWTP-LLPS | P203 | INSV | INST | HUSSAARM | 2013-10-13 | 213 CARRIAGE LANE |  |  |  |  | AW | Y | FIXED SHWR
5145660 | UNKNOWN | NJHH-7-PPSS-24 | DRWTP-RSHS-THCK BLDG UPSTAIRS /SAF-SHWR |  | NJBC | S | NJBC-BU-DRWTP-RSHS-THCK | P203 | INSV | INST | HUSSAARM | 2013-10-13 | 213 CARRIAGE LANE |  |  |  |  | AW | Y | FIXED SHWR
5145659 | UNKNOWN | NJHH-7-PPSS-23 | DRWTP-TRMT 2 -MICRO LAB RM 110 /SAF-SHWR |  | NJBC | S | NJBC-BU-DRWTP-TRMT | P203 | INSV | INST | HUSSAARM | 2013-10-13 | 213 CARRIAGE LANE |  |  |  |  | AW | Y | FIXED SHWR
5145656 | UNKNOWN | NJHH-7-PPSS-22 | DRWTP-TRMT-CAUS 10 /SAF-SHWR |  | NJBC | S | NJBC-BU-DRWTP-TRMT-CAUS | P203 | INSV | INST | HUSSAARM | 2013-10-13 | 213 CARRIAGE LANE |  |  |  |  | AW | Y | FIXED SHWR
5145653 | UNKNOWN | NJHH-7-PPSS-21 | DRWTP-TRMT 15 -SLDG PRESS RM /SAF-SHWR |  | NJBC | S | NJBC-BU-DRWTP-TRMT | P203 | INSV | INST | HUSSAARM | 2013-10-13 | 213 CARRIAGE LANE |  |  |  |  | AW | Y | FIXED SHWR
5211350 | GUARDIAN |  | RANN SAFTY SHWR - PROCESS AREA /SAF-SHWR |  | NJPG | S | NJPG-PG-RANN. | P203 | INSV | INST | LOD_EAM_02 | 2016-02-04 | 370 HARDING HWY |  | G1941 |  |  | AW |  | FIXED SHWR
5211351 | GUARDIAN |  | RANN SAFTY SHWR - KOH ROOM /SAF-SHWR |  | NJPG | S | NJPG-PG-RANN. | P203 | INSV | INST | LOD_EAM_02 | 2016-02-04 | 370 HARDING HWY |  | G1941 |  |  | AW |  | FIXED SHWR
5211352 | GUARDIAN |  | RANN SAFTY SHWR - HYPO ROOM /SAF-SHWR |  | NJPG | S | NJPG-PG-RANN. | P203 | INSV | INST | LOD_EAM_02 | 2016-02-04 | 370 HARDING HWY |  | G1941 |  |  | AW |  | FIXED SHWR
5211353 | GUARDIAN |  | RANN SAFTY SHWR - KLENPHOS RM /SAF-SHWR |  | NJPG | S | NJPG-PG-RANN. | P203 | INSV | INST | LOD_EAM_02 | 2016-02-04 | 370 HARDING HWY |  | G1941 |  |  | AW |  | FIXED SHWR
5211354 | GUARDIAN |  | RANN SAFTY SHWR - KOH FILL STA /SAF-SHWR |  | NJPG | S | NJPG-PG-RANN. | P203 | INSV | INST | LOD_EAM_02 | 2016-02-04 | 370 HARDING HWY |  | G1941 |  |  | AW |  | FIXED SHWR

## RTU PLC
Equipment |  | Inventory no. | Description | Full Name | AuthorizGroup | EquipCategory | Functional Loc. | Planning plant | User status | System status | Created by | Created on | Street | Size/dimens. | ManufSerialNo. | ManufPartNo. | Install. date | Application | COMM 1 Device | COMM 1 Type | COMM 2 Device | COMM 2 Type | COMM 3 Device | COMM 3 Type | COMM 4 Device | COMM 4 Type | COMM 5 Device | COMM 5 Type | COMM 6 Device | COMM 6 Type | CPU Battery # or (No | End Node? | Owned By | RTU Type | Remote I/O | Special Mtn Note | Special Mtn Note Det
5139135 | BRISTOL BABCOCK | NJHH-44-IRTU-1 | GLOUCNICIC /RTU-PLC |  | NJBC | 6 | NJBC-GL-GLNIC | P203 | INSV | INST | HUSSAARM | 2013-10-13 | 103 NICHOLSON RD |  |  |  |  | FULL PROCESS CONTROLLER | [14 empty] | AW | RTU-PLC*
5139134 | BRISTOL BABCOCK | NJHH-120-IRTU-1 | DEPTCLIC /RTU-PLC |  | NJBC | 6 | NJBC-GL-DEPTC | P203 | INSV | INST | HUSSAARM | 2013-10-13 | 1570 CLEMENTS BRIDGE RD |  |  |  |  | FULL PROCESS CONTROLLER | [14 empty] | AW | RTU-PLC*
5139132 | BRISTOL BABCOCK | NJHH-28-IRTU-1 | MARLTONTNK /RTU-PLC |  | NJBC | 6 | NJBC-CM-MARLT | P203 | INSV | INST | HUSSAARM | 2013-10-13 | 701 CENTENNIAL BLVD |  |  |  |  | FULL PROCESS CONTROLLER | [14 empty] | AW | RTU-PLC*
5139130 | BRISTOL BABCOCK | NJHH-43-IRTU-1 | MAGNOLIA Main /RTU-PLC |  | NJBC | 6 | NJBC-CM-MAGNO | P203 | INSV | INST | HUSSAARM | 2013-10-13 | 625 N WALNUT AVENUE |  |  |  |  | FULL PROCESS CONTROLLER | [14 empty] | AW | RTU-PLC*
5139129 | BRISTOL BABCOCK | NJHH-43-IRTU-2 | MAGNOLIA Filters /RTU-PLC |  | NJBC | 6 | NJBC-CM-MAGNO | P203 | INSV | INST | HUSSAARM | 2013-10-13 | 625 N WALNUT AVENUE |  |  |  |  | FULL PROCESS CONTROLLER | [14 empty] | AW | RTU-PLC*
5139128 | BRISTOL BABCOCK | NJHH-86-IRTU-1 | LAURELSP /RTU-PLC |  | NJBC | 6 | NJBC-CM-LAURE | P203 | INSV | INST | HUSSAARM | 2013-10-13 | 820 GRAND AVENUE |  |  |  |  | FULL PROCESS CONTROLLER | [14 empty] | AW | RTU-PLC*
5139127 | BRISTOL BABCOCK | NJHH-30-IRTU-1 | KRESSONTNK /RTU-PLC |  | NJBC | 6 | NJBC-CM-KRESS | P203 | INSV | INST | HUSSAARM | 2013-10-13 | 630 KRESSON RD |  |  |  |  | FULL PROCESS CONTROLLER | [14 empty] | AW | RTU-PLC*
5139126 | BRISTOL BABCOCK | NJHH-12-IRTU-1 | KINGSTON /RTU-PLC |  | NJBC | 6 | NJBC-CM-KINGS | P203 | INSV | INST | HUSSAARM | 2013-10-13 | 514 HOWARD RD |  |  |  |  | FULL PROCESS CONTROLLER | [14 empty] | AW | RTU-PLC*
5139125 | BRISTOL BABCOCK | NJHH-131-IRTU-1 | PITMANIC /RTU-PLC |  | NJBC | 6 | NJBC-GL-PITMA | P203 | INSV | INST | HUSSAARM | 2013-10-13 | 598 PITMAN RD |  |  |  |  | FULL PROCESS CONTROLLER | [14 empty] | AW | RTU-PLC*
5139124 | BRISTOL BABCOCK | NJHH-124-IRTU-1 | HUTTONHILL-IC /RTU-PLC |  | NJBC | 6 | NJBC-CM-HUTTO-IC.. | P203 | INSV | INST | HUSSAARM | 2013-10-13 | 1911 KRESSON RD |  |  |  |  | FULL PROCESS CONTROLLER | [14 empty] | AW | RTU-PLC*
5139123 | BRISTOL BABCOCK | NJHH-29-IRTU-1 | HUTTONHILL /RTU-PLC |  | NJBC | 6 | NJBC-CM-HUTTO | P203 | INSV | INST | HUSSAARM | 2013-10-13 | 1911 KRESSON RD |  |  |  |  | FULL PROCESS CONTROLLER | [14 empty] | AW | RTU-PLC*
5139122 | BRISTOL BABCOCK | NJHH-85-IRTU-1 | HINELLA /RTU-PLC |  | NJBC | 6 | NJBC-CM-HINEL | P203 | INSV | INST | HUSSAARM | 2013-10-13 | 502 W ATLANTIC AVE |  |  |  |  | FULL PROCESS CONTROLLER | [14 empty] | AW | RTU-PLC*
5139121 | BRISTOL BABCOCK | NJHH-125-IRTU-1 | HADDONLAIC /RTU-PLC |  | NJBC | 6 | NJBC-CM-HALIC | P203 | INSV | INST | HUSSAARM | 2013-10-13 | 263 LAKE ST |  |  |  |  | FULL PROCESS CONTROLLER | [14 empty] | AW | RTU-PLC*
5139120 | BRISTOL BABCOCK |  | HADDONHTS-W63 /RTU-PLC |  | NJBC | 6 | NJBC-CM-HAHTS-WL63 | P203 | INSV | INST | HUSSAARM | 2013-10-13 | 120 TRENTON AVE |  |  |  |  | FULL PROCESS CONTROLLER | [14 empty] | AW | RTU-PLC*
5139117 | BRISTOL BABCOCK | NJHH-36-IRTU-1 | HADDONHTS Main /RTU-PLC |  | NJBC | 6 | NJBC-CM-HAHTS | P203 | INSV | INST | HUSSAARM | 2013-10-13 | 614 W. Atlantic Ave |  |  |  |  | FULL PROCESS CONTROLLER | [14 empty] | AW | RTU-PLC*
5139116 | BRISTOL BABCOCK | NJHH-32-IRTU-1 | HADDONCRIC /RTU-PLC |  | NJBC | 6 | NJBC-CM-HACIC | P203 | INSV | INST | HUSSAARM | 2013-10-13 | 429 W CRYSTAL LAKE AVE |  |  |  |  | FULL PROCESS CONTROLLER | [14 empty] | AW | RTU-PLC*
5139115 | BRISTOL BABCOCK | NJHH-135-IRTU-1 | WDEPTPRKIC /RTU-PLC |  | NJBC | 6 | NJBC-GL-WDEPT | P203 | INSV | INST | HUSSAARM | 2013-10-13 | 901 DANTE CT |  |  |  |  | FULL PROCESS CONTROLLER | [14 empty] | AW | RTU-PLC*
5139113 | BRISTOL BABCOCK | NJHH-89-IRTU-1 | GIBBSSTA Main /RTU-PLC |  | NJBC | 6 | NJBC-CM-GBSTA | P203 | INSV | INST | HUSSAARM | 2013-10-13 | 1 LINDEN AVE |  |  |  |  | FULL PROCESS CONTROLLER | [14 empty] | AW | RTU-PLC*
5139111 | BRISTOL BABCOCK | NJHH-87-IRTU-1 | GIBBSBOROBS /RTU-PLC |  | NJBC | 6 | NJBC-CM-GBBST | P203 | INSV | INST | HUSSAARM | 2013-10-13 | 79 LUCAS BLVD |  |  |  |  | FULL PROCESS CONTROLLER | [14 empty] | AW | RTU-PLC*
5139110 | BRISTOL BABCOCK | NJHH-40-IRTU-1 | EVESHAM /RTU-PLC |  | NJBC | 6 | NJBC-CM-EVBST | P203 | INSV | INST | HUSSAARM | 2013-10-13 | EVERGREEN RD |  |  |  |  | FULL PROCESS CONTROLLER | [14 empty] | AW | RTU-PLC*
5139109 | BRISTOL BABCOCK | NJHH-88-IRTU-1 | ELMTREE /RTU-PLC |  | NJBC | 6 | NJBC-CM-ELMTR | P203 | INSV | INST | HUSSAARM | 2013-10-13 | 14 THOMAS RD |  |  |  |  | FULL PROCESS CONTROLLER | [14 empty] | AW | RTU-PLC*
5139108 | BRISTOL BABCOCK | NJHH-11-IRTU-1 | ELLISBERG Main /RTU-PLC |  | NJBC | 6 | NJBC-CM-ELLIS | P203 | INSV | INST | HUSSAARM | 2013-10-13 | 129 PARK DR |  |  |  |  | FULL PROCESS CONTROLLER | [14 empty] | AW | RTU-PLC*
5139107 | BRISTOL BABCOCK | NJHH-17-IRTU-1 | DECOUTNK /RTU-PLC |  | NJBC | 6 | NJBC-CM-DECOU | P203 | INSV | INST | HUSSAARM | 2013-10-13 | 610 N KINGS HIGHWAY |  |  |  |  | FULL PROCESS CONTROLLER | [14 empty] | AW | RTU-PLC*
5139106 | BRISTOL BABCOCK | NJHH-10-IRTU-1 | COLUMBIALK /RTU-PLC |  | NJBC | 6 | NJBC-CM-COLUM | P203 | INSV | INST | HUSSAARM | 2013-10-13 | 330 OAK AVE |  |  |  |  | FULL PROCESS CONTROLLER | [14 empty] | AW | RTU-PLC*
5139105 | BRISTOL BABCOCK | NJHH-147-IRTU-1 | MERCHCHIC /RTU-PLC |  | NJBC | 6 | NJBC-CM-MECIC | P203 | INSV | INST | HUSSAARM | 2013-10-13 | 462 3RD AVE |  |  |  |  | FULL PROCESS CONTROLLER | [14 empty] | AW | RTU-PLC*
5139104 | BRISTOL BABCOCK | NJHH-151-IRTU-1 | ELKAUIC /RTU-PLC |  | NJBC | 6 | NJBC-GL-ELKAU | P203 | INSV | INST | HUSSAARM | 2013-10-13 | 603 AURA RD |  |  |  |  | FULL PROCESS CONTROLLER | [14 empty] | AW | RTU-PLC*
5139103 | BRISTOL BABCOCK | NJHH-136-IRTU-1 | CHAPELAVIC /RTU-PLC |  | NJBC | 6 | NJBC-CM-CHAPE | P203 | INSV | INST | HUSSAARM | 2013-10-13 | CHAPEL AVENUE |  |  |  |  | FULL PROCESS CONTROLLER | [14 empty] | AW | RTU-PLC*
5139101 | BRISTOL BABCOCK | NJHH-139-IRTU-1 | CENTRALIC /RTU-PLC |  | NJBC | 6 | NJBC-CM-CENTR | P203 | INSV | INST | HUSSAARM | 2013-10-13 | EVESHAM ROAD |  |  |  |  | FULL PROCESS CONTROLLER | [14 empty] | AW | RTU-PLC*
5139100 | BRISTOL BABCOCK |  | MTLAURCHIC /RTU-PLC |  | NJBC | 6 | NJBC-BU-MLCIC | P203 | INSV | INST | HUSSAARM | 2013-10-13 | 4129 CHURCH RD |  |  |  |  | FULL PROCESS CONTROLLER | [14 empty] | AW | RTU-PLC*
5137998 | BRISTOL BABCOCK |  | GLASSAUIC /RTU-PLC |  | NJBC | 6 | NJBC-GL-GLASS | P203 | INSV | INST | HUSSAARM | 2013-10-13 | 450 AURA RD |  |  |  |  | FULL PROCESS CONTROLLER | [14 empty] | AW | RTU-PLC*
5137996 | BRISTOL BABCOCK |  | EGREENUNIC /RTU-PLC |  | NJBC | 6 | NJBC-GL-EGUIC | P203 | INSV | INST | HUSSAARM | 2013-10-13 | 822 MIDDLESBOROUGH WAY |  |  |  |  | FULL PROCESS CONTROLLER | [14 empty] | AW | RTU-PLC*
5137995 | BRISTOL BABCOCK |  | CHEWSLNDBS /RTU-PLC |  | NJBC | 6 | NJBC-CM-CHEWS | P203 | INSV | INST | HUSSAARM | 2013-10-13 | 1543 CHEWS LANDING RD |  |  |  |  | FULL PROCESS CONTROLLER | [14 empty] | AW | RTU-PLC*
5137993 | BRISTOL BABCOCK |  | PINEHILLCRIC /RTU-PLC |  | NJBC | 6 | NJBC-CM-PINEH | P203 | INSV | INST | HUSSAARM | 2013-10-13 | [5 empty] | FULL PROCESS CONTROLLER | [14 empty] | AW | RTU-PLC*
5137992 | BRISTOL BABCOCK |  | VOORHEES Chemical Feeds /RTU-PLC |  | NJBC | 6 | NJBC-CM-VOORH | P203 | INSV | INST | HUSSAARM | 2013-10-13 | 13 GOLF VIEW DR |  |  |  |  | FULL PROCESS CONTROLLER | [14 empty] | AW | RTU-PLC*
5137991 | BRISTOL BABCOCK |  | OTTERBROOK Filters 1 & 2 /RTU-PLC |  | NJBC | 6 | NJBC-CM-OTTER | P203 | INSV | INST | HUSSAARM | 2013-10-13 | 900 SAN JOSE DR |  |  |  |  | FULL PROCESS CONTROLLER | [14 empty] | AW | RTU-PLC*
5137990 | BRISTOL BABCOCK | NJHH-20-IRTU-1 | CAMDEN Main /RTU-PLC |  | NJBC | 6 | NJBC-CM-CASTA | P203 | INSV | INST | HUSSAARM | 2013-10-13 | 791 N 30TH ST |  |  |  |  | FULL PROCESS CONTROLLER | [14 empty] | AW | RTU-PLC*
5137989 | BRISTOL BABCOCK | NJHH-16-IRTU-1 | BROWNING Main /RTU-PLC |  | NJBC | 6 | NJBC-CM-BROWN | P203 | INSV | INST | HUSSAARM | 2013-10-13 | BROWINING LANE |  |  |  |  | FULL PROCESS CONTROLLER | [14 empty] | AW | RTU-PLC*
5139136 | BRISTOL BABCOCK | NJHH-13-IRTU-1 | MURRAY /RTU-PLC |  | NJBC | 6 | NJBC-CM-MURRA | P203 | INSV | INST | HUSSAARM | 2013-10-13 | 802 MURRAY AVE |  |  |  |  | FULL PROCESS CONTROLLER | [14 empty] | AW | RTU-PLC*
5147889 | UNKNOWN |  | PURE SCADA /RTU-PLC |  | NJLO | 6 | NJLO-Z1-PURE. | P203 | INSV | INST | HUSSAARM | 2013-10-13 | 2255 High Hill Rd |  |  |  |  | FULL PROCESS CONTROLLER | [14 empty] | AW | RTU-PLC*
5147888 | UNKNOWN |  | BIRCH SCADA High Service Pumps /RTU-PLC |  | NJLO | 6 | NJLO-Z1-BIRCH | P203 | INSV | INST | HUSSAARM | 2013-10-13 | 322 BIRCH CREEK ROAD |  |  |  |  | FULL PROCESS CONTROLLER | [14 empty] | AW | RTU-PLC*
5147887 | UNKNOWN |  | BIRCH SCADA FILT CP /RTU-PLC |  | NJLO | 6 | NJLO-Z1-BIRCH | P203 | INSV | INST | HUSSAARM | 2013-10-13 | 322 BIRCH CREEK ROAD |  |  |  |  | FULL PROCESS CONTROLLER | [14 empty] | AW | RTU-PLC*
5147886 | UNKNOWN |  | BIRCH SCADA MN PLNT-CHEM FD /RTU-PLC |  | NJLO | 6 | NJLO-Z1-BIRCH | P203 | INSV | INST | HUSSAARM | 2013-10-13 | 322 BIRCH CREEK ROAD |  |  |  |  | FULL PROCESS CONTROLLER | [14 empty] | AW | RTU-PLC*
5147885 | UNKNOWN |  | BECK SCADA Beckett /RTU-PLC |  | NJLO | 6 | NJLO-Z1-BECK. | P203 | INSV | INST | HUSSAARM | 2013-10-13 | 1547 High Hill Rd |  |  |  |  | FULL PROCESS CONTROLLER | [14 empty] | AW | RTU-PLC*
5147884 | BRISTOL BABCOCK |  | BECK SCADA Logan /RTU-PLC |  | NJLO | 6 | NJLO-Z1-BECK. | P203 | INSV | INST | HUSSAARM | 2013-10-13 | 1547 High Hill Rd |  |  |  |  | DATA COLLECTOR | [14 empty] | AW | RTU-PLC*
5140633 | BRISTOL BABCOCK | NJHH-7-IRTU-9 | DRWTP-TRMT SCADA FLT 8 /RTU-PLC |  | NJBC | 6 | NJBC-BU-DRWTP-TRMT | P203 | INSV | INST | HUSSAARM | 2013-10-13 | 213 CARRIAGE LANE |  |  |  |  | FULL PROCESS CONTROLLER | [14 empty] | AW | RTU-PLC*
5140630 | BRISTOL BABCOCK | NJHH-7-IRTU-8 | DRWTP-TRMT SCADA FLT 7 /RTU-PLC |  | NJBC | 6 | NJBC-BU-DRWTP-TRMT | P203 | INSV | INST | HUSSAARM | 2013-10-13 | 213 CARRIAGE LANE |  |  |  |  | FULL PROCESS CONTROLLER | [14 empty] | AW | RTU-PLC*
5140626 | BRISTOL BABCOCK | NJHH-7-IRTU-7 | DRWTP-TRMT SCADA FLT 6 /RTU-PLC |  | NJBC | 6 | NJBC-BU-DRWTP-TRMT | P203 | INSV | INST | HUSSAARM | 2013-10-13 | 213 CARRIAGE LANE |  |  |  |  | FULL PROCESS CONTROLLER | [14 empty] | AW | RTU-PLC*
5140624 | BRISTOL BABCOCK | NJHH-7-IRTU-6 | DRWTP-TRMT SCADA FLT 5 /RTU-PLC |  | NJBC | 6 | NJBC-BU-DRWTP-TRMT | P203 | INSV | INST | HUSSAARM | 2013-10-13 | 213 CARRIAGE LANE |  |  |  |  | FULL PROCESS CONTROLLER | [14 empty] | AW | RTU-PLC*
5140621 | BRISTOL BABCOCK | NJHH-7-IRTU-5 | DRWTP-TRMT SCADA FLT 4 /RTU-PLC |  | NJBC | 6 | NJBC-BU-DRWTP-TRMT | P203 | INSV | INST | HUSSAARM | 2013-10-13 | 213 CARRIAGE LANE |  |  |  |  | FULL PROCESS CONTROLLER | [14 empty] | AW | RTU-PLC*
5140619 | BRISTOL BABCOCK | NJHH-7-IRTU-4 | DRWTP-TRMT SCADA FLT 3 /RTU-PLC |  | NJBC | 6 | NJBC-BU-DRWTP-TRMT | P203 | INSV | INST | HUSSAARM | 2013-10-13 | 213 CARRIAGE LANE |  |  |  |  | FULL PROCESS CONTROLLER | [14 empty] | AW | RTU-PLC*
5140615 | BRISTOL BABCOCK | NJHH-7-IRTU-3 | DRWTP-TRMT SCADA FLT 2 /RTU-PLC |  | NJBC | 6 | NJBC-BU-DRWTP-TRMT | P203 | INSV | INST | HUSSAARM | 2013-10-13 | 213 CARRIAGE LANE |  |  |  |  | FULL PROCESS CONTROLLER | [14 empty] | AW | RTU-PLC*
5140612 | BRISTOL BABCOCK | NJHH-7-IRTU-20 | DRWTP-TRMT SCHS /RTU-PLC |  | NJBC | 6 | NJBC-BU-DRWTP-TRMT | P203 | INSV | INST | HUSSAARM | 2013-10-13 | 213 CARRIAGE LANE |  |  |  |  | FULL PROCESS CONTROLLER | [14 empty] | AW | RTU-PLC*
5140609 | BRISTOL BABCOCK | NJHH-7-IRTU-2 | DRWTP-TRMT SCADA FLT 1 /RTU-PLC |  | NJBC | 6 | NJBC-BU-DRWTP-TRMT | P203 | INSV | INST | HUSSAARM | 2013-10-13 | 213 CARRIAGE LANE |  |  |  |  | FULL PROCESS CONTROLLER | [14 empty] | AW | RTU-PLC*
5140606 | BRISTOL BABCOCK | NJHH-7-IRTU-19 | DRWTP-TRMT SCADA FLT 7 SEC FC7B /RTU-PLC |  | NJBC | 6 | NJBC-BU-DRWTP-TRMT | P203 | INSV | INST | HUSSAARM | 2013-10-13 | 213 CARRIAGE LANE |  |  |  |  | FULL PROCESS CONTROLLER | [14 empty] | AW | RTU-PLC*
5140604 | BRISTOL BABCOCK | NJHH-7-IRTU-18 | DRWTP-TRMT SCADA FLT 3 SEC FC3B /RTU-PLC |  | NJBC | 6 | NJBC-BU-DRWTP-TRMT | P203 | INSV | INST | HUSSAARM | 2013-10-13 | 213 CARRIAGE LANE |  |  |  |  | FULL PROCESS CONTROLLER | [14 empty] | AW | RTU-PLC*
5140601 | BRISTOL BABCOCK | NJHH-7-IRTU-17 | DRWTP-TRMT SCADA FLT 1 SEC FC1B /RTU-PLC |  | NJBC | 6 | NJBC-BU-DRWTP-TRMT | P203 | INSV | INST | HUSSAARM | 2013-10-13 | 213 CARRIAGE LANE |  |  |  |  | FULL PROCESS CONTROLLER | [14 empty] | AW | RTU-PLC*
5140498 | BRISTOL BABCOCK | NJHH-7-IRTU-16 | DRWTP-TRMT SCADA FLT 5 SEC FC5B /RTU-PLC |  | NJBC | 6 | NJBC-BU-DRWTP-TRMT | P203 | INSV | INST | HUSSAARM | 2013-10-13 | 213 CARRIAGE LANE |  |  |  |  | FULL PROCESS CONTROLLER | [14 empty] | AW | RTU-PLC*
5140495 | BRISTOL BABCOCK | NJHH-7-IRTU-15 | DRWTP-TRMT SCADA NORTH CHM CH1A /RTU-PLC |  | NJBC | 6 | NJBC-BU-DRWTP-TRMT | P203 | INSV | INST | HUSSAARM | 2013-10-13 | 213 CARRIAGE LANE |  |  |  |  | FULL PROCESS CONTROLLER | [14 empty] | AW | RTU-PLC*
5140492 | BRISTOL BABCOCK | NJHH-7-IRTU-14 | DRWTP-TRMT SCADA SOUTH CHM CH2A /RTU-PLC |  | NJBC | 6 | NJBC-BU-DRWTP-TRMT | P203 | INSV | INST | HUSSAARM | 2013-10-13 | 213 CARRIAGE LANE |  |  |  |  | FULL PROCESS CONTROLLER | [14 empty] | AW | RTU-PLC*
5140489 | BRISTOL BABCOCK | NJHH-7-IRTU-13 | DRWTP-RWPS RWCS METHANE /RTU-PLC |  | NJBC | 6 | NJBC-BU-DRWTP-RWPS | P203 | INSV | INST | HUSSAARM | 2013-10-13 | 213 CARRIAGE LN |  | 126408 |  |  | FULL PROCESS CONTROLLER | [14 empty] | AW | RTU-PLC*
5140487 | BRISTOL BABCOCK | NJHH-7-IRTU-12 | DRWTP-HSPS HS1B CONTROL /RTU-PLC |  | NJBC | 6 | NJBC-BU-DRWTP-HSPS | P203 | INSV | INST | HUSSAARM | 2013-10-13 | 213 CARRIAGE LANE |  | 138655 |  |  | FULL PROCESS CONTROLLER | [14 empty] | AW | RTU-PLC*
5140485 | BRISTOL BABCOCK | NJHH-7-IRTU-11 | DRWTP-HSPS HS1A CONTROL /RTU-PLC |  | NJBC | 6 | NJBC-BU-DRWTP-HSPS | P203 | INSV | INST | HUSSAARM | 2013-10-13 | 213 CARRIAGE LANE |  | 224585 |  |  | FULL PROCESS CONTROLLER | [14 empty] | AW | RTU-PLC*
5140480 | BRISTOL BABCOCK | NJHH-7-IRTU-10 | DRWTP-TRMT NORTH CHM CHIB FERR /RTU-PLC |  | NJBC | 6 | NJBC-BU-DRWTP-TRMT | P203 | INSV | INST | HUSSAARM | 2013-10-13 | 213 CARRIAGE LANE |  |  |  |  | FULL PROCESS CONTROLLER | [14 empty] | AW | RTU-PLC*
5140476 | BRISTOL BABCOCK | NJHH-7-IRTU-1 | DRWTP SCADA DC FOR PLANT /RTU-PLC |  | NJBC | 6 | NJBC-BU-DRWTP | P203 | INSV | INST | HUSSAARM | 2013-10-13 | 213 CARRIAGE LANE |  |  |  |  | DATA COLLECTOR | [14 empty] | AW | RTU-PLC*
5139150 | BRISTOL BABCOCK |  | MANTUAIC /RTU-PLC |  | NJBC | 6 | NJBC-GL-MANTU | P203 | INSV | INST | HUSSAARM | 2013-10-13 | 638 MAIN ST |  |  |  |  | FULL PROCESS CONTROLLER | [14 empty] | AW | RTU-PLC*
5139148 | BRISTOL BABCOCK | NJHH-137-IRTU-1 | WOODBURY /RTU-PLC |  | NJBC | 6 | NJBC-GL-WOODB | P203 | INSV | INST | HUSSAARM | 2013-10-13 | 770 Clearview Ave |  |  |  |  | FULL PROCESS CONTROLLER | [14 empty] | AW | RTU-PLC*
5139147 | BRISTOL BABCOCK | NJHH-14-IRTU-1 | VOORHEES Booster /RTU-PLC |  | NJBC | 6 | NJBC-CM-VOORH | P203 | INSV | INST | HUSSAARM | 2013-10-13 | 13 GOLF VIEW DR |  |  |  |  | FULL PROCESS CONTROLLER | [14 empty] | AW | RTU-PLC*
5139146 | BRISTOL BABCOCK | NJHH-37-IRTU-1 | STATION-BAR /RTU-PLC |  | NJBC | 6 | NJBC-CM-STATI-BAR. | P203 | INSV | INST | HUSSAARM | 2013-10-13 | 2 STATION AVE |  |  |  |  | FULL PROCESS CONTROLLER | [14 empty] | AW | RTU-PLC*
5139145 | BRISTOL BABCOCK | NJHH-31-IRTU-1 | SOMERDALE /RTU-PLC |  | NJBC | 6 | NJBC-CM-SOMER | P203 | INSV | INST | HUSSAARM | 2013-10-13 | 26 ELM AVE |  |  |  |  | FULL PROCESS CONTROLLER | [14 empty] | AW | RTU-PLC*
5139144 | BRISTOL BABCOCK | NJHH-45-IRTU-1 | RUNNEMEDE /RTU-PLC |  | NJBC | 6 | NJBC-CM-RUNNE | P203 | INSV | INST | HUSSAARM | 2013-10-13 | 28 ST CLAIR AVE |  |  |  |  | FULL PROCESS CONTROLLER | [14 empty] | AW | RTU-PLC*
5139143 | BRISTOL BABCOCK | NJHH-33-IRTU-1 | OTTERBROOK Main /RTU-PLC |  | NJBC | 6 | NJBC-CM-OTTER | P203 | INSV | INST | HUSSAARM | 2013-10-13 | 900 SAN JOSE DR |  |  |  |  | FULL PROCESS CONTROLLER | [14 empty] | AW | RTU-PLC*
5139142 | BRISTOL BABCOCK | NJHH-15-IRTU-1 | OLDORCHARD Main /RTU-PLC |  | NJBC | 6 | NJBC-CM-OLDOR | P203 | INSV | INST | HUSSAARM | 2013-10-13 | ROUTE 70 EAST AT OLD ORCHARD ROAD |  |  |  |  | FULL PROCESS CONTROLLER | [14 empty] | AW | RTU-PLC*
5139141 | BRISTOL BABCOCK | NJHH-15-IRTU-3 | OLDORCHARD Filters 3 and 4 /RTU-PLC |  | NJBC | 6 | NJBC-CM-OLDOR | P203 | INSV | INST | HUSSAARM | 2013-10-13 | ROUTE 70 EAST AT OLD ORCHARD ROAD |  |  |  |  | FULL PROCESS CONTROLLER | [14 empty] | AW | RTU-PLC*
5139140 | BRISTOL BABCOCK | NJHH-15-IRTU-2 | OLDORCHARD Filters 1 and 2 /RTU-PLC |  | NJBC | 6 | NJBC-CM-OLDOR | P203 | INSV | INST | HUSSAARM | 2013-10-13 | ROUTE 70 EAST AT OLD ORCHARD ROAD |  |  |  |  | FULL PROCESS CONTROLLER | [14 empty] | AW | RTU-PLC*
5139137 | BRISTOL BABCOCK | NJHH-34-IRTU-1 | OAKLYNTNK /RTU-PLC |  | NJBC | 6 | NJBC-CM-OKTNK | P203 | INSV | INST | HUSSAARM | 2013-10-13 | 276 MANOR AVE |  |  |  |  | FULL PROCESS CONTROLLER | [14 empty] | AW | RTU-PLC*
5137988 | BRISTOL BABCOCK |  | HARRHEIC /RTU-PLC |  | NJBC | 6 | NJBC-GL-HARRH | P203 | INSV | INST | HUSSAARM | 2013-10-13 | 121 HELIG RD |  |  |  |  | FULL PROCESS CONTROLLER | [14 empty] | AW | RTU-PLC*
5137937 | BRISTOL BABCOCK |  | CAMDEN Filters 1 & 3 /RTU-PLC |  | NJBC | 6 | NJBC-CM-CASTA | P203 | INSV | INST | HUSSAARM | 2013-10-13 | 791 N 30TH ST |  |  |  |  | FULL PROCESS CONTROLLER | [14 empty] | AW | RTU-PLC*
5137936 | BRISTOL BABCOCK |  | CAMDEN Filters Common /RTU-PLC |  | NJBC | 6 | NJBC-CM-CASTA | P203 | INSV | INST | HUSSAARM | 2013-10-13 | 791 N 30TH ST |  |  |  |  | FULL PROCESS CONTROLLER | [14 empty] | AW | RTU-PLC*
5137935 | BRISTOL BABCOCK |  | BROWNING Filters 3 & 4 /RTU-PLC |  | NJBC | 6 | NJBC-CM-BROWN | P203 | INSV | INST | HUSSAARM | 2013-10-13 | BROWINING LANE |  |  |  |  | FULL PROCESS CONTROLLER | [14 empty] | AW | RTU-PLC*
5137934 | BRISTOL BABCOCK |  | BROWNING Filters 1 &2 /RTU-PLC |  | NJBC | 6 | NJBC-CM-BROWN | P203 | INSV | INST | HUSSAARM | 2013-10-13 | BROWINING LANE |  |  |  |  | FULL PROCESS CONTROLLER | [14 empty] | AW | RTU-PLC*
5137933 | BRISTOL BABCOCK |  | BRIDGEPTIC /RTU-PLC |  | NJBC | 6 | NJBC-GL-BRIDG | P203 | INSV | INST | HUSSAARM | 2013-10-13 | 536 SWEDESBORO RD |  |  |  |  | FULL PROCESS CONTROLLER | [14 empty] | AW | RTU-PLC*
5137932 | BRISTOL BABCOCK |  | WINSLOWIC /RTU-PLC |  | NJBC | 6 | NJBC-CM-WIHIC | P203 | INSV | INST | HUSSAARM | 2013-10-13 | 210 HEARTHSTONE DR |  |  |  |  | FULL PROCESS CONTROLLER | [14 empty] | AW | RTU-PLC*
5137931 | BRISTOL BABCOCK |  | ROWANLRIC /RTU-PLC |  | NJBC | 6 | NJBC-GL-ROLIC | P203 | INSV | INST | HUSSAARM | 2013-10-13 | 701 LAMBS RD |  |  |  |  | FULL PROCESS CONTROLLER | [14 empty] | AW | RTU-PLC*
5137929 | BRISTOL BABCOCK |  | CAMDENFEIC /RTU-PLC |  | NJBC | 6 | NJBC-CM-CAFIC | P203 | INSV | INST | HUSSAARM | 2013-10-13 | FEDERAL STREET |  |  |  |  | FULL PROCESS CONTROLLER | [14 empty] | AW | RTU-PLC*
5137928 | BRISTOL BABCOCK |  | EGREENHAIC /RTU-PLC |  | NJBC | 6 | NJBC-GL-EGHIC | P203 | INSV | INST | HUSSAARM | 2013-10-13 | 208 Harrison Ave |  |  |  |  | FULL PROCESS CONTROLLER | [14 empty] | AW | RTU-PLC*
5118591 | UNKNOWN |  | MANS Mansfield #5 /RTU-PLC |  | NJBC | 6 | NJBC-MF-MANS. | P203 | INSV | INST | HUSSAARM | 2013-10-13 | 3165 RTE 206 |  |  |  |  | FULL PROCESS CONTROLLER | [14 empty] | AW | RTU-PLC*
5118589 | UNKNOWN |  | MANS Mansfield #4 /RTU-PLC |  | NJBC | 6 | NJBC-MF-MANS. | P203 | INSV | INST | HUSSAARM | 2013-10-13 | 3165 RTE 206 |  |  |  |  | FULL PROCESS CONTROLLER | [14 empty] | AW | RTU-PLC*
5118585 | UNKNOWN |  | WOOD Woodlane Complex #2 /RTU-PLC |  | NJBC | 6 | NJBC-MH-WOOD. | P203 | INSV | INST | HUSSAARM | 2013-10-13 | WOODLANE RD |  |  |  |  | FULL PROCESS CONTROLLER | [14 empty] | AW | RTU-PLC*
5118583 | UNKNOWN |  | WOOD Woodlane Complex #1 /RTU-PLC |  | NJBC | 6 | NJBC-MH-WOOD. | P203 | INSV | INST | HUSSAARM | 2013-10-13 | WOODLANE RD |  |  |  |  | FULL PROCESS CONTROLLER | [14 empty] | AW | RTU-PLC*
5118581 | UNKNOWN |  | VNCE-TNK Vincentown Tank /RTU-PLC |  | NJBC | 6 | NJBC-VT-VNCE.-TNK. | P203 | INSV | INST | HUSSAARM | 2013-10-13 | 39 RETREAT RD |  |  |  |  | FULL PROCESS CONTROLLER | [14 empty] | AW | RTU-PLC*
5118579 | UNKNOWN |  | VNCE Vincentown Complex /RTU-PLC |  | NJBC | 6 | NJBC-VT-VNCE. | P203 | INSV | INST | HUSSAARM | 2013-10-13 | 39 RETREAT RD |  |  |  |  | FULL PROCESS CONTROLLER | [14 empty] | AW | RTU-PLC*
5118576 | UNKNOWN |  | WOOD MONMOUTH RD ELEC VLV /RTU-PLC |  | NJBC | 6 | NJBC-MH-WOOD. | P203 | INSV | INST | HUSSAARM | 2013-10-13 | WOODLANE RD |  |  |  |  | FULL PROCESS CONTROLLER | [14 empty] | AW | RTU-PLC*
5118574 | UNKNOWN |  | MANS Mansfield #3 /RTU-PLC |  | NJBC | 6 | NJBC-MF-MANS. | P203 | INSV | INST | HUSSAARM | 2013-10-13 | 3165 RTE 206 |  |  |  |  | FULL PROCESS CONTROLLER | [14 empty] | AW | RTU-PLC*
5118572 | UNKNOWN |  | MANS Mansfield #2 /RTU-PLC |  | NJBC | 6 | NJBC-MF-MANS. | P203 | INSV | INST | HUSSAARM | 2013-10-13 | 3165 RTE 206 |  |  |  |  | FULL PROCESS CONTROLLER | [14 empty] | AW | RTU-PLC*
5118570 | UNKNOWN |  | MANS Mansfield #1 /RTU-PLC |  | NJBC | 6 | NJBC-MF-MANS. | P203 | INSV | INST | HUSSAARM | 2013-10-13 | 3165 RTE 206 |  |  |  |  | FULL PROCESS CONTROLLER | [14 empty] | AW | RTU-PLC*
5118568 | UNKNOWN |  | HOME-TNK Homestead Tank /RTU-PLC |  | NJBC | 6 | NJBC-HS-HOME.-TNK. | P203 | INSV | INST | HUSSAARM | 2013-10-13 | 117 CHESTNUT HILL LN |  |  |  |  | FULL PROCESS CONTROLLER | [14 empty] | AW | RTU-PLC*
5118566 | UNKNOWN |  | HOME Homestead #2 /RTU-PLC |  | NJBC | 6 | NJBC-HS-HOME. | P203 | INSV | INST | HUSSAARM | 2013-10-13 | JACK HEDDING ROAD |  |  |  |  | FULL PROCESS CONTROLLER | [14 empty] | AW | RTU-PLC*
5118564 | UNKNOWN |  | HOME Homestead #1 /RTU-PLC |  | NJBC | 6 | NJBC-HS-HOME. | P203 | INSV | INST | HUSSAARM | 2013-10-13 | JACK HEDDING ROAD |  |  |  |  | FULL PROCESS CONTROLLER | [14 empty] | AW | RTU-PLC*
5118563 | UNKNOWN |  | GREEN Green Street Complex #3 /RTU-PLC |  | NJBC | 6 | NJBC-MH-GREEN | P203 | INSV | INST | HUSSAARM | 2013-10-13 | GREEN STREET |  |  |  |  | FULL PROCESS CONTROLLER | [14 empty] | AW | RTU-PLC*
5118561 | UNKNOWN |  | GREEN Green Street Complex #2 /RTU-PLC |  | NJBC | 6 | NJBC-MH-GREEN | P203 | INSV | INST | HUSSAARM | 2013-10-13 | GREEN STREET |  |  |  |  | FULL PROCESS CONTROLLER |  | ETHERNET | [12 empty] | AW | RTU-PLC*
5118559 | UNKNOWN |  | GREEN Green Street Complex #1 /RTU-PLC |  | NJBC | 6 | NJBC-MH-GREEN | P203 | INSV | INST | HUSSAARM | 2013-10-13 | GREEN STREET |  |  |  |  | FULL PROCESS CONTROLLER |  | ETHERNET | [12 empty] | AW | RTU-PLC*
5118556 | UNKNOWN |  | EVERPMP Evergreen St Complex #2 /RTU-PLC |  | NJBC | 6 | NJBC-MH-EVERP | P203 | INSV | INST | HUSSAARM | 2013-10-13 | EVERGREEN RD |  |  |  |  | FULL PROCESS CONTROLLER | [14 empty] | AW | RTU-PLC*
5118554 | UNKNOWN |  | EVERPMP Evergreen St Complex #1 /RTU-PLC |  | NJBC | 6 | NJBC-MH-EVERP | P203 | INSV | INST | HUSSAARM | 2013-10-13 | EVERGREEN RD |  |  |  |  | FULL PROCESS CONTROLLER | [14 empty] | AW | RTU-PLC*
5103872 | UNKNOWN |  | BROA SCADA /RTU-PLC |  | NJPG | 6 | NJPG-PG-BROA. | P203 | INSV | INST | HUSSAARM | 2013-10-13 | 163 N BROAD ST |  |  |  |  | FULL PROCESS CONTROLLER | [14 empty] | AW | RTU-PLC*
5103870 | UNKNOWN |  | CLEV SCADA /RTU-PLC |  | NJPG | 6 | NJPG-PG-CLEV. | P203 | INSV | INST | HUSSAARM | 2013-10-13 | 299 JOHNSON ST |  |  |  |  | FULL PROCESS CONTROLLER | [14 empty] | AW | RTU-PLC*
5103869 | UNKNOWN |  | RANN SCADA /RTU-PLC |  | NJPG | 6 | NJPG-PG-RANN. | P203 | INSV | INST | HUSSAARM | 2013-10-13 | 370 HARDING HWY |  |  |  |  | FULL PROCESS CONTROLLER | [14 empty] | AW | RTU-PLC*
5096689 | UNKNOWN |  | WOOD SCADA /RTU-PLC |  | NJHR | 6 | NJHR-Z1-WOOD. | P203 | INSV | INST | HUSSAARM | 2013-10-13 | 260 Woodland Ave |  |  |  |  | FULL PROCESS CONTROLLER | [14 empty] | AW | RTU-PLC*
5096688 | UNKNOWN |  | HIGHPO SCADA /RTU-PLC |  | NJHR | 6 | NJHR-Z1-HIGHP | P203 | INSV | INST | HUSSAARM | 2013-10-13 | 230 STRAWBRIDGE LN |  |  |  |  | FULL PROCESS CONTROLLER | [14 empty] | AW | RTU-PLC*
5096687 | UNKNOWN |  | WALN SCADA /RTU-PLC |  | NJHR | 6 | NJHR-Z1-WALN. | P203 | INSV | INST | HUSSAARM | 2013-10-13 | 102 BRIDGETON PIKE |  |  |  |  | FULL PROCESS CONTROLLER | [14 empty] | AW | RTU-PLC*
5096172 | UNKNOWN |  | REPA SCADA /RTU-PLC |  | NJBP | 6 | NJBP-Z1-REPA. | P203 | INSV | INST | HUSSAARM | 2013-10-13 | 560 ASBURY STATION RD |  |  |  |  | FULL PROCESS CONTROLLER | [14 empty] | AW | RTU-PLC*
5096171 | UNKNOWN |  | BRIG SCADA /RTU-PLC |  | NJBP | 6 | NJBP-Z1-BRIG. | P203 | INSV | INST | HUSSAARM | 2013-10-13 | 9 Railroad Ave |  |  |  |  | FULL PROCESS CONTROLLER | [14 empty] | AW | RTU-PLC*
5093268 | #N/A |  | BLUEA SCADA /RTU-PLC |  | NJBC | 6 | NJBC-CM-BLUEA | P203 | INSV | INST | HUSSAARM | 2013-10-13 | BLUE ANCHOR RD / RTE 73 | [19 empty] | AW | RTU-PLC*
5093267 | #N/A |  | HENRY SCADA /RTU-PLC |  | NJBC | 6 | NJBC-CM-ANCOR | P203 | INSV | INST | HUSSAARM | 2013-10-13 | HENRY STREET | [19 empty] | AW | RTU-PLC*
5137938 | BRISTOL BABCOCK |  | CAMDEN Filters 5 & 7 /RTU-PLC |  | NJBC | 6 | NJBC-CM-CASTA | P203 | INSV | INST | HUSSAARM | 2013-10-13 | 791 N 30TH ST |  |  |  |  | FULL PROCESS CONTROLLER | [14 empty] | AW | RTU-PLC*
5137987 | BRISTOL BABCOCK | NJHH-100-IRTU-1 | BERLINCOIC /RTU-PLC |  | NJBC | 6 | NJBC-CM-BERLI | P203 | INSV | INST | HUSSAARM | 2013-10-13 | 74 COOPER RD |  |  |  |  | FULL PROCESS CONTROLLER | [14 empty] | AW | RTU-PLC*
5137986 | BRISTOL BABCOCK |  | HADDONHTS Filters 3 & 4 /RTU-PLC |  | NJBC | 6 | NJBC-CM-HAHTS | P203 | INSV | INST | HUSSAARM | 2013-10-13 | 614 W. Atlantic Ave |  |  |  |  | FULL PROCESS CONTROLLER | [14 empty] | AW | RTU-PLC*
5137985 | BRISTOL BABCOCK | NJHH-9-IRTU-1 | ASHLAND /RTU-PLC |  | NJBC | 6 | NJBC-CM-ASHLA | P203 | INSV | INST | HUSSAARM | 2013-10-13 | 107 ATLANTIC AVE |  |  |  |  | FULL PROCESS CONTROLLER | [14 empty] | AW | RTU-PLC*
5137983 | BRISTOL BABCOCK | NJHH-27-IRTU-1 | 30TH /RTU-PLC |  | NJBC | 6 | NJBC-CM-30TH. | P203 | INSV | INST | HUSSAARM | 2013-10-13 | 2940 SAUNDERS ST |  |  |  |  | FULL PROCESS CONTROLLER | [14 empty] | AW | RTU-PLC*
5137982 | BRISTOL BABCOCK | NJHH-68-IRTU-1 | UNIONLAND /RTU-PLC |  | NJBC | 6 | NJBC-BU-UNION | P203 | INSV | INST | HUSSAARM | 2013-10-13 | UNION LANDING ROAD |  |  |  |  | FULL PROCESS CONTROLLER | [14 empty] | AW | RTU-PLC*
5137981 | BRISTOL BABCOCK |  | HADDONHTS Filters 1 & 2 /RTU-PLC |  | NJBC | 6 | NJBC-CM-HAHTS | P203 | INSV | INST | HUSSAARM | 2013-10-13 | 614 W. Atlantic Ave |  |  |  |  | FULL PROCESS CONTROLLER | [14 empty] | AW | RTU-PLC*
5137979 | BRISTOL BABCOCK | NJHH-71-IRTU-1 | TAYLORS /RTU-PLC |  | NJBC | 6 | NJBC-BU-TAYLO | P203 | INSV | INST | HUSSAARM | 2013-10-13 | 1906 TAYLORS LN |  |  |  |  | FULL PROCESS CONTROLLER | [14 empty] | AW | RTU-PLC*
5137977 | BRISTOL BABCOCK | NJHH-91-IRTU-1 | SUNBURY-TNK /RTU-PLC |  | NJBC | 6 | NJBC-PB-SUNBU-TNK. | P203 | INSV | INST | HUSSAARM | 2013-10-13 | 226 NORCROSS LN |  |  |  |  | FULL PROCESS CONTROLLER | [14 empty] | AW | RTU-PLC*
5137976 | BRISTOL BABCOCK | NJHH-74-IRTU-1 | STEPHENS /RTU-PLC |  | NJBC | 6 | NJBC-BU-STEPH | P203 | INSV | INST | HUSSAARM | 2013-10-13 | 208 STEPHEN DR |  |  |  |  | FULL PROCESS CONTROLLER | [14 empty] | AW | RTU-PLC*
5137974 | BRISTOL BABCOCK | NJHH-64-IRTU-1 | RT130VLV /RTU-PLC |  | NJBC | 6 | NJBC-BU-RT130 | P203 | INSV | INST | HUSSAARM | 2013-10-13 | 4136 ROUTE 130 NORTH |  |  |  |  | FULL PROCESS CONTROLLER | [14 empty] | AW | RTU-PLC*
5137973 | BRISTOL BABCOCK | NJHH-61-IRTU-1 | RIVERSIDETNK /RTU-PLC |  | NJBC | 6 | NJBC-BU-RVTNK | P203 | INSV | INST | HUSSAARM | 2013-10-13 | HANCOCK STREET |  |  |  |  | FULL PROCESS CONTROLLER | [14 empty] | AW | RTU-PLC*
5137972 | BRISTOL BABCOCK | NJHH-5-IRTU-1 | RIVERROAD /RTU-PLC |  | NJBC | 6 | NJBC-BU-RVBST | P203 | INSV | INST | HUSSAARM | 2013-10-13 | 2767 BROAD ST |  |  |  |  | FULL PROCESS CONTROLLER | [14 empty] | AW | RTU-PLC*
5137971 | BRISTOL BABCOCK | NJHH-69-IRTU-1 | POMONA-ALB /RTU-PLC |  | NJBC | 6 | NJBC-BU-POMON-ALB. | P203 | INSV | INST | HUSSAARM | 2013-10-13 | 911 POMONA ROAD |  |  |  |  | FULL PROCESS CONTROLLER | [14 empty] | AW | RTU-PLC*
5137970 | BRISTOL BABCOCK | NJHH-73-IRTU-1 | POMONA /RTU-PLC |  | NJBC | 6 | NJBC-BU-POMON | P203 | INSV | INST | HUSSAARM | 2013-10-13 | 915 POMONA ROAD |  |  |  |  | FULL PROCESS CONTROLLER | [14 empty] | AW | RTU-PLC*
5137969 | BRISTOL BABCOCK | NJHH-90-IRTU-1 | PEMBERTIC /RTU-PLC |  | NJBC | 6 | NJBC-BU-PEMBE | P203 | INSV | INST | HUSSAARM | 2013-10-13 | 1106 PEMBERTON-BROWNS MILLS RD |  |  |  |  | FULL PROCESS CONTROLLER | [14 empty] | AW | RTU-PLC*
5137968 | BRISTOL BABCOCK | NJHH-67-IRTU-1 | MTLAURBRIC /RTU-PLC |  | NJBC | 6 | NJBC-BU-MLBIC | P203 | INSV | INST | HUSSAARM | 2013-10-13 | 3321 MARNE HWY |  |  |  |  | FULL PROCESS CONTROLLER | [14 empty] | AW | RTU-PLC*
5137967 | BRISTOL BABCOCK |  | GIBBSSTA Filters 3 & 4 /RTU-PLC |  | NJBC | 6 | NJBC-CM-GBSTA | P203 | INSV | INST | HUSSAARM | 2013-10-13 | 1 LINDEN AVE |  |  |  |  | FULL PROCESS CONTROLLER | [14 empty] | AW | RTU-PLC*
5137965 | BRISTOL BABCOCK | NJHH-114-IRTU-1 | MOORESCHIC /RTU-PLC |  | NJBC | 6 | NJBC-BU-MOORE | P203 | INSV | INST | HUSSAARM | 2013-10-13 | 1274 N CHURCH ST |  |  |  |  | FULL PROCESS CONTROLLER | [14 empty] | AW | RTU-PLC*
5137964 | BRISTOL BABCOCK | NJHH-119-IRTU-1 | MOORESCHIC /RTU-PLC |  | NJBC | 6 | NJBC-BU-MOORE | P203 | INSV | INST | HUSSAARM | 2013-10-13 | 1274 N CHURCH ST |  |  |  |  | FULL PROCESS CONTROLLER | [14 empty] | AW | RTU-PLC*
5137963 | BRISTOL BABCOCK |  | GIBBSSTA Filters 1 & 2 /RTU-PLC |  | NJBC | 6 | NJBC-CM-GBSTA | P203 | INSV | INST | HUSSAARM | 2013-10-13 | 1 LINDEN AVE |  |  |  |  | FULL PROCESS CONTROLLER | [14 empty] | AW | RTU-PLC*
5137961 | BRISTOL BABCOCK | NJHH-66-IRTU-1 | MTHOLLYIC /RTU-PLC |  | NJBC | 6 | NJBC-BU-MTHOL | P203 | INSV | INST | HUSSAARM | 2013-10-13 | 2909 MARNE HWY |  |  |  |  | FULL PROCESS CONTROLLER | [14 empty] | AW | RTU-PLC*
5137960 | BRISTOL BABCOCK |  | MAPLEWAVIC /RTU-PLC |  | NJBC | 6 | NJBC-BU-MAWIC | P203 | INSV | INST | HUSSAARM | 2013-10-13 | 103 WAVERLY AVE |  |  |  |  | FULL PROCESS CONTROLLER | [14 empty] | AW | RTU-PLC*
5137959 | BRISTOL BABCOCK | NJHH-58-IRTU-1 | LEONAVE /RTU-PLC |  | NJBC | 6 | NJBC-BU-LEONA | P203 | INSV | INST | HUSSAARM | 2013-10-13 | 525 LEON AVE |  |  |  |  | FULL PROCESS CONTROLLER | [14 empty] | AW | RTU-PLC*
5137956 | BRISTOL BABCOCK | NJHH-76-IRTU-1 | HIGHLAND /RTU-PLC |  | NJBC | 6 | NJBC-BU-HIGHL | P203 | INSV | INST | HUSSAARM | 2013-10-13 | 1007 Highland Ave |  |  |  |  | FULL PROCESS CONTROLLER | [14 empty] | AW | RTU-PLC*
5137955 | BRISTOL BABCOCK | NJHH-127-IRTU-1 | HAINESMOIC /RTU-PLC |  | NJBC | 6 | NJBC-BU-HMOIC | P203 | INSV | INST | HUSSAARM | 2013-10-13 | 1005 WESTFIELD RD |  |  |  |  | FULL PROCESS CONTROLLER | [14 empty] | AW | RTU-PLC*
5137954 | BRISTOL BABCOCK | NJHH-63-IRTU-1 | HAINESMILLTNK /RTU-PLC |  | NJBC | 6 | NJBC-BU-HMTNK | P203 | INSV | INST | HUSSAARM | 2013-10-13 | 129 HAINES MILL RD |  |  |  |  | FULL PROCESS CONTROLLER | [14 empty] | AW | RTU-PLC*
5137953 | BRISTOL BABCOCK | NJHH-123-IRTU-1 | GREENTRIC /RTU-PLC |  | NJBC | 6 | NJBC-BU-GREEN | P203 | INSV | INST | HUSSAARM | 2013-10-13 | SPRINGDALE ROAD |  |  |  |  | FULL PROCESS CONTROLLER | [14 empty] | AW | RTU-PLC*
5137952 | BRISTOL BABCOCK |  | CAMDEN Filters 6 & 8 /RTU-PLC |  | NJBC | 6 | NJBC-CM-CASTA | P203 | INSV | INST | HUSSAARM | 2013-10-13 | 791 N 30TH ST |  |  |  |  | FULL PROCESS CONTROLLER | [14 empty] | AW | RTU-PLC*
5137951 | BRISTOL BABCOCK | NJHH-23-IRTU-1 | FELLOWSHIP /RTU-PLC |  | NJBC | 6 | NJBC-BU-FELLO | P203 | INSV | INST | HUSSAARM | 2013-10-13 | 3 SPRINGDALE RD |  |  |  |  | FULL PROCESS CONTROLLER | [14 empty] | AW | RTU-PLC*
5137950 | BRISTOL BABCOCK |  | FAIRVIEVLV /RTU-PLC |  | NJBC | 6 | NJBC-BU-FAIRV | P203 | INSV | INST | HUSSAARM | 2013-10-13 | FAIRVIEW STREET |  |  |  |  | FULL PROCESS CONTROLLER | [14 empty] | AW | RTU-PLC*
5137949 | BRISTOL BABCOCK | NJHH-41-IRTU-1 | EGBERT /RTU-PLC |  | NJBC | 6 | NJBC-CM-EGBER | P203 | INSV | INST | HUSSAARM | 2013-10-13 | 1328 SYLVAN AVE |  |  |  |  | FULL PROCESS CONTROLLER | [14 empty] | AW | RTU-PLC*
5137947 | BRISTOL BABCOCK | NJHH-51-IRTU-1 | EDGEWATERTNK /RTU-PLC |  | NJBC | 6 | NJBC-BU-EDGEW | P203 | INSV | INST | HUSSAARM | 2013-10-13 | ROOSEVELT AVENUE |  |  |  |  | FULL PROCESS CONTROLLER | [14 empty] | AW | RTU-PLC*
5137946 | BRISTOL BABCOCK | NJHH-52-IRTU-1 | COOPER-IVY /RTU-PLC |  | NJBC | 6 | NJBC-BU-COOPE-IVY. | P203 | INSV | INST | HUSSAARM | 2013-10-13 | 213 IVY RD |  |  |  |  | FULL PROCESS CONTROLLER | [14 empty] | AW | RTU-PLC*
5137945 | BRISTOL BABCOCK | NJHH-53-IRTU-1 | COOPER /RTU-PLC |  | NJBC | 6 | NJBC-BU-COOPE | P203 | INSV | INST | HUSSAARM | 2013-10-13 | 100 HENDRICKSON AVE |  |  |  |  | FULL PROCESS CONTROLLER | [14 empty] | AW | RTU-PLC*
5137943 | BRISTOL BABCOCK | NJHH-60-IRTU-1 | CHURCHRCHL /RTU-PLC |  | NJBC | 6 | NJBC-BU-CHURC | P203 | INSV | INST | HUSSAARM | 2013-10-13 | CHURCH ROAD |  |  |  |  | FULL PROCESS CONTROLLER | [14 empty] | AW | RTU-PLC*
5137942 | BRISTOL BABCOCK | NJHH-50-IRTU-1 | BEVERLY /RTU-PLC |  | NJBC | 6 | NJBC-BU-BEVER | P203 | INSV | INAC INST | HUSSAARM | 2013-10-13 | 40 BROAD ST |  |  |  |  | FULL PROCESS CONTROLLER | [14 empty] | AW | RTU-PLC*
5137941 | BRISTOL BABCOCK |  | CAMDEN Filters 2 & 4 /RTU-PLC |  | NJBC | 6 | NJBC-CM-CASTA | P203 | INSV | INST | HUSSAARM | 2013-10-13 | 791 N 30TH ST |  |  |  |  | FULL PROCESS CONTROLLER | [14 empty] | AW | RTU-PLC*
5199135 | UNKNOWN |  | CENTRE (HADDFLD) /RTU-PLC |  | NJBC | 6 | NJBC-CM-CENT. | P203 | INSV | INST | LOD_EAM_01 | 2015-05-28 | 555 CENTRE STREET | [19 empty] | AW | XX
5199136 | UNKNOWN |  | LAKE (HADDFLD) /RTU-PLC |  | NJBC | 6 | NJBC-CM-LAKE. | P203 | INSV | INST | LOD_EAM_01 | 2015-05-28 | LAKE STREET | [19 empty] | AW | XX
5211722 | BRISTOL BABCOCK |  | ELK2WIC /RTU-PLC |  | NJBC | 6 | NJBC-GL-ELK2W | P203 | INSV | INST | TAYLORDM | 2016-03-09 | 603 AURA RD |  |  |  |  | FULL PROCESS CONTROLLER | [14 empty] | AW | RTU-PLC*

## Recorder
Equipment |  | Inventory no. | Description | Full Name | AuthorizGroup | EquipCategory | Functional Loc. | Planning plant | User status | System status | Created by | Created on | Street | Size/dimens. | ManufSerialNo. | ManufPartNo. | Install. date | Data Recorder Type | Instrument Range | Instrument UOM | Loop Power | NEMA Enclosure | On SCADA? | Output Type | Owned By | Special Mtn Note | Special Mtn Note Det
5096647 | UNKNOWN |  | MILL High Point Tank Level /RECORDER |  | NJHR | 6 | NJHR-Z1-MILL. | P203 | INSV | INST | HUSSAARM | 2013-10-13 | 14 Mill Rd |  |  |  |  | MECHANICAL CHART RECORDER |  |  |  |  | N |  | AW
5103820 | UNKNOWN |  | RANN-W7 Flow Chart Recorder /FALSE |  | NJPG | 6 | NJPG-PG-RANN.-W7.. | P203 | OOS | INAC INST | HUSSAARM | 2013-10-13 | 370 HARDING HWY |  |  |  |  | MECHANICAL CHART RECORDER |  | FEET |  |  | N |  | AW
5103825 | UNKNOWN |  | LAYT-W11A Chart Recorder /FALSE |  | NJPG | 6 | NJPG-PG-LAYT.-W11A | P203 | OOS | INAC INST | HUSSAARM | 2013-10-13 | 54 PENNSVILLE-AUBURN RD |  |  |  |  | MECHANICAL CHART RECORDER |  | FEET |  |  | N |  | AW
5103828 | UNKNOWN |  | PEDR Pressure Chart Recorder /FALSE |  | NJPG | 6 | NJPG-PG-PEDR. | P203 | INSV | INST | HUSSAARM | 2013-10-13 | 17 CAROLINA RD |  |  |  |  | MECHANICAL CHART RECORDER |  | PSI |  |  | N |  | AW
5108472 | UNKNOWN |  | GREEN Evergreen Tank Level /RECORDER |  | NJBC | 6 | NJBC-MH-GREEN | P203 | INSV | INST | HUSSAARM | 2013-10-13 | GREEN STREET |  |  |  |  | ELECTRONIC CHART RECORDER |  |  |  |  | N |  | AW
5108483 | UNKNOWN |  | GREEN Marne Highway Tank Level /RECORDER |  | NJBC | 6 | NJBC-MH-GREEN | P203 | INSV | INST | HUSSAARM | 2013-10-13 | GREEN STREET |  |  |  |  | ELECTRONIC CHART RECORDER |  |  |  |  | N |  | AW
5108494 | UNKNOWN |  | GREEN WDLANE FLW/SETTING TKLVL /RECORDER |  | NJBC | 6 | NJBC-MH-GREEN | P203 | INSV | INST | HUSSAARM | 2013-10-13 | GREEN STREET |  |  |  |  | ELECTRONIC CHART RECORDER |  |  |  |  | N |  | AW
5109305 | UNKNOWN |  | GREEN Maple Avenue Tank Level /RECORDER |  | NJBC | 6 | NJBC-MH-GREEN | P203 | OOS | INAC INST | HUSSAARM | 2013-10-13 | GREEN STREET |  |  |  |  | ELECTRONIC CHART RECORDER |  |  |  |  | N |  | AW
5109316 | UNKNOWN |  | GREEN Vincentown Tank Level /RECORDER |  | NJBC | 6 | NJBC-MH-GREEN | P203 | INSV | INST | HUSSAARM | 2013-10-13 | GREEN STREET |  |  |  |  | ELECTRONIC CHART RECORDER |  |  |  |  | N |  | AW
5109349 | UNKNOWN |  | WOOD Settling Tank Level /RECORDER |  | NJBC | 6 | NJBC-MH-WOOD. | P203 | INSV | INST | HUSSAARM | 2013-10-13 | WOODLANE RD |  |  |  |  | ELECTRONIC CHART RECORDER |  |  |  |  | N |  | AW
5109915 | UNKNOWN |  | WOOD-W5 Well 5 /RECORDER |  | NJBC | 6 | NJBC-MH-WOOD.-W5.. | P203 | INSV | INST | HUSSAARM | 2013-10-13 | 5 ORCHARD LN |  |  |  |  | ELECTRONIC CHART RECORDER |  |  |  |  | N |  | AW
5109936 | UNKNOWN |  | WOOD-W7 Well 7 /RECORDER |  | NJBC | 6 | NJBC-MH-WOOD.-W7.. | P203 | INSV | INST | HUSSAARM | 2013-10-13 | 15 ORCHARD LN |  |  |  |  | ELECTRONIC CHART RECORDER |  |  |  |  | N |  | AW
5145843 | UNKNOWN |  | BECK-W02 Chart Recorder /FALSE |  | NJLO | 6 | NJLO-Z1-BECK.-W02. | P203 | INSV | INST | HUSSAARM | 2013-10-13 | 202 STIRRUP RD |  |  |  |  | MECHANICAL CHART RECORDER |  |  |  |  | N |  | AW
5145844 | UNKNOWN |  | BECK-W03 Chart Recorder /FALSE |  | NJLO | 6 | NJLO-Z1-BECK.-W03. | P203 | INSV | INAC INST | HUSSAARM | 2013-10-13 | 1541 HIGH HILL RD |  |  |  |  | MECHANICAL CHART RECORDER |  |  |  |  | N |  | AW
5145845 | UNKNOWN |  | BECK-W03 Chart Recorder /FALSE |  | NJLO | 6 | NJLO-Z1-BECK.-W03. | P203 | INSV | INAC INST | HUSSAARM | 2013-10-13 | 1541 HIGH HILL RD |  |  |  |  | MECHANICAL CHART RECORDER |  |  |  |  | N |  | AW
5145853 | UNKNOWN |  | BIRCH CHART RECORDER BKWSH TK /FALSE |  | NJLO | 6 | NJLO-Z1-BIRCH | P203 | INSV | INST | HUSSAARM | 2013-10-13 | 322 BIRCH CREEK ROAD |  |  |  |  | MECHANICAL CHART RECORDER |  |  |  |  | Y |  | AW
5145854 | UNKNOWN |  | BIRCH CHART RECORDER36 MG YD TK /FALSE |  | NJLO | 6 | NJLO-Z1-BIRCH | P203 | INSV | INST | HUSSAARM | 2013-10-13 | 322 BIRCH CREEK ROAD |  |  |  |  | MECHANICAL CHART RECORDER |  |  |  |  | Y |  | AW
5145861 | UNKNOWN |  | COMM CHART RECORDER25 MG YD TK /FALSE |  | NJLO | 6 | NJLO-Z1-COMM. | P203 | INSV | INST | HUSSAARM | 2013-10-13 | 657 Commodore Dr |  |  |  |  | MECHANICAL CHART RECORDER |  |  |  |  | Y |  | AW
5145864 | UNKNOWN |  | PURE-W05 Chart Recorder /FALSE |  | NJLO | 6 | NJLO-Z1-PURE.-W05. | P203 | OOS | INAC INST | HUSSAARM | 2013-10-13 | EAGLE CT |  |  |  |  | MECHANICAL CHART RECORDER |  |  |  |  | N |  | AW

## Power Surge Protection
Equipment |  | Inventory no. | Description | Full Name | AuthorizGroup | EquipCategory | Functional Loc. | Planning plant | User status | System status | Created by | Created on | Street | Size/dimens. | ManufSerialNo. | ManufPartNo. | Install. date | Amp Rating | Owned By | Power Surge Type | Special Mtn Note | Special Mtn Note Det | System Protected | Volt Rating
5117341 | UNKNOWN |  | MANS-MCC A TVSS /SURG |  | NJBC | E | NJBC-MF-MANS. | P203 | INSV | INST | HUSSAARM | 2013-10-13 | 3165 RTE 206 | [5 empty] | AW | TVSS
5117351 | UNKNOWN |  | MANS-MCC B TVSS /SURG |  | NJBC | E | NJBC-MF-MANS. | P203 | INSV | INST | HUSSAARM | 2013-10-13 | 3165 RTE 206 | [5 empty] | AW | TVSS
5135952 | UNKNOWN |  | STATION-BAR Lighting Arrestor /SURG |  | NJBC | E | NJBC-CM-STATI-BAR. | P203 | INSV | INST | HUSSAARM | 2013-10-13 | 2 STATION AVE | [5 empty] | AW | LIGHTNING ARRESTOR
5136333 | SQUARE D |  | CHEWSLNDBS Lighting Arrestor /SURG |  | NJBC | E | NJBC-CM-CHEWS | P203 | INSV | INST | HUSSAARM | 2013-10-13 | 1543 CHEWS LANDING RD | [5 empty] | AW | LIGHTNING ARRESTOR
5147853 | UNKNOWN |  | COMM 100A Power Arrestor /SURG |  | NJLO | E | NJLO-Z1-COMM. | P203 | INSV | INST | HUSSAARM | 2013-10-13 | 657 Commodore Dr | [5 empty] | AW | SURGE SUPPRESSOR |  |  |  | 480

## Power Relay
Equipment |  | Inventory no. | Description | Full Name | AuthorizGroup | EquipCategory | Functional Loc. | Planning plant | User status | System status | Created by | Created on | Street | Size/dimens. | ManufSerialNo. | ManufPartNo. | Install. date | Amp Rating | Breaker Name | Owned By | Phase ID | Power Relay Type | Special Mtn Note | Special Mtn Note Det | Style Number | Volt Rating
5140408 | ABB |  | DRWTP-RWPS GEN PH 1 VOLT /RELAY |  | NJBC | E | NJBC-BU-DRWTP-RWPS | P203 | INSV | INST | HUSSAARM | 2013-10-13 | 213 CARRIAGE LN | [6 empty] | AW |  | PWRRELAY*
5140411 | ABB |  | DRWTP-RWPS GEN PH 2 VOLT /RELAY |  | NJBC | E | NJBC-BU-DRWTP-RWPS | P203 | INSV | INST | HUSSAARM | 2013-10-13 | 213 CARRIAGE LN | [6 empty] | AW |  | PWRRELAY*
5140415 | ABB |  | DRWTP-RWPS GEN PH 3 VOLT /RELAY |  | NJBC | E | NJBC-BU-DRWTP-RWPS | P203 | INSV | INST | HUSSAARM | 2013-10-13 | 213 CARRIAGE LN | [6 empty] | AW |  | PWRRELAY*
5159000 | ABB |  | DRWTP-RWPS OVRCRNT W V RESTRNT /RELAY |  | NJBC | E | NJBC-BU-DRWTP-RWPS | P203 | INSV | INST | HUSSAARM | 2013-10-13 | 213 CARRIAGE LN | [6 empty] | AW |  | PWRRELAY*
5159001 | ABB |  | DRWTP-RWPS OVRCRRNT /RELAY |  | NJBC | E | NJBC-BU-DRWTP-RWPS | P203 | INSV | INST | HUSSAARM | 2013-10-13 | 213 CARRIAGE LN | [6 empty] | AW |  | PWRRELAY*
5159003 | ABB |  | DRWTP-RWPS UNDRFREQ /RELAY |  | NJBC | E | NJBC-BU-DRWTP-RWPS | P203 | INSV | INST | HUSSAARM | 2013-10-13 | 213 CARRIAGE LN | [6 empty] | AW |  | PWRRELAY*

## Power Panel
Equipment |  | Inventory no. | Description | Full Name | AuthorizGroup | EquipCategory | Functional Loc. | Planning plant | User status | System status | Created by | Created on | Street | Size/dimens. | ManufSerialNo. | ManufPartNo. | Install. date | Amp Rating | Fuse Size | Fused | Number of Breakers | Owned By | Power Panel Type | Special Mtn Note | Special Mtn Note Det | Volt Rating
5131721 | UNKNOWN |  | HADDONHTS-MCC CL2 BST2 ABANDONED /PP |  | NJBC | E | NJBC-CM-HAHTS | P203 | OOS | INST | HUSSAARM | 2013-10-13 | 614 W. Atlantic Ave | [8 empty] | AW | BREAKER PROTECTED
5131723 | UNKNOWN |  | HADDONHTS-MCC Furnace Fan /PP |  | NJBC | E | NJBC-CM-HAHTS | P203 | INSV | INST | HUSSAARM | 2013-10-13 | 614 W. Atlantic Ave |  |  |  |  | 0.00 A |  |  | 0 EA | AW | BREAKER PROTECTED
5131725 | UNKNOWN |  | HADDONHTS-MCC RECIRCULATING PMP /PP |  | NJBC | E | NJBC-CM-HAHTS | P203 | INSV | INST | HUSSAARM | 2013-10-13 | 614 W. Atlantic Ave |  |  |  |  | 0.00 A |  |  | 0 EA | AW | BREAKER PROTECTED
5131727 | UNKNOWN |  | HADDONHTS-MCC SUPERNAT RET PMP1 /PP |  | NJBC | E | NJBC-CM-HAHTS | P203 | INSV | INST | HUSSAARM | 2013-10-13 | 614 W. Atlantic Ave |  |  |  |  | 0.00 A |  |  | 0 EA | AW | BREAKER PROTECTED
5131733 | UNKNOWN |  | HADDONHTS-MCC SUPERNAT RET PMP2 /PP |  | NJBC | E | NJBC-CM-HAHTS | P203 | INSV | INST | HUSSAARM | 2013-10-13 | 614 W. Atlantic Ave |  |  |  |  | 0.00 A |  |  | 0 EA | AW | BREAKER PROTECTED
5131737 | UNKNOWN |  | HADDONHTS-MCC Lighting #1and #2 /PP |  | NJBC | E | NJBC-CM-HAHTS | P203 | INSV | INST | HUSSAARM | 2013-10-13 | 614 W. Atlantic Ave |  |  |  |  | 0.00 A |  |  | 0 EA | AW | BREAKER PROTECTED
5131739 | UNKNOWN |  | HADDONHTS-MCC Pressure Filter /PP |  | NJBC | E | NJBC-CM-HAHTS | P203 | INSV | INST | HUSSAARM | 2013-10-13 | 614 W. Atlantic Ave |  |  |  |  | 0.00 A |  |  | 0 EA | AW | BREAKER PROTECTED
5131741 | UNKNOWN |  | HADDONHTS-MCC Exhaust Fan #1 /PP |  | NJBC | E | NJBC-CM-HAHTS | P203 | INSV | INST | HUSSAARM | 2013-10-13 | 614 W. Atlantic Ave |  |  |  |  | 0.00 A |  |  | 0 EA | AW | BREAKER PROTECTED
5131743 | UNKNOWN |  | HADDONHTS-MCC Clarifier Drive /PP |  | NJBC | E | NJBC-CM-HAHTS | P203 | INSV | INST | HUSSAARM | 2013-10-13 | 614 W. Atlantic Ave |  |  |  |  | 0.00 A |  |  | 0 EA | AW | BREAKER PROTECTED
5131745 | UNKNOWN |  | HADDONHTS-MCC WL12 LGHT&PWR /PP |  | NJBC | E | NJBC-CM-HAHTS | P203 | INSV | INST | HUSSAARM | 2013-10-13 | 614 W. Atlantic Ave |  |  |  |  | 0.00 A |  |  | 0 EA | AW | BREAKER PROTECTED
5131748 | UNKNOWN |  | HADDONHTS-MCC CHEM BLDG LGHT&PWR /PP |  | NJBC | E | NJBC-CM-HAHTS | P203 | INSV | INST | HUSSAARM | 2013-10-13 | 614 W. Atlantic Ave |  |  |  |  | 0.00 A |  |  | 0 EA | AW | BREAKER PROTECTED
5131752 | UNKNOWN |  | HADDONHTS-MCC Lighting A /PP |  | NJBC | E | NJBC-CM-HAHTS | P203 | INSV | INST | HUSSAARM | 2013-10-13 | 614 W. Atlantic Ave |  |  |  |  | 0.00 A |  |  | 0 EA | AW | BREAKER PROTECTED
5131754 | UNKNOWN |  | HADDONHTS-MCC WL22 ABANDONED /PP |  | NJBC | E | NJBC-CM-HAHTS | P203 | OOS | INST | HUSSAARM | 2013-10-13 | 614 W. Atlantic Ave | [8 empty] | AW | BREAKER PROTECTED
5131758 | UNKNOWN |  | HADDONHTS-MCC Well #67 /PP |  | NJBC | E | NJBC-CM-HAHTS | P203 | INSV | INST | HUSSAARM | 2013-10-13 | 614 W. Atlantic Ave |  |  |  |  | 0.00 A |  |  | 0 EA | AW | BREAKER PROTECTED
5131764 | UNKNOWN |  | HADDONHTS-MCC Well #15 /PP |  | NJBC | E | NJBC-CM-HAHTS | P203 | INSV | INST | HUSSAARM | 2013-10-13 | 614 W. Atlantic Ave |  |  |  |  | 0.00 A |  |  | 0 EA | AW | BREAKER PROTECTED
5131768 | UNKNOWN |  | HADDONHTS-MCC WL14 ABANDONED /PP |  | NJBC | E | NJBC-CM-HAHTS | P203 | OOS | INST | HUSSAARM | 2013-10-13 | 614 W. Atlantic Ave | [8 empty] | AW | BREAKER PROTECTED
5131772 | UNKNOWN |  | HADDONHTS-MCC WL11 ABANDONED /PP |  | NJBC | E | NJBC-CM-HAHTS | P203 | OOS | INST | HUSSAARM | 2013-10-13 | 614 W. Atlantic Ave | [8 empty] | AW | BREAKER PROTECTED
5131780 | UNKNOWN |  | HADDONHTS-W63-MCC Lighting /PP |  | NJBC | E | NJBC-CM-HAHTS-WL63 | P203 | INSV | INST | HUSSAARM | 2013-10-13 | 120 TRENTON AVE |  |  |  |  | 0.00 A |  |  | 0 EA | AW | BREAKER PROTECTED
5131785 | UNKNOWN |  | HADDONHTS-W63-MCC Dehumidifier /PP |  | NJBC | E | NJBC-CM-HAHTS-WL63 | P203 | INSV | INST | HUSSAARM | 2013-10-13 | 120 TRENTON AVE |  |  |  |  | 0.00 A |  |  | 0 EA | AW | BREAKER PROTECTED
5131787 | UNKNOWN |  | HADDONHTS-W63-MCC OUTSDE COMP /PP |  | NJBC | E | NJBC-CM-HAHTS-WL63 | P203 | INSV | INST | HUSSAARM | 2013-10-13 | 120 TRENTON AVE |  |  |  |  | 0.00 A |  |  | 0 EA | AW | BREAKER PROTECTED
5131791 | UNKNOWN |  | BERLINCOIC-MCC MDP Low Voltage /PP |  | NJBC | E | NJBC-CM-BERLI | P203 | INSV | INST | HUSSAARM | 2013-10-13 | 74 COOPER RD |  |  |  |  | 0.00 A |  |  | 0 EA | AW | BREAKER PROTECTED
5131796 | UNKNOWN |  | BERLINCOIC-MCC MDP Pump 1 /PP |  | NJBC | E | NJBC-CM-BERLI | P203 | INSV | INST | HUSSAARM | 2013-10-13 | 74 COOPER RD |  |  |  |  | 0.00 A |  |  | 0 EA | AW | BREAKER PROTECTED
5132300 | UNKNOWN |  | BERLINCOIC-MCC MDP Pump 2 /PP |  | NJBC | E | NJBC-CM-BERLI | P203 | INSV | INST | HUSSAARM | 2013-10-13 | 74 COOPER RD |  |  |  |  | 0.00 A |  |  | 0 EA | AW | BREAKER PROTECTED
5132304 | UNKNOWN |  | BERLINCOIC-MCC MDP Pump 3 /PP |  | NJBC | E | NJBC-CM-BERLI | P203 | INSV | INST | HUSSAARM | 2013-10-13 | 74 COOPER RD |  |  |  |  | 0.00 A |  |  | 0 EA | AW | BREAKER PROTECTED
5132312 | SQUARE D |  | MEDFORDIC-MCC MDP /PP |  | NJBC | E | NJBC-BU-MEDFO | P203 | INSV | INST | HUSSAARM | 2013-10-13 | 333 MEDFORD-MT HOLLY ROAD |  |  |  |  | 125.00 A |  |  | 0 EA | AW | BREAKER PROTECTED |  |  | 120/240
5132315 | UNKNOWN |  | MEDFORDIC-MCCMDP RECIRCPMP1 /PP |  | NJBC | E | NJBC-BU-MEDFO | P203 | INSV | INST | HUSSAARM | 2013-10-13 | 333 MEDFORD-MT HOLLY ROAD |  |  |  |  | 0.00 A |  |  | 0 EA | AW | BREAKER PROTECTED
5132317 | UNKNOWN |  | MEDFORDIC-MCCMDP RECIRCPMP2 /PP |  | NJBC | E | NJBC-BU-MEDFO | P203 | INSV | INST | HUSSAARM | 2013-10-13 | 333 MEDFORD-MT HOLLY ROAD |  |  |  |  | 0.00 A |  |  | 0 EA | AW | BREAKER PROTECTED
5132319 | UNKNOWN |  | MEDFORDIC-MCC MDP Sump Pump /PP |  | NJBC | E | NJBC-BU-MEDFO | P203 | INSV | INST | HUSSAARM | 2013-10-13 | 333 MEDFORD-MT HOLLY ROAD |  |  |  |  | 0.00 A |  |  | 0 EA | AW | BREAKER PROTECTED
5132321 | UNKNOWN |  | BERLINCOIC-MCC MDP Sump Pump /PP |  | NJBC | E | NJBC-CM-BERLI | P203 | INSV | INST | HUSSAARM | 2013-10-13 | 74 COOPER RD |  |  |  |  | 0.00 A |  |  | 0 EA | AW | BREAKER PROTECTED
5131719 | UNKNOWN |  | HADDONHTS-MCC CL2 BST ABANDONED /PP |  | NJBC | E | NJBC-CM-HAHTS | P203 | OOS | INST | HUSSAARM | 2013-10-13 | 614 W. Atlantic Ave | [8 empty] | AW | BREAKER PROTECTED
5130900 | UNKNOWN |  | OTTERBROOK-MCC HS Pump #2 /PP |  | NJBC | E | NJBC-CM-OTTER | P203 | INSV | INST | HUSSAARM | 2013-10-13 | 900 SAN JOSE DR |  |  |  |  | 0.00 A |  |  | 0 EA | AW | BREAKER PROTECTED
5130902 | UNKNOWN |  | OTTERBROOK-MCC HS Pump #1 /PP |  | NJBC | E | NJBC-CM-OTTER | P203 | INSV | INST | HUSSAARM | 2013-10-13 | 900 SAN JOSE DR |  |  |  |  | 0.00 A |  |  | 0 EA | AW | BREAKER PROTECTED
5130908 | UNKNOWN |  | OTTERBROOK-MCC Lighting Panel /PP |  | NJBC | E | NJBC-CM-OTTER | P203 | INSV | INST | HUSSAARM | 2013-10-13 | 900 SAN JOSE DR |  |  |  |  | 0.00 A |  |  | 0 EA | AW | BREAKER PROTECTED
5130910 | UNKNOWN |  | OTTERBROOK-MCC Lighting Panel /PP |  | NJBC | E | NJBC-CM-OTTER | P203 | INSV | INST | HUSSAARM | 2013-10-13 | 900 SAN JOSE DR |  |  |  |  | 0.00 A |  |  | 0 EA | AW | BREAKER PROTECTED
5130926 | UNKNOWN |  | OLDORCHARD-MCC MAIN Lighting /PP |  | NJBC | E | NJBC-CM-OLDOR | P203 | INSV | INST | HUSSAARM | 2013-10-13 | ROUTE 70 EAST AT OLD ORCHARD ROAD |  |  |  |  | 0.00 A |  |  | 0 EA | AW | BREAKER PROTECTED
5130930 | UNKNOWN |  | OLDORCHARD-MCC MAIN Well #58 /PP |  | NJBC | E | NJBC-CM-OLDOR | P203 | INSV | INST | HUSSAARM | 2013-10-13 | ROUTE 70 EAST AT OLD ORCHARD ROAD |  |  |  |  | 0.00 A |  |  | 0 EA | AW | BREAKER PROTECTED
5130935 | UNKNOWN |  | OLDORCHARD-MCCMAIN HS PMP2 /PP |  | NJBC | E | NJBC-CM-OLDOR | P203 | INSV | INST | HUSSAARM | 2013-10-13 | ROUTE 70 EAST AT OLD ORCHARD ROAD |  |  |  |  | 0.00 A |  |  | 0 EA | AW | BREAKER PROTECTED
5130939 | UNKNOWN |  | OLDORCHARD-MCC MAIN Well #68 /PP |  | NJBC | E | NJBC-CM-OLDOR | P203 | INSV | INST | HUSSAARM | 2013-10-13 | ROUTE 70 EAST AT OLD ORCHARD ROAD |  |  |  |  | 0.00 A |  |  | 0 EA | AW | BREAKER PROTECTED
5130943 | UNKNOWN |  | OLDORCHARD-MCC MAIN Well #69 /PP |  | NJBC | E | NJBC-CM-OLDOR | P203 | INSV | INST | HUSSAARM | 2013-10-13 | ROUTE 70 EAST AT OLD ORCHARD ROAD |  |  |  |  | 0.00 A |  |  | 0 EA | AW | BREAKER PROTECTED
5130948 | UNKNOWN |  | OLDORCHARD-MCC MAIN Well #58 /PP |  | NJBC | E | NJBC-CM-OLDOR | P203 | INSV | INST | HUSSAARM | 2013-10-13 | ROUTE 70 EAST AT OLD ORCHARD ROAD |  |  |  |  | 0.00 A |  |  | 0 EA | AW | BREAKER PROTECTED
5130952 | UNKNOWN |  | OLDORCHARD-MCCMAIN WL58 VLT /PP |  | NJBC | E | NJBC-CM-OLDOR | P203 | INSV | INST | HUSSAARM | 2013-10-13 | ROUTE 70 EAST AT OLD ORCHARD ROAD |  |  |  |  | 0.00 A |  |  | 0 EA | AW | BREAKER PROTECTED
5130954 | UNKNOWN |  | OLDORCHARD-MCC MAIN Surge Lght Arres /PP |  | NJBC | E | NJBC-CM-OLDOR | P203 | INSV | INST | HUSSAARM | 2013-10-13 | ROUTE 70 EAST AT OLD ORCHARD ROAD |  |  |  |  | 0.00 A |  |  | 0 EA | AW | BREAKER PROTECTED
5130956 | UNKNOWN |  | OLDORCHARD-MCC MAIN Well #38 /PP |  | NJBC | E | NJBC-CM-OLDOR | P203 | INSV | INST | HUSSAARM | 2013-10-13 | ROUTE 70 EAST AT OLD ORCHARD ROAD |  |  |  |  | 0.00 A |  |  | 0 EA | AW | BREAKER PROTECTED
5130961 | UNKNOWN |  | OLDORCHARD-MCCMAIN HS PMP1 /PP |  | NJBC | E | NJBC-CM-OLDOR | P203 | INSV | INST | HUSSAARM | 2013-10-13 | ROUTE 70 EAST AT OLD ORCHARD ROAD |  |  |  |  | 0.00 A |  |  | 0 EA | AW | BREAKER PROTECTED
5130965 | UNKNOWN |  | OLDORCHARD-MCCMAIN HS PMP3 /PP |  | NJBC | E | NJBC-CM-OLDOR | P203 | INSV | INST | HUSSAARM | 2013-10-13 | ROUTE 70 EAST AT OLD ORCHARD ROAD |  |  |  |  | 0.00 A |  |  | 0 EA | AW | BREAKER PROTECTED
5130970 | UNKNOWN |  | MEDFORDIC-MCC MDP Lighting /PP |  | NJBC | E | NJBC-BU-MEDFO | P203 | INSV | INST | HUSSAARM | 2013-10-13 | 333 MEDFORD-MT HOLLY ROAD |  |  |  |  | 125.00 A |  |  | 0 EA | AW | BREAKER PROTECTED
5130972 | SQUARE D |  | MEDFORDIC-MCCMDP BSTPMP1 /PP |  | NJBC | E | NJBC-BU-MEDFO | P203 | INSV | INST | HUSSAARM | 2013-10-13 | 333 MEDFORD-MT HOLLY ROAD |  |  |  |  | 100.00 A |  |  | 0 EA | AW | BREAKER PROTECTED
5130976 | SQUARE D |  | MEDFORDIC-MCCMDP BSTPMP2 /PP |  | NJBC | E | NJBC-BU-MEDFO | P203 | INSV | INST | HUSSAARM | 2013-10-13 | 333 MEDFORD-MT HOLLY ROAD |  |  |  |  | 100.00 A |  |  | 0 EA | AW | BREAKER PROTECTED
5130985 | UNKNOWN |  | GLOUCESTERBS-MCCMAIN LGHTNG PNL /PP |  | NJBC | E | NJBC-GL-GLBST | P203 | INSV | INST | HUSSAARM | 2013-10-13 | 491 HARRISON AVE |  |  |  |  | 0.00 A |  |  | 0 EA | AW | BREAKER PROTECTED
5130987 | UNKNOWN |  | GLOUCESTERBS-MCCMCP BSTPMP1 /PP |  | NJBC | E | NJBC-GL-GLBST | P203 | INSV | INST | HUSSAARM | 2013-10-13 | 491 HARRISON AVE |  |  |  |  | 0.00 A |  |  | 0 EA | AW | BREAKER PROTECTED
5130991 | UNKNOWN |  | GLOUCESTERBS-MCCMCP BSTPMP2 /PP |  | NJBC | E | NJBC-GL-GLBST | P203 | INSV | INST | HUSSAARM | 2013-10-13 | 491 HARRISON AVE |  |  |  |  | 0.00 A |  |  | 0 EA | AW | BREAKER PROTECTED
5130996 | UNKNOWN |  | GLOUCESTERBS-MCC M Pmp Rm Ex Fan #1 /PP |  | NJBC | E | NJBC-GL-GLBST | P203 | INSV | INST | HUSSAARM | 2013-10-13 | 491 HARRISON AVE |  |  |  |  | 0.00 A |  |  | 0 EA | AW | BREAKER PROTECTED
5130998 | UNKNOWN |  | GLOUCESTERBS-MCC M Pmp Rm Ex Fan #2 /PP |  | NJBC | E | NJBC-GL-GLBST | P203 | INSV | INST | HUSSAARM | 2013-10-13 | 491 HARRISON AVE |  |  |  |  | 0.00 A |  |  | 0 EA | AW | BREAKER PROTECTED
5131701 | UNKNOWN |  | GLOUCESTERBS-MCC M Pmp Rm Ex Fan #3 /PP |  | NJBC | E | NJBC-GL-GLBST | P203 | INSV | INST | HUSSAARM | 2013-10-13 | 491 HARRISON AVE |  |  |  |  | 0.00 A |  |  | 0 EA | AW | BREAKER PROTECTED
5131704 | UNKNOWN |  | GLOUCESTERBS-MCCMAIN SODHYP PMP /PP |  | NJBC | E | NJBC-GL-GLBST | P203 | INSV | INST | HUSSAARM | 2013-10-13 | 491 HARRISON AVE |  |  |  |  | 0.00 A |  |  | 0 EA | AW | BREAKER PROTECTED
5131708 | UNKNOWN |  | GLOUCESTERBS-MCCMAIN PMP RM HTR1/PP |  | NJBC | E | NJBC-GL-GLBST | P203 | INSV | INST | HUSSAARM | 2013-10-13 | 491 HARRISON AVE |  |  |  |  | 0.00 A |  |  | 0 EA | AW | BREAKER PROTECTED
5131710 | UNKNOWN |  | GLOUCESTERBS-MCCMAIN PMP RM HTR2/PP |  | NJBC | E | NJBC-GL-GLBST | P203 | INSV | INST | HUSSAARM | 2013-10-13 | 491 HARRISON AVE |  |  |  |  | 0.00 A |  |  | 0 EA | AW | BREAKER PROTECTED
5131713 | UNKNOWN |  | GLOUCESTERBS-MCC MAIN ChemRm Htr34 /PP |  | NJBC | E | NJBC-GL-GLBST | P203 | INSV | INST | HUSSAARM | 2013-10-13 | 491 HARRISON AVE |  |  |  |  | 0.00 A |  |  | 0 EA | AW | BREAKER PROTECTED
5131717 | UNKNOWN |  | HADDONHTS-MCC WL20 LGHTNG&PWR /PP |  | NJBC | E | NJBC-CM-HAHTS | P203 | INSV | INST | HUSSAARM | 2013-10-13 | 614 W. Atlantic Ave |  |  |  |  | 0.00 A |  |  | 0 EA | AW | BREAKER PROTECTED
5132334 | UNKNOWN |  | MURRAY-MCC SODHYP PMP /PP |  | NJBC | E | NJBC-CM-MURRA | P203 | INSV | INST | HUSSAARM | 2013-10-13 | 802 MURRAY AVE | [8 empty] | AW | BREAKER PROTECTED
5135939 | UNKNOWN |  | PEMBERTIC /PP |  | NJBC | E | NJBC-BU-PEMBE | P203 | INSV | INST | HUSSAARM | 2013-10-13 | 1106 PEMBERTON-BROWNS MILLS RD |  |  |  |  | 0.00 A |  |  | 0 EA | AW | BREAKER PROTECTED
5135956 | UNKNOWN |  | RIVERROAD-BST Booster Pump #1 /PP |  | NJBC | E | NJBC-BU-RVBST-BPMP | P203 | INSV | INST | HUSSAARM | 2013-10-13 | 2767 BROAD ST |  |  |  |  | 0.00 A |  |  | 0 EA | AW | BREAKER PROTECTED
5135963 | UNKNOWN |  | RIVERROAD-BST Booster Pump #2 /PP |  | NJBC | E | NJBC-BU-RVBST-BPMP | P203 | INSV | INST | HUSSAARM | 2013-10-13 | 2767 BROAD ST |  |  |  |  | 0.00 A |  |  | 0 EA | AW | BREAKER PROTECTED
5135969 | UNKNOWN |  | RIVERROAD-BST Booster Pump #3 /PP |  | NJBC | E | NJBC-BU-RVBST-BPMP | P203 | INSV | INST | HUSSAARM | 2013-10-13 | 2767 BROAD ST |  |  |  |  | 0.00 A |  |  | 0 EA | AW | BREAKER PROTECTED
5135976 | UNKNOWN |  | SUNBURY-W96 /PP |  | NJBC | E | NJBC-PB-SUNBU-W96. | P203 | INSV | INST | HUSSAARM | 2013-10-13 | 246 ANDERSON ROAD | [8 empty] | AW | FUSE PROTECTED
5135982 | UNKNOWN |  | OLDORCHARD-W38 Lighting /PP |  | NJBC | E | NJBC-CM-OLDOR-W38. | P203 | INSV | INST | HUSSAARM | 2013-10-13 | 2070 RT 70 |  |  |  |  | 0.00 A |  |  | 0 EA | AW | BREAKER PROTECTED
5135984 | UNKNOWN |  | OLDORCHARD-W68 Lighting /PP |  | NJBC | E | NJBC-CM-OLDOR-W68. | P203 | INSV | INST | HUSSAARM | 2013-10-13 | ROUTE 70 EAST AT OLD ORCHARD ROAD |  |  |  |  | 0.00 A |  |  | 0 EA | AW | BREAKER PROTECTED
5135988 | UNKNOWN |  | OLDORCHARD-W69 Lighting /PP |  | NJBC | E | NJBC-CM-OLDOR-W69. | P203 | INSV | INST | HUSSAARM | 2013-10-13 | ROUTE 70 EAST AT OLD ORCHARD ROAD |  |  |  |  | 0.00 A |  |  | 0 EA | AW | BREAKER PROTECTED
5135993 | UNKNOWN |  | VOORHEES-W21 RECIRCULATING PMP1 /PP |  | NJBC | E | NJBC-CM-VOORH-W21. | P203 | INSV | INST | HUSSAARM | 2013-10-13 | EVESHAM RD AT GOLF VIEW DRIVE |  |  |  |  | 0.00 A |  |  | 0 EA | AW | BREAKER PROTECTED
5135997 | UNKNOWN |  | VOORHEES-W21 RECIRCULATING PMP2 /PP |  | NJBC | E | NJBC-CM-VOORH-W21. | P203 | INSV | INST | HUSSAARM | 2013-10-13 | EVESHAM RD AT GOLF VIEW DRIVE |  |  |  |  | 0.00 A |  |  | 0 EA | AW | BREAKER PROTECTED
5136360 | UNKNOWN |  | EGREENUNIC /PP |  | NJBC | E | NJBC-GL-EGUIC | P203 | INSV | INST | HUSSAARM | 2013-10-13 | 822 MIDDLESBOROUGH WAY |  |  |  |  | 60.00 A |  |  |  | AW | BREAKER PROTECTED
5136724 | UNKNOWN |  | DRWTP-SWTGR A O3RM PWRPNL /PP |  | NJBC | E | NJBC-BU-DRWTP | P203 | INSV | INST | HUSSAARM | 2013-10-13 | 213 CARRIAGE LANE |  |  |  |  | 0.00 A |  |  | 0 EA | AW | BREAKER PROTECTED |  |  | 480
5136792 | UNKNOWN |  | DRWTP-SWTGR A COMM TERMNL BOX E /PP |  | NJBC | E | NJBC-BU-DRWTP | P203 | INSV | INST | HUSSAARM | 2013-10-13 | 213 CARRIAGE LANE |  |  |  |  | 0.00 A |  |  | 0 EA | AW | BREAKER PROTECTED |  |  | 480
5136794 | UNKNOWN |  | DRWTP-SWTGR A SWIPE KEY PNL M7T2 /PP |  | NJBC | E | NJBC-BU-DRWTP | P203 | INSV | INST | HUSSAARM | 2013-10-13 | 213 CARRIAGE LANE |  |  |  |  | 0.00 A |  |  | 0 EA | AW | BREAKER PROTECTED |  |  | 480
5136795 | UNKNOWN |  | DRWTP-SWTGR A HSP METHANE RTU /PP |  | NJBC | E | NJBC-BU-DRWTP | P203 | INSV | INST | HUSSAARM | 2013-10-13 | 213 CARRIAGE LANE |  |  |  |  | 0.00 A |  |  | 0 EA | AW | BREAKER PROTECTED |  |  | 480
5137805 | UNKNOWN |  | DRWTP-MCC B LBB2 /PP |  | NJBC | E | NJBC-BU-DRWTP | P203 | INSV | INST | HUSSAARM | 2013-10-13 | 213 CARRIAGE LANE |  |  |  |  | 0.00 A |  |  | 0 EA | AW | BREAKER PROTECTED |  |  | 480
5137811 | UNKNOWN |  | DRWTP-MCC B LPB2 /PP |  | NJBC | E | NJBC-BU-DRWTP | P203 | INSV | INST | HUSSAARM | 2013-10-13 | 213 CARRIAGE LANE |  |  |  |  | 0.00 A |  |  | 0 EA | AW | BREAKER PROTECTED |  |  | 480
5137838 | UNKNOWN |  | DRWTP-MCC C LP MN BRKR /PP |  | NJBC | E | NJBC-BU-DRWTP | P203 | INSV | INST | HUSSAARM | 2013-10-13 | 213 CARRIAGE LANE |  |  |  |  | 0.00 A |  |  | 0 EA | AW | BREAKER PROTECTED |  |  | 480
5137843 | UNKNOWN |  | DRWTP-MCC C LPL1 /PP |  | NJBC | E | NJBC-BU-DRWTP | P203 | INSV | INST | HUSSAARM | 2013-10-13 | 213 CARRIAGE LANE |  |  |  |  | 0.00 A |  |  | 0 EA | AW | BREAKER PROTECTED |  |  | 480
5138153 | UNKNOWN |  | DRWTP-MCC C LPL2 /PP |  | NJBC | E | NJBC-BU-DRWTP | P203 | INSV | INST | HUSSAARM | 2013-10-13 | 213 CARRIAGE LANE |  |  |  |  | 0.00 A |  |  | 0 EA | AW | BREAKER PROTECTED |  |  | 480
5138613 | UNKNOWN |  | DRWTP-RSHS-MCC F LPF MN FDR /PP |  | NJBC | E | NJBC-BU-DRWTP-RSHS | P203 | INSV | INST | HUSSAARM | 2013-10-13 | 213 CARRIAGE LANE |  |  |  |  | 0.00 A |  |  | 0 EA | AW | BREAKER PROTECTED |  |  | 480
5138616 | UNKNOWN |  | DRWTP-RSHS-MCC F LPF120/208V /PP |  | NJBC | E | NJBC-BU-DRWTP-RSHS | P203 | INSV | INST | HUSSAARM | 2013-10-13 | 213 CARRIAGE LANE |  |  |  |  | 0.00 A |  |  | 0 EA | AW | BREAKER PROTECTED |  |  | 480
5138630 | UNKNOWN |  | DRWTP-RSHS-MCC G LP MN BRKR /PP |  | NJBC | E | NJBC-BU-DRWTP-RSHS | P203 | INSV | INST | HUSSAARM | 2013-10-13 | 213 CARRIAGE LANE |  |  |  |  | 0.00 A |  |  | 0 EA | AW | BREAKER PROTECTED |  |  | 480
5138633 | UNKNOWN |  | DRWTP-RSHS-MCC G LPG 120/208V /PP |  | NJBC | E | NJBC-BU-DRWTP-RSHS | P203 | INSV | INST | HUSSAARM | 2013-10-13 | 213 CARRIAGE LANE |  |  |  |  | 0.00 A |  |  | 0 EA | AW | BREAKER PROTECTED |  |  | 480
5139654 | UNKNOWN | NJHH-7-EPGC-1 | DRWTP ENERCON GEN MAIN PLNT /PP |  | NJBC | E | NJBC-BU-DRWTP | P203 | INSV | INST | HUSSAARM | 2013-10-13 | 213 CARRIAGE LANE | [8 empty] | AW | BREAKER PROTECTED |  |  | 480
5147847 | UNKNOWN |  | BIRCH 400A MDP /PP |  | NJLO | E | NJLO-Z1-BIRCH | P203 | INSV | INST | HUSSAARM | 2013-10-13 | 322 BIRCH CREEK ROAD |  |  |  |  | 0.00 A |  |  | 0 EA | AW | BREAKER PROTECTED |  |  | 480
5147854 | UNKNOWN |  | COMM 120V Panel /PP |  | NJLO | E | NJLO-Z1-COMM. | P203 | INSV | INST | HUSSAARM | 2013-10-13 | 657 Commodore Dr |  |  |  |  | 0.00 A |  |  | 0 EA | AW | BREAKER PROTECTED |  |  | 480
5154904 | UNKNOWN |  | GLOUCNICIC /PP |  | NJBC | E | NJBC-GL-GLNIC | P203 | INSV | INST | HUSSAARM | 2013-10-13 | 103 NICHOLSON RD |  |  |  |  | 0.00 A |  |  | 0 EA | AW | BREAKER PROTECTED
5154906 | UNKNOWN |  | EVESHAMBRKIC /PP |  | NJBC | E | NJBC-CM-EVBIC | P203 | INSV | INST | HUSSAARM | 2013-10-13 | 137 BRICK RD | [8 empty] | AW | BREAKER PROTECTED
5135935 | UNKNOWN |  | LEONAVE-W30 /PP |  | NJBC | E | NJBC-BU-LEONA-W30. | P203 | INSV | INST | HUSSAARM | 2013-10-13 | 525 LEON AVE | [8 empty] | AW | FUSE PROTECTED
5132337 | UNKNOWN |  | MURRAY-MCC CAUSTSODA PMP /PP |  | NJBC | E | NJBC-CM-MURRA | P203 | INSV | INST | HUSSAARM | 2013-10-13 | 802 MURRAY AVE | [8 empty] | AW | BREAKER PROTECTED
5132341 | UNKNOWN |  | VOORHEES-MCC HS PMP1 /PP |  | NJBC | E | NJBC-CM-VOORH | P203 | INSV | INST | HUSSAARM | 2013-10-13 | 13 GOLF VIEW DR |  |  |  |  | 0.00 A |  |  | 0 EA | AW | BREAKER PROTECTED
5132346 | UNKNOWN |  | VOORHEES-MCC HS PMP2 /PP |  | NJBC | E | NJBC-CM-VOORH | P203 | INSV | INST | HUSSAARM | 2013-10-13 | 13 GOLF VIEW DR |  |  |  |  | 0.00 A |  |  | 0 EA | AW | BREAKER PROTECTED
5132350 | UNKNOWN |  | VOORHEES-MCC Lighting Panel /PP |  | NJBC | E | NJBC-CM-VOORH | P203 | INSV | INST | HUSSAARM | 2013-10-13 | 13 GOLF VIEW DR |  |  |  |  | 0.00 A |  |  | 0 EA | AW | BREAKER PROTECTED
5132354 | UNKNOWN |  | POMONA-ALB-MCC Well 14 /PP |  | NJBC | E | NJBC-BU-POMON-ALB. | P203 | INSV | INST | HUSSAARM | 2013-10-13 | 911 POMONA ROAD |  |  |  |  | 0.00 A |  |  | 0 EA | AW | BREAKER PROTECTED
5132358 | UNKNOWN |  | POMONA-ALB-MCC Lighting /PP |  | NJBC | E | NJBC-BU-POMON-ALB. | P203 | INSV | INST | HUSSAARM | 2013-10-13 | 911 POMONA ROAD |  |  |  |  | 0.00 A |  |  | 0 EA | AW | BREAKER PROTECTED
5132369 | SQUARE D |  | DEPTCLIC-MCC Booster Pump #1 /PP |  | NJBC | E | NJBC-GL-DEPTC | P203 | INSV | INST | HUSSAARM | 2013-10-13 | 1570 CLEMENTS BRIDGE RD |  |  |  |  | 100.00 A |  |  | 0 EA | AW | BREAKER PROTECTED
5132371 | SQUARE D |  | DEPTCLIC-MCC Booster Pump #2 /PP |  | NJBC | E | NJBC-GL-DEPTC | P203 | INSV | INST | HUSSAARM | 2013-10-13 | 1570 CLEMENTS BRIDGE RD |  |  |  |  | 100.00 A |  |  | 0 EA | AW | BREAKER PROTECTED
5133036 | UNKNOWN | NJHH-85-ECBK-1 | HINELLA 60 AMP /PP |  | NJBC | E | NJBC-CM-HINEL | P203 | INSV | INST | HUSSAARM | 2013-10-13 | 502 W ATLANTIC AVE |  |  |  |  | 60.00 A |  |  |  | AW | BREAKER PROTECTED
5133052 | UNKNOWN |  | MAPLEWAVIC /PP |  | NJBC | E | NJBC-BU-MAWIC | P203 | INSV | INST | HUSSAARM | 2013-10-13 | 103 WAVERLY AVE |  |  |  |  | 100.00 A |  |  |  | AW | BREAKER PROTECTED
5133059 | UNKNOWN |  | HIGHLAND A /PP |  | NJBC | E | NJBC-BU-HIGHL | P203 | INSV | INST | HUSSAARM | 2013-10-13 | 1007 Highland Ave |  |  |  |  | 0.00 A |  |  | 0 EA | AW | BREAKER PROTECTED
5133071 | UNKNOWN |  | POMONA Lighting /PP |  | NJBC | E | NJBC-BU-POMON | P203 | INSV | INST | HUSSAARM | 2013-10-13 | 915 POMONA ROAD |  |  |  |  | 0.00 A |  |  | 0 EA | AW | BREAKER PROTECTED
5133091 | UNKNOWN |  | PEMBERTIC Low Voltage /PP |  | NJBC | E | NJBC-BU-PEMBE | P203 | INSV | INST | HUSSAARM | 2013-10-13 | 1106 PEMBERTON-BROWNS MILLS RD |  |  |  |  | 0.00 A |  |  | 0 EA | AW | BREAKER PROTECTED
5133097 | UNKNOWN |  | FELLOWSHIP PNL /PP |  | NJBC | E | NJBC-BU-FELLO | P203 | INSV | INST | HUSSAARM | 2013-10-13 | 3 SPRINGDALE RD |  |  |  |  | 0.00 A |  |  | 0 EA | AW | BREAKER PROTECTED
5133099 | UNKNOWN |  | FELLOWSHIP LPP /PP |  | NJBC | E | NJBC-BU-FELLO | P203 | INSV | INST | HUSSAARM | 2013-10-13 | 3 SPRINGDALE RD |  |  |  |  | 0.00 A |  |  | 0 EA | AW | BREAKER PROTECTED
5133644 | UNKNOWN |  | WINSLOWBS Low Voltage /PP |  | NJBC | E | NJBC-CM-WIBST | P203 | INSV | INST | HUSSAARM | 2013-10-13 | 80 COOPER RD |  |  |  |  | 0.00 A |  |  | 0 EA | AW | BREAKER PROTECTED
5134589 | UNKNOWN |  | RUNNEMEDE /PP |  | NJBC | E | NJBC-CM-RUNNE | P203 | INSV | INST | HUSSAARM | 2013-10-13 | 28 ST CLAIR AVE |  |  |  |  | 0.00 A |  |  | 0 EA | AW | BREAKER PROTECTED
5134904 | UNKNOWN |  | SOMERDALE-W14 Low Voltage /PP |  | NJBC | E | NJBC-CM-SOMER-W14. | P203 | INSV | INST | HUSSAARM | 2013-10-13 | 26 ELM AVE |  |  |  |  | 0.00 A |  |  | 0 EA | AW | BREAKER PROTECTED
5135304 | UNKNOWN |  | OTTERBROOK-W34 /PP |  | NJBC | E | NJBC-CM-OTTER-W34. | P203 | INSV | INST | HUSSAARM | 2013-10-13 | 413 N OTTER BRANCH DR |  |  |  |  | 0.00 A |  |  | 0 EA | AW | BREAKER PROTECTED
5135312 | UNKNOWN |  | POMONA-ALB-W14 /PP |  | NJBC | E | NJBC-BU-POMON-ALB.-W14. | P203 | INSV | INST | HUSSAARM | 2013-10-13 | 2712 NEW ALBANY RD |  |  |  |  | 0.00 A |  |  | 0 EA | AW | BREAKER PROTECTED
5135316 | UNKNOWN |  | POMONA-ALB-W26 /PP |  | NJBC | E | NJBC-BU-POMON-ALB.-W26. | P203 | INSV | INST | HUSSAARM | 2013-10-13 | 2712 NEW ALBANY RD |  |  |  |  | 0.00 A |  |  | 0 EA | AW | BREAKER PROTECTED
5135376 | UNKNOWN |  | MTLAURBRIC /PP |  | NJBC | E | NJBC-BU-MLBIC | P203 | INSV | INST | HUSSAARM | 2013-10-13 | 3321 MARNE HWY |  |  |  |  | 100.00 A |  |  |  | AW | BREAKER PROTECTED
5135386 | GE |  | CHAPELAVIC /PP |  | NJBC | E | NJBC-CM-CHAPE | P203 | INSV | INST | HUSSAARM | 2013-10-13 | CHAPEL AVENUE |  |  |  |  | 30.00 A |  |  |  | AW | BREAKER PROTECTED
5135908 | UNKNOWN |  | EGBERT-W18 /PP |  | NJBC | E | NJBC-CM-EGBER-W18. | P203 | INSV | INST | HUSSAARM | 2013-10-13 | 1328 SYLVAN AVE | [8 empty] | AW | FUSE PROTECTED
5135910 | UNKNOWN |  | EGBERT-W35 /PP |  | NJBC | E | NJBC-CM-EGBER-W35. | P203 | INSV | INST | HUSSAARM | 2013-10-13 | 1328 SYLVAN AVE | [8 empty] | AW | FUSE PROTECTED
5135912 | UNKNOWN |  | FELLOWSHIP Pump 2 /PP |  | NJBC | E | NJBC-BU-FELLO | P203 | INSV | INST | HUSSAARM | 2013-10-13 | 3 SPRINGDALE RD |  |  |  |  | 0.00 A |  |  | 0 EA | AW | BREAKER PROTECTED
5135914 | UNKNOWN |  | FELLOWSHIP Pump 1 /PP |  | NJBC | E | NJBC-BU-FELLO | P203 | INSV | INST | HUSSAARM | 2013-10-13 | 3 SPRINGDALE RD |  |  |  |  | 0.00 A |  |  | 0 EA | AW | BREAKER PROTECTED
5135919 | UNKNOWN |  | HIGHLAND-W13 /PP |  | NJBC | E | NJBC-BU-HIGHL-W13. | P203 | INSV | INST | HUSSAARM | 2013-10-13 | 1102 MORGAN AVE |  |  |  |  | 0.00 A |  |  | 0 EA | AW | BREAKER PROTECTED
5135921 | UNKNOWN |  | HIGHLAND-W27 /PP |  | NJBC | E | NJBC-BU-HIGHL-W27. | P203 | INSV | INST | HUSSAARM | 2013-10-13 | 1007 HIGHLAND AVE |  |  |  |  | 0.00 A |  |  | 0 EA | AW | BREAKER PROTECTED
5127888 | UNKNOWN |  | POMONA-MCC Well #10 /PP |  | NJBC | E | NJBC-BU-POMON | P203 | INSV | INST | HUSSAARM | 2013-10-13 | 915 POMONA ROAD |  |  |  |  | 0.00 A |  |  | 0 EA | AW | BREAKER PROTECTED
5127894 | UNKNOWN |  | COOPER-IVY-MCC Lighting /PP |  | NJBC | E | NJBC-BU-COOPE-IVY. | P203 | INSV | INST | HUSSAARM | 2013-10-13 | 213 IVY RD | [8 empty] | AW | BREAKER PROTECTED
5127896 | UNKNOWN |  | COOPER-IVY-MCC Room Heater /PP |  | NJBC | E | NJBC-BU-COOPE-IVY. | P203 | INSV | INST | HUSSAARM | 2013-10-13 | 213 IVY RD | [8 empty] | AW | BREAKER PROTECTED
5127899 | UNKNOWN |  | COOPER-IVY-MCC Chemical Room /PP |  | NJBC | E | NJBC-BU-COOPE-IVY. | P203 | INSV | INST | HUSSAARM | 2013-10-13 | 213 IVY RD | [8 empty] | AW | BREAKER PROTECTED
5128701 | UNKNOWN |  | COOPER-IVY-MCC REL COMP /PP |  | NJBC | E | NJBC-BU-COOPE-IVY. | P203 | INSV | INST | HUSSAARM | 2013-10-13 | 213 IVY RD | [8 empty] | AW | BREAKER PROTECTED
5128703 | UNKNOWN |  | COOPER-IVY-MCC Booster Pump #22 /PP |  | NJBC | E | NJBC-BU-COOPE-IVY. | P203 | INSV | INST | HUSSAARM | 2013-10-13 | 213 IVY RD | [8 empty] | AW | BREAKER PROTECTED
5128704 | SQUARE D |  | COOPER-IVY-MCC Well Pump #22 /PP |  | NJBC | E | NJBC-BU-COOPE-IVY. | P203 | INSV | INST | HUSSAARM | 2013-10-13 | 213 IVY RD | [8 empty] | AW | BREAKER PROTECTED |  |  | 480
5128718 | UNKNOWN |  | MURRAY-MCC Dehumidifier #1 /PP |  | NJBC | E | NJBC-CM-MURRA | P203 | INSV | INST | HUSSAARM | 2013-10-13 | 802 MURRAY AVE | [8 empty] | AW | BREAKER PROTECTED
5128719 | UNKNOWN |  | MURRAY-MCC Unit Heater #1 /PP |  | NJBC | E | NJBC-CM-MURRA | P203 | INSV | INST | HUSSAARM | 2013-10-13 | 802 MURRAY AVE | [8 empty] | AW | BREAKER PROTECTED
5128720 | UNKNOWN |  | MURRAY-MCC Unit Heater #2 /PP |  | NJBC | E | NJBC-CM-MURRA | P203 | INSV | INST | HUSSAARM | 2013-10-13 | 802 MURRAY AVE | [8 empty] | AW | BREAKER PROTECTED
5128721 | UNKNOWN |  | MURRAY-MCC Unit Heater #3 /PP |  | NJBC | E | NJBC-CM-MURRA | P203 | INSV | INST | HUSSAARM | 2013-10-13 | 802 MURRAY AVE | [8 empty] | AW | BREAKER PROTECTED
5128722 | UNKNOWN |  | MURRAY-MCC Well 66 Pump /PP |  | NJBC | E | NJBC-CM-MURRA | P203 | INSV | INST | HUSSAARM | 2013-10-13 | 802 MURRAY AVE | [8 empty] | AW | BREAKER PROTECTED
5128725 | UNKNOWN |  | MURRAY-MCC MOT OPERATED VALVES /PP |  | NJBC | E | NJBC-CM-MURRA | P203 | INSV | INST | HUSSAARM | 2013-10-13 | 802 MURRAY AVE | [8 empty] | AW | BREAKER PROTECTED
5128727 | UNKNOWN |  | MURRAY-MCC SPARE /PP |  | NJBC | E | NJBC-CM-MURRA | P203 | INSV | INST | HUSSAARM | 2013-10-13 | 802 MURRAY AVE | [8 empty] | AW | BREAKER PROTECTED
5128728 | UNKNOWN |  | MURRAY-MCC Exaust Fan #1 /PP |  | NJBC | E | NJBC-CM-MURRA | P203 | INSV | INST | HUSSAARM | 2013-10-13 | 802 MURRAY AVE | [8 empty] | AW | BREAKER PROTECTED
5128730 | UNKNOWN |  | GIBBSBOROBS-MCC Pump 1 /PP |  | NJBC | E | NJBC-CM-GBBST | P203 | INSV | INST | HUSSAARM | 2013-10-13 | 79 LUCAS BLVD |  |  |  |  | 0.00 A |  |  | 0 EA | AW | BREAKER PROTECTED
5128731 | UNKNOWN |  | GIBBSBOROBS-MCC 40 amp /PP |  | NJBC | E | NJBC-CM-GBBST | P203 | INSV | INST | HUSSAARM | 2013-10-13 | 79 LUCAS BLVD |  |  |  |  | 40.00 A |  |  | 0 EA | AW | BREAKER PROTECTED
5128733 | UNKNOWN |  | GIBBSBOROBS-MCC Heaters /PP |  | NJBC | E | NJBC-CM-GBBST | P203 | INSV | INST | HUSSAARM | 2013-10-13 | 79 LUCAS BLVD |  |  |  |  | 0.00 A |  |  | 0 EA | AW | BREAKER PROTECTED
5128735 | UNKNOWN |  | GIBBSBOROBS-MCC Lighting 1 /PP |  | NJBC | E | NJBC-CM-GBBST | P203 | INSV | INST | HUSSAARM | 2013-10-13 | 79 LUCAS BLVD |  |  |  |  | 0.00 A |  |  | 0 EA | AW | BREAKER PROTECTED
5128737 | UNKNOWN |  | GIBBSBOROBS-MCC Lighting 2 /PP |  | NJBC | E | NJBC-CM-GBBST | P203 | INSV | INST | HUSSAARM | 2013-10-13 | 79 LUCAS BLVD |  |  |  |  | 0.00 A |  |  | 0 EA | AW | BREAKER PROTECTED
5128739 | UNKNOWN |  | BROWNING-MCCA HS PMP1 /PP |  | NJBC | E | NJBC-CM-BROWN | P203 | INSV | INST | HUSSAARM | 2013-10-13 | BROWINING LANE |  |  |  |  | 0.00 A |  |  | 0 EA | AW | BREAKER PROTECTED
5128742 | UNKNOWN |  | BROWNING-MCC A Well Pump #44 /PP |  | NJBC | E | NJBC-CM-BROWN | P203 | INSV | INST | HUSSAARM | 2013-10-13 | BROWINING LANE |  |  |  |  | 0.00 A |  |  | 0 EA | AW | BREAKER PROTECTED
5128745 | UNKNOWN |  | BROWNING-MCC A Sludge Pump #1 /PP |  | NJBC | E | NJBC-CM-BROWN | P203 | INSV | INST | HUSSAARM | 2013-10-13 | BROWINING LANE |  |  |  |  | 0.00 A |  |  | 0 EA | AW | BREAKER PROTECTED
5128747 | UNKNOWN |  | BROWNING-MCC B Well Pump #45 /PP |  | NJBC | E | NJBC-CM-BROWN | P203 | INSV | INST | HUSSAARM | 2013-10-13 | BROWINING LANE |  |  |  |  | 0.00 A |  |  | 0 EA | AW | BREAKER PROTECTED
5128749 | UNKNOWN |  | BROWNING-MCCB HS PMP2 /PP |  | NJBC | E | NJBC-CM-BROWN | P203 | INSV | INST | HUSSAARM | 2013-10-13 | BROWINING LANE |  |  |  |  | 0.00 A |  |  | 0 EA | AW | BREAKER PROTECTED
5128751 | UNKNOWN |  | BROWNING-MCC B Sludge Pump #2 /PP |  | NJBC | E | NJBC-CM-BROWN | P203 | INSV | INST | HUSSAARM | 2013-10-13 | BROWINING LANE |  |  |  |  | 0.00 A |  |  | 0 EA | AW | BREAKER PROTECTED
5128753 | UNKNOWN |  | BROWNING-MCC C Well Pump #46 /PP |  | NJBC | E | NJBC-CM-BROWN | P203 | INSV | INST | HUSSAARM | 2013-10-13 | BROWINING LANE |  |  |  |  | 0.00 A |  |  | 0 EA | AW | BREAKER PROTECTED
5128757 | UNKNOWN |  | BROWNING-MCC C Clarifier Drive /PP |  | NJBC | E | NJBC-CM-BROWN | P203 | INSV | INST | HUSSAARM | 2013-10-13 | BROWINING LANE |  |  |  |  | 0.00 A |  |  | 0 EA | AW | BREAKER PROTECTED
5128760 | UNKNOWN |  | BROWNING-MCC C Attic Fan B /PP |  | NJBC | E | NJBC-CM-BROWN | P203 | INSV | INST | HUSSAARM | 2013-10-13 | BROWINING LANE |  |  |  |  | 0.00 A |  |  | 0 EA | AW | BREAKER PROTECTED
5127885 | UNKNOWN |  | POMONA-MCC Well #12 /PP |  | NJBC | E | NJBC-BU-POMON | P203 | INSV | INST | HUSSAARM | 2013-10-13 | 915 POMONA ROAD |  |  |  |  | 0.00 A |  |  | 0 EA | AW | BREAKER PROTECTED
5093265 | #N/A |  | HENRY Breaker /PP |  | NJBC | E | NJBC-CM-ANCOR | P203 | INSV | INST | HUSSAARM | 2013-10-13 | HENRY STREET | [8 empty] | AW | BREAKER PROTECTED
5093266 | #N/A |  | BLUEA Breaker /PP |  | NJBC | E | NJBC-CM-BLUEA | P203 | INSV | INST | HUSSAARM | 2013-10-13 | BLUE ANCHOR RD / RTE 73 | [8 empty] | AW | BREAKER PROTECTED
5096169 | UNKNOWN |  | BRIG Low Voltage Panel /PP |  | NJBP | E | NJBP-Z1-BRIG. | P203 | INSV | INST | HUSSAARM | 2013-10-13 | 9 Railroad Ave |  |  |  |  | 0.00 A |  |  | 0 EA | AW | FUSE PROTECTED
5096673 | UNKNOWN |  | WALN MDP /PP |  | NJHR | E | NJHR-Z1-WALN. | P203 | INSV | INST | HUSSAARM | 2013-10-13 | 102 BRIDGETON PIKE |  |  |  |  | 0.00 A |  |  | 0 EA | AW | BREAKER PROTECTED
5096674 | UNKNOWN |  | MILL MDP /PP |  | NJHR | E | NJHR-Z1-MILL. | P203 | INSV | INST | HUSSAARM | 2013-10-13 | 14 Mill Rd |  |  |  |  | 0.00 A |  |  | 0 EA | AW | BREAKER PROTECTED
5096675 | UNKNOWN |  | WOOD MDP /PP |  | NJHR | E | NJHR-Z1-WOOD. | P203 | INSV | INST | HUSSAARM | 2013-10-13 | 260 Woodland Ave |  |  |  |  | 0.00 A |  |  | 0 EA | AW | BREAKER PROTECTED
5096677 | UNKNOWN |  | WALN LP-1 /PP |  | NJHR | E | NJHR-Z1-WALN. | P203 | INSV | INST | HUSSAARM | 2013-10-13 | 102 BRIDGETON PIKE |  |  |  |  | 0.00 A |  |  | 0 EA | AW | BREAKER PROTECTED
5103845 | UNKNOWN |  | PEDR-PMP Lighting Panel 200Amp /PP |  | NJPG | E | NJPG-PG-PEDR.-PMP. | P203 | INSV | INST | HUSSAARM | 2013-10-13 | 17 CAROLINA RD |  |  |  |  | 0.00 A |  |  | 0 EA | AW | BREAKER PROTECTED
5103856 | UNKNOWN |  | RANN Lighting Panel 2-1 /PP |  | NJPG | E | NJPG-PG-RANN. | P203 | INSV | INST | HUSSAARM | 2013-10-13 | 370 HARDING HWY |  |  |  |  | 0.00 A |  |  | 0 EA | AW | BREAKER PROTECTED
5103857 | UNKNOWN |  | RANN Lighting Panel 2-2 /PP |  | NJPG | E | NJPG-PG-RANN. | P203 | INSV | INST | HUSSAARM | 2013-10-13 | 370 HARDING HWY |  |  |  |  | 0.00 A |  |  | 0 EA | AW | BREAKER PROTECTED
5103858 | UNKNOWN |  | RANN Lighting Panel 3 /PP |  | NJPG | E | NJPG-PG-RANN. | P203 | INSV | INST | HUSSAARM | 2013-10-13 | 370 HARDING HWY |  |  |  |  | 0.00 A |  |  | 0 EA | AW | BREAKER PROTECTED
5117365 | UNKNOWN |  | WOOD-MCC480V LP1 GEN RM /PP |  | NJBC | E | NJBC-MH-WOOD. | P203 | INSV | INST | HUSSAARM | 2013-10-13 | WOODLANE RD |  |  |  |  | 0.00 A |  |  | 0 EA | AW | BREAKER PROTECTED |  |  | 480
5117396 | UNKNOWN |  | GREEN-MCC Panel Board LP1 /PP |  | NJBC | E | NJBC-MH-GREEN | P203 | INSV | INST | HUSSAARM | 2013-10-13 | GREEN STREET |  |  |  |  | 0.00 A |  |  | 0 EA | AW | BREAKER PROTECTED |  |  | 480
5117923 | UNKNOWN |  | GREEN-MCC Distribution P1 /PP |  | NJBC | E | NJBC-MH-GREEN | P203 | INSV | INST | HUSSAARM | 2013-10-13 | GREEN STREET |  |  |  |  | 0.00 A |  |  | 0 EA | AW | BREAKER PROTECTED |  |  | 480
5117931 | UNKNOWN |  | MANS Master Dist Panel 3000A /PP |  | NJBC | E | NJBC-MF-MANS. | P203 | INSV | INST | HUSSAARM | 2013-10-13 | 3165 RTE 206 |  |  |  |  | 0.00 A |  |  | 0 EA | AW | BREAKER PROTECTED
5117981 | UNKNOWN |  | EVERPMP Low Voltage Panel /PP |  | NJBC | E | NJBC-MH-EVERP | P203 | INSV | INST | HUSSAARM | 2013-10-13 | EVERGREEN RD |  |  |  |  | 0.00 A |  |  | 0 EA | AW | BREAKER PROTECTED
5118500 | UNKNOWN |  | MANS-PLT Lighting Panel 1 /PP |  | NJBC | E | NJBC-MF-MANS.-PLT. | P203 | INSV | INST | HUSSAARM | 2013-10-13 | 3165 RTE 206 |  |  |  |  | 0.00 A |  |  | 0 EA | AW | BREAKER PROTECTED
5118501 | UNKNOWN |  | HOME 30 Circuit Panel /PP |  | NJBC | E | NJBC-HS-HOME. | P203 | INSV | INST | HUSSAARM | 2013-10-13 | JACK HEDDING ROAD |  |  |  |  | 0.00 A |  |  | 0 EA | AW | BREAKER PROTECTED
5127863 | UNKNOWN |  | HIGHLAND-MCC CAUST RM HTR /PP |  | NJBC | E | NJBC-BU-HIGHL | P203 | INSV | INST | HUSSAARM | 2013-10-13 | 1007 Highland Ave |  |  |  |  | 0.00 A |  |  | 0 EA | AW | BREAKER PROTECTED
5127864 | UNKNOWN |  | HIGHLAND-MCC Chill Room Heater /PP |  | NJBC | E | NJBC-BU-HIGHL | P203 | INSV | INST | HUSSAARM | 2013-10-13 | 1007 Highland Ave |  |  |  |  | 0.00 A |  |  | 0 EA | AW | BREAKER PROTECTED
5127866 | UNKNOWN |  | HIGHLAND-MCC Drain Pump /PP |  | NJBC | E | NJBC-BU-HIGHL | P203 | INSV | INST | HUSSAARM | 2013-10-13 | 1007 Highland Ave |  |  |  |  | 0.00 A |  |  | 0 EA | AW | BREAKER PROTECTED
5127869 | UNKNOWN |  | HIGHLAND-MCC Well Pump #13 /PP |  | NJBC | E | NJBC-BU-HIGHL | P203 | INSV | INST | HUSSAARM | 2013-10-13 | 1007 Highland Ave |  |  |  |  | 0.00 A |  |  | 0 EA | AW | BREAKER PROTECTED
5127870 | UNKNOWN |  | HIGHLAND-MCC Well Pump #27 /PP |  | NJBC | E | NJBC-BU-HIGHL | P203 | INSV | INST | HUSSAARM | 2013-10-13 | 1007 Highland Ave |  |  |  |  | 0.00 A |  |  | 0 EA | AW | BREAKER PROTECTED
5127874 | UNKNOWN |  | HIGHLAND-MCC Dehum /PP |  | NJBC | E | NJBC-BU-HIGHL | P203 | INSV | INST | HUSSAARM | 2013-10-13 | 1007 Highland Ave |  |  |  |  | 0.00 A |  |  | 0 EA | AW | BREAKER PROTECTED
5127875 | UNKNOWN |  | HIGHLAND-MCC Exhaust Fan #1 /PP |  | NJBC | E | NJBC-BU-HIGHL | P203 | INSV | INST | HUSSAARM | 2013-10-13 | 1007 Highland Ave |  |  |  |  | 0.00 A |  |  | 0 EA | AW | BREAKER PROTECTED
5127876 | UNKNOWN |  | HIGHLAND-MCC Lighting 1 /PP |  | NJBC | E | NJBC-BU-HIGHL | P203 | INSV | INST | HUSSAARM | 2013-10-13 | 1007 Highland Ave |  |  |  |  | 0.00 A |  |  | 0 EA | AW | BREAKER PROTECTED
5127880 | UNKNOWN |  | POMONA-MCC Heater Well Room /PP |  | NJBC | E | NJBC-BU-POMON | P203 | INSV | INST | HUSSAARM | 2013-10-13 | 915 POMONA ROAD |  |  |  |  | 0.00 A |  |  | 0 EA | AW | BREAKER PROTECTED
5127881 | UNKNOWN |  | POMONA-MCC Panel 24 /PP |  | NJBC | E | NJBC-BU-POMON | P203 | INSV | INST | HUSSAARM | 2013-10-13 | 915 POMONA ROAD |  |  |  |  | 0.00 A |  |  | 0 EA | AW | BREAKER PROTECTED
5127884 | UNKNOWN |  | POMONA-MCC Main Panelboard /PP |  | NJBC | E | NJBC-BU-POMON | P203 | INSV | INST | HUSSAARM | 2013-10-13 | 915 POMONA ROAD |  |  |  |  | 0.00 A |  |  | 0 EA | AW | BREAKER PROTECTED
5128761 | UNKNOWN |  | BROWNING-MCC C SF - 1 /PP |  | NJBC | E | NJBC-CM-BROWN | P203 | INSV | INST | HUSSAARM | 2013-10-13 | BROWINING LANE |  |  |  |  | 0.00 A |  |  | 0 EA | AW | BREAKER PROTECTED
5129683 | UNKNOWN |  | GIBBSSTA-MCC Washwater Pump #1 /PP |  | NJBC | E | NJBC-CM-GBSTA | P203 | INSV | INST | HUSSAARM | 2013-10-13 | 1 LINDEN AVE |  |  |  |  | 0.00 A |  |  | 0 EA | AW | BREAKER PROTECTED
5129687 | UNKNOWN |  | GIBBSSTA-MCC Washwater Pump #2 /PP |  | NJBC | E | NJBC-CM-GBSTA | P203 | INSV | INST | HUSSAARM | 2013-10-13 | 1 LINDEN AVE |  |  |  |  | 0.00 A |  |  | 0 EA | AW | BREAKER PROTECTED
5129691 | UNKNOWN |  | GIBBSSTA-MCC Air Compressor /PP |  | NJBC | E | NJBC-CM-GBSTA | P203 | INSV | INST | HUSSAARM | 2013-10-13 | 1 LINDEN AVE |  |  |  |  | 0.00 A |  |  | 0 EA | AW | BREAKER PROTECTED
5129693 | UNKNOWN |  | GIBBSSTA-MCC Attic Fan 1 /PP |  | NJBC | E | NJBC-CM-GBSTA | P203 | INSV | INST | HUSSAARM | 2013-10-13 | 1 LINDEN AVE |  |  |  |  | 0.00 A |  |  | 0 EA | AW | BREAKER PROTECTED
5129695 | UNKNOWN |  | GIBBSSTA-MCC Attic Fan 2 /PP |  | NJBC | E | NJBC-CM-GBSTA | P203 | INSV | INST | HUSSAARM | 2013-10-13 | 1 LINDEN AVE |  |  |  |  | 0.00 A |  |  | 0 EA | AW | BREAKER PROTECTED
5129698 | UNKNOWN |  | GIBBSSTA-MCC Aux Engine Heater /PP |  | NJBC | E | NJBC-CM-GBSTA | P203 | INSV | INST | HUSSAARM | 2013-10-13 | 1 LINDEN AVE |  |  |  |  | 0.00 A |  |  | 0 EA | AW | BREAKER PROTECTED
5130105 | UNKNOWN |  | GIBBSSTA-MCCW42 SUPERNAT PMP1 /PP |  | NJBC | E | NJBC-CM-GBSTA | P203 | INSV | INST | HUSSAARM | 2013-10-13 | 1 LINDEN AVE |  |  |  |  | 0.00 A |  |  | 0 EA | AW | BREAKER PROTECTED
5130107 | UNKNOWN |  | GIBBSSTA-MCCW42 SUPERNAT PMP2 /PP |  | NJBC | E | NJBC-CM-GBSTA | P203 | INSV | INST | HUSSAARM | 2013-10-13 | 1 LINDEN AVE |  |  |  |  | 0.00 A |  |  | 0 EA | AW | BREAKER PROTECTED
5130114 | UNKNOWN |  | GIBBSSTA-MCC W42 Lighting 1 /PP |  | NJBC | E | NJBC-CM-GBSTA | P203 | INSV | INST | HUSSAARM | 2013-10-13 | 1 LINDEN AVE |  |  |  |  | 0.00 A |  |  | 0 EA | AW | BREAKER PROTECTED
5130116 | UNKNOWN |  | GIBBSSTA-MCC W42 Lighting 2 /PP |  | NJBC | E | NJBC-CM-GBSTA | P203 | INSV | INST | HUSSAARM | 2013-10-13 | 1 LINDEN AVE |  |  |  |  | 0.00 A |  |  | 0 EA | AW | BREAKER PROTECTED
5130118 | UNKNOWN |  | GIBBSSTA-MCC W42 Light /PP |  | NJBC | E | NJBC-CM-GBSTA | P203 | INSV | INST | HUSSAARM | 2013-10-13 | 1 LINDEN AVE |  |  |  |  | 0.00 A |  |  | 0 EA | AW | BREAKER PROTECTED
5130120 | UNKNOWN |  | GIBBSSTA-MCCW42 CLARIF DR /PP |  | NJBC | E | NJBC-CM-GBSTA | P203 | INSV | INST | HUSSAARM | 2013-10-13 | 1 LINDEN AVE |  |  |  |  | 0.00 A |  |  | 0 EA | AW | BREAKER PROTECTED
5130124 | UNKNOWN |  | GIBBSSTA-MCC W42 Heater /PP |  | NJBC | E | NJBC-CM-GBSTA | P203 | INSV | INST | HUSSAARM | 2013-10-13 | 1 LINDEN AVE |  |  |  |  | 0.00 A |  |  | 0 EA | AW | BREAKER PROTECTED
5130128 | UNKNOWN |  | LAURELSP-MCC HS PMP1 /PP |  | NJBC | E | NJBC-CM-LAURE | P203 | INSV | INST | HUSSAARM | 2013-10-13 | 820 GRAND AVENUE |  |  |  |  | 0.00 A |  |  | 0 EA | AW | BREAKER PROTECTED
5130133 | UNKNOWN |  | LAURELSP-MCC Well #60 /PP |  | NJBC | E | NJBC-CM-LAURE | P203 | INSV | INST | HUSSAARM | 2013-10-13 | 820 GRAND AVENUE |  |  |  |  | 0.00 A |  |  | 0 EA | AW | BREAKER PROTECTED
5130137 | UNKNOWN |  | LAURELSP-MCC Well #61 /PP |  | NJBC | E | NJBC-CM-LAURE | P203 | INSV | INST | HUSSAARM | 2013-10-13 | 820 GRAND AVENUE |  |  |  |  | 0.00 A |  |  | 0 EA | AW | BREAKER PROTECTED
5130142 | UNKNOWN |  | LAURELSP-MCC HS PMP2 /PP |  | NJBC | E | NJBC-CM-LAURE | P203 | INSV | INST | HUSSAARM | 2013-10-13 | 820 GRAND AVENUE |  |  |  |  | 0.00 A |  |  | 0 EA | AW | BREAKER PROTECTED
5130147 | UNKNOWN |  | LAURELSP-MCC Well #10 /PP |  | NJBC | E | NJBC-CM-LAURE | P203 | INSV | INST | HUSSAARM | 2013-10-13 | 820 GRAND AVENUE |  |  |  |  | 0.00 A |  |  | 0 EA | AW | BREAKER PROTECTED
5130151 | UNKNOWN |  | LAURELSP-MCC HS PMP3 /PP |  | NJBC | E | NJBC-CM-LAURE | P203 | INSV | INST | HUSSAARM | 2013-10-13 | 820 GRAND AVENUE |  |  |  |  | 0.00 A |  |  | 0 EA | AW | BREAKER PROTECTED
5130155 | UNKNOWN |  | LAURELSP-MCC Well #1 /PP |  | NJBC | E | NJBC-CM-LAURE | P203 | INSV | INST | HUSSAARM | 2013-10-13 | 820 GRAND AVENUE |  |  |  |  | 0.00 A |  |  | 0 EA | AW | BREAKER PROTECTED
5130159 | UNKNOWN |  | LAURELSP-MCC Well #4 /PP |  | NJBC | E | NJBC-CM-LAURE | P203 | INSV | INST | HUSSAARM | 2013-10-13 | 820 GRAND AVENUE |  |  |  |  | 0.00 A |  |  | 0 EA | AW | BREAKER PROTECTED
5130164 | UNKNOWN |  | LAURELSP-MCC Well Pump #15 /PP |  | NJBC | E | NJBC-CM-LAURE | P203 | INSV | INST | HUSSAARM | 2013-10-13 | 820 GRAND AVENUE |  |  |  |  | 0.00 A |  |  | 0 EA | AW | BREAKER PROTECTED
5130171 | UNKNOWN |  | LAURELSP-MCC Well Pump #8 /PP |  | NJBC | E | NJBC-CM-LAURE | P203 | INSV | INST | HUSSAARM | 2013-10-13 | 820 GRAND AVENUE |  |  |  |  | 0.00 A |  |  | 0 EA | AW | BREAKER PROTECTED
5130175 | UNKNOWN |  | LAURELSP-MCC Well Pump #13 /PP |  | NJBC | E | NJBC-CM-LAURE | P203 | INSV | INST | HUSSAARM | 2013-10-13 | 820 GRAND AVENUE |  |  |  |  | 0.00 A |  |  | 0 EA | AW | BREAKER PROTECTED
5130181 | UNKNOWN |  | LAURELSP-MCC COMP 4 WL PMPS /PP |  | NJBC | E | NJBC-CM-LAURE | P203 | INSV | INST | HUSSAARM | 2013-10-13 | 820 GRAND AVENUE |  |  |  |  | 0.00 A |  |  | 0 EA | AW | BREAKER PROTECTED
5130183 | UNKNOWN |  | OTTERBRK-MCC HS PMP1 /PP |  | NJBC | E | NJBC-CM-OTTER | P203 | INSV | INST | HUSSAARM | 2013-10-13 | 900 SAN JOSE DR |  |  |  |  | 0.00 A |  |  | 0 EA | AW | BREAKER PROTECTED
5130187 | UNKNOWN |  | OTTERBROOK-MCC MOV By Limque vlv /PP |  | NJBC | E | NJBC-CM-OTTER | P203 | INSV | INST | HUSSAARM | 2013-10-13 | 900 SAN JOSE DR |  |  |  |  | 0.00 A |  |  | 0 EA | AW | BREAKER PROTECTED
5130191 | UNKNOWN |  | OTTERBRK-MCC STA AUXILIARIES /PP |  | NJBC | E | NJBC-CM-OTTER | P203 | INSV | INST | HUSSAARM | 2013-10-13 | 900 SAN JOSE DR |  |  |  |  | 0.00 A |  |  | 0 EA | AW | BREAKER PROTECTED
5130195 | UNKNOWN |  | OTTERBROOK-MCC SF-3 /PP |  | NJBC | E | NJBC-CM-OTTER | P203 | INSV | INST | HUSSAARM | 2013-10-13 | 900 SAN JOSE DR |  |  |  |  | 0.00 A |  |  | 0 EA | AW | BREAKER PROTECTED
5129679 | UNKNOWN |  | GIBBSSTA-MCC SODHYP PMP1 /PP |  | NJBC | E | NJBC-CM-GBSTA | P203 | INSV | INST | HUSSAARM | 2013-10-13 | 1 LINDEN AVE |  |  |  |  | 0.00 A |  |  | 0 EA | AW | BREAKER PROTECTED
5128762 | UNKNOWN |  | BROWNING-MCCC SUPERNAT PMP2 /PP |  | NJBC | E | NJBC-CM-BROWN | P203 | INSV | INST | HUSSAARM | 2013-10-13 | BROWINING LANE |  |  |  |  | 0.00 A |  |  | 0 EA | AW | BREAKER PROTECTED
5128766 | UNKNOWN |  | BROWNING-MCC D Well Pump #65 /PP |  | NJBC | E | NJBC-CM-BROWN | P203 | INSV | INST | HUSSAARM | 2013-10-13 | BROWINING LANE |  |  |  |  | 0.00 A |  |  | 0 EA | AW | BREAKER PROTECTED
5128768 | UNKNOWN |  | BROWNING-MCCD SUPERNAT PMP1 /PP |  | NJBC | E | NJBC-CM-BROWN | P203 | INSV | INST | HUSSAARM | 2013-10-13 | BROWINING LANE |  |  |  |  | 0.00 A |  |  | 0 EA | AW | BREAKER PROTECTED
5128771 | UNKNOWN |  | BROWNING-MCCD CL2 BSTPMP1 /PP |  | NJBC | E | NJBC-CM-BROWN | P203 | INSV | INST | HUSSAARM | 2013-10-13 | BROWINING LANE |  |  |  |  | 0.00 A |  |  | 0 EA | AW | BREAKER PROTECTED
5128773 | UNKNOWN |  | BROWNING-MCC D Attic Fan A /PP |  | NJBC | E | NJBC-CM-BROWN | P203 | INSV | INST | HUSSAARM | 2013-10-13 | BROWINING LANE |  |  |  |  | 0.00 A |  |  | 0 EA | AW | BREAKER PROTECTED
5128775 | UNKNOWN |  | BROWNING-MCC D Lighting /PP |  | NJBC | E | NJBC-CM-BROWN | P203 | INSV | INST | HUSSAARM | 2013-10-13 | BROWINING LANE |  |  |  |  | 0.00 A |  |  | 0 EA | AW | BREAKER PROTECTED
5128777 | UNKNOWN |  | BROWNING-MCC D Lighting /PP |  | NJBC | E | NJBC-CM-BROWN | P203 | INSV | INST | HUSSAARM | 2013-10-13 | BROWINING LANE |  |  |  |  | 0.00 A |  |  | 0 EA | AW | BREAKER PROTECTED
5128787 | UNKNOWN |  | MAGNOLIA-MCC STA AUXILIARIES /PP |  | NJBC | E | NJBC-CM-MAGNO | P203 | INSV | INST | HUSSAARM | 2013-10-13 | 625 N WALNUT AVENUE |  |  |  |  | 0.00 A |  |  | 0 EA | AW | BREAKER PROTECTED
5128789 | UNKNOWN |  | MAGNOLIA-MCC HS PMP1 /PP |  | NJBC | E | NJBC-CM-MAGNO | P203 | INSV | INST | HUSSAARM | 2013-10-13 | 625 N WALNUT AVENUE |  |  |  |  | 0.00 A |  |  | 0 EA | AW | BREAKER PROTECTED
5128793 | UNKNOWN |  | MAGNOLIA-MCC Well #16 /PP |  | NJBC | E | NJBC-CM-MAGNO | P203 | INSV | INST | HUSSAARM | 2013-10-13 | 625 N WALNUT AVENUE |  |  |  |  | 0.00 A |  |  | 0 EA | AW | BREAKER PROTECTED
5128797 | UNKNOWN |  | MAGNOLIA-MCC VFD Pump #1 /PP |  | NJBC | E | NJBC-CM-MAGNO | P203 | INSV | INST | HUSSAARM | 2013-10-13 | 625 N WALNUT AVENUE |  |  |  |  | 0.00 A |  |  | 0 EA | AW | BREAKER PROTECTED
5129601 | UNKNOWN |  | MAGNOLIA-MCC LCP 1 /PP |  | NJBC | E | NJBC-CM-MAGNO | P203 | INSV | INST | HUSSAARM | 2013-10-13 | 625 N WALNUT AVENUE |  |  |  |  | 0.00 A |  |  | 0 EA | AW | BREAKER PROTECTED
5129604 | UNKNOWN |  | MAGNOLIA-MCC LCP 2 /PP |  | NJBC | E | NJBC-CM-MAGNO | P203 | INSV | INST | HUSSAARM | 2013-10-13 | 625 N WALNUT AVENUE |  |  |  |  | 0.00 A |  |  | 0 EA | AW | BREAKER PROTECTED
5129606 | UNKNOWN |  | MAGNOLIA-MCC LCP 3 /PP |  | NJBC | E | NJBC-CM-MAGNO | P203 | INSV | INST | HUSSAARM | 2013-10-13 | 625 N WALNUT AVENUE |  |  |  |  | 0.00 A |  |  | 0 EA | AW | BREAKER PROTECTED
5129608 | UNKNOWN |  | MAGNOLIA-MCC Lighting Panel /PP |  | NJBC | E | NJBC-CM-MAGNO | P203 | INSV | INST | HUSSAARM | 2013-10-13 | 625 N WALNUT AVENUE |  |  |  |  | 0.00 A |  |  | 0 EA | AW | BREAKER PROTECTED
5129610 | UNKNOWN |  | MAGNOLIA-MCC Lighting /PP |  | NJBC | E | NJBC-CM-MAGNO | P203 | INSV | INST | HUSSAARM | 2013-10-13 | 625 N WALNUT AVENUE |  |  |  |  | 0.00 A |  |  | 0 EA | AW | BREAKER PROTECTED
5129612 | UNKNOWN |  | MAGNOLIA-MCC HS PMP2 /PP |  | NJBC | E | NJBC-CM-MAGNO | P203 | INSV | INST | HUSSAARM | 2013-10-13 | 625 N WALNUT AVENUE |  |  |  |  | 0.00 A |  |  | 0 EA | AW | BREAKER PROTECTED
5129615 | UNKNOWN |  | MAGNOLIA-MCC Well House 64 /PP |  | NJBC | E | NJBC-CM-MAGNO | P203 | INSV | INST | HUSSAARM | 2013-10-13 | 625 N WALNUT AVENUE |  |  |  |  | 0.00 A |  |  | 0 EA | AW | BREAKER PROTECTED
5129625 | UNKNOWN |  | FELLOWSHIP-MCC MDP Pump #1 /PP |  | NJBC | E | NJBC-BU-FELLO | P203 | INSV | INST | HUSSAARM | 2013-10-13 | 3 SPRINGDALE RD |  |  |  |  | 0.00 A |  |  | 0 EA | AW | BREAKER PROTECTED
5129627 | UNKNOWN |  | FELLOWSHIP-MCC MDP Pump #2 /PP |  | NJBC | E | NJBC-BU-FELLO | P203 | INSV | INST | HUSSAARM | 2013-10-13 | 3 SPRINGDALE RD |  |  |  |  | 0.00 A |  |  | 0 EA | AW | BREAKER PROTECTED
5129632 | UNKNOWN |  | FELLOWSHIP-MCCMDP LGHTNG PNL /PP |  | NJBC | E | NJBC-BU-FELLO | P203 | INSV | INST | HUSSAARM | 2013-10-13 | 3 SPRINGDALE RD |  |  |  |  | 0.00 A |  |  | 0 EA | AW | BREAKER PROTECTED
5129637 | UNKNOWN |  | FELLOWSHIP-MCC MDP Lighting /PP |  | NJBC | E | NJBC-BU-FELLO | P203 | INSV | INST | HUSSAARM | 2013-10-13 | 3 SPRINGDALE RD |  |  |  |  | 0.00 A |  |  | 0 EA | AW | BREAKER PROTECTED
5129640 | UNKNOWN |  | GIBBSSTA-MCC Lighting /PP |  | NJBC | E | NJBC-CM-GBSTA | P203 | INSV | INST | HUSSAARM | 2013-10-13 | 1 LINDEN AVE |  |  |  |  | 0.00 A |  |  | 0 EA | AW | BREAKER PROTECTED
5129641 | UNKNOWN |  | GIBBSSTA-MCC Well 41 /PP |  | NJBC | E | NJBC-CM-GBSTA | P203 | INSV | INST | HUSSAARM | 2013-10-13 | 1 LINDEN AVE |  |  |  |  | 0.00 A |  |  | 0 EA | AW | BREAKER PROTECTED
5129646 | UNKNOWN |  | GIBBSSTA-MCC Well 42 /PP |  | NJBC | E | NJBC-CM-GBSTA | P203 | INSV | INST | HUSSAARM | 2013-10-13 | 1 LINDEN AVE |  |  |  |  | 0.00 A |  |  | 0 EA | AW | BREAKER PROTECTED
5129651 | UNKNOWN |  | GIBBSSTA-MCC Well 43 /PP |  | NJBC | E | NJBC-CM-GBSTA | P203 | INSV | INST | HUSSAARM | 2013-10-13 | 1 LINDEN AVE |  |  |  |  | 0.00 A |  |  | 0 EA | AW | BREAKER PROTECTED
5129668 | UNKNOWN |  | GIBBSSTA-MCC Well 57 /PP |  | NJBC | E | NJBC-CM-GBSTA | P203 | INSV | INST | HUSSAARM | 2013-10-13 | 1 LINDEN AVE |  |  |  |  | 0.00 A |  |  | 0 EA | AW | BREAKER PROTECTED
5129672 | UNKNOWN |  | GIBBSSTA-MCC Well 56 /PP |  | NJBC | E | NJBC-CM-GBSTA | P203 | INSV | INST | HUSSAARM | 2013-10-13 | 1 LINDEN AVE |  |  |  |  | 0.00 A |  |  | 0 EA | AW | BREAKER PROTECTED
5129677 | UNKNOWN |  | GIBBSSTA-MCC SF - 2 /PP |  | NJBC | E | NJBC-CM-GBSTA | P203 | INSV | INST | HUSSAARM | 2013-10-13 | 1 LINDEN AVE |  |  |  |  | 0.00 A |  |  | 0 EA | AW | BREAKER PROTECTED
5211725 | SQUARE D |  | ELK2WIC Breaker Panel /PP |  | NJBC | E | NJBC-GL-ELK2W | P203 | INSV | INST | TAYLORDM | 2016-03-09 | Aura Road |  |  |  |  | 0.00 A |  |  | 0 EA | AW | BREAKER PROTECTED
5212216 | SQUARE D |  | ELKAUIC Breaker Panel /PP |  | NJBC | E | NJBC-GL-ELKAU | P203 | INSV | INST | TAYLORDM | 2016-03-09 | 603 AURA RD |  |  |  |  | 0.00 A |  |  | 0 EA | AW | BREAKER PROTECTED

## Power Feeder Cable
Equipment |  | Inventory no. | Description | Full Name | AuthorizGroup | EquipCategory | Functional Loc. | Planning plant | User status | System status | Created by | Created on | Street | Size/dimens. | ManufSerialNo. | ManufPartNo. | Install. date | Amp Rating | Owned By | Power Feeder Type | Special Mtn Note | Special Mtn Note Det | Volt Rating | Wire Insulation Type | Wire Size
5130101 | UNKNOWN |  | GIBBSSTA-MCC To Well 42 /PWRFD |  | NJBC | E | NJBC-CM-GBSTA | P203 | INSV | INST | HUSSAARM | 2013-10-13 | 1 LINDEN AVE |  |  |  |  | 0.00 A | AW | PWRFEEDR*
5130103 | UNKNOWN |  | GIBBSSTA-MCC W42 From Station /PWRFD |  | NJBC | E | NJBC-CM-GBSTA | P203 | INSV | INST | HUSSAARM | 2013-10-13 | 1 LINDEN AVE |  |  |  |  | 0.00 A | AW | PWRFEEDR*
5136706 | UNKNOWN |  | DRWTP-SWTGR A 480V LEFT /PWRFD |  | NJBC | E | NJBC-BU-DRWTP | P203 | INSV | INST | HUSSAARM | 2013-10-13 | 213 CARRIAGE LANE |  |  |  |  | 0.00 A | AW | PWRFEEDR* |  |  | 480
5136720 | UNKNOWN |  | DRWTP-SWTGR A 480V RIGHT /PWRFD |  | NJBC | E | NJBC-BU-DRWTP | P203 | INSV | INST | HUSSAARM | 2013-10-13 | 213 CARRIAGE LANE |  |  |  |  | 0.00 A | AW | PWRFEEDR* |  |  | 480
5137030 | UNKNOWN |  | DRWTP-MCC D 480V LEFT /PWRFD |  | NJBC | E | NJBC-BU-DRWTP | P203 | INSV | INST | HUSSAARM | 2013-10-13 | 213 CARRIAGE LANE |  |  |  |  | 0.00 A | AW | PWRFEEDR* |  |  | 480
5137034 | UNKNOWN |  | DRWTP-MCC D 480V RIGHT /PWRFD |  | NJBC | E | NJBC-BU-DRWTP | P203 | INSV | INST | HUSSAARM | 2013-10-13 | 213 CARRIAGE LANE |  |  |  |  | 0.00 A | AW | PWRFEEDR* |  |  | 480
5137039 | Reliance Electric |  | DRWTP-MCC D RAPID MIXR 1 XFMR /PWRFD |  | NJBC | E | NJBC-BU-DRWTP | P203 | INSV | INST | HUSSAARM | 2013-10-13 | 213 CARRIAGE LANE |  | 09GP210417G4QX | 460/3 PHASE 10HP |  | 11.90 A | AW | PWRFEEDR* |  |  | 480
5137041 | MARATHON ELECTRIC |  | DRWTP-MCC D RAPID MIXR 2 XFMR /PWRFD |  | NJBC | E | NJBC-BU-DRWTP | P203 | INSV | INST | HUSSAARM | 2013-10-13 | 213 CARRIAGE LANE |  | 110220 | 460/3 PHASE 10HP |  | 0.00 A | AW | PWRFEEDR* |  |  | 480
5137839 | UNKNOWN |  | DRWTP-MCC C PRES FD PMP4 /PWRFD |  | NJBC | E | NJBC-BU-DRWTP | P203 | INSV | INST | HUSSAARM | 2013-10-13 | 213 CARRIAGE LANE |  |  |  |  | 0.00 A | AW | PWRFEEDR* |  |  | 480
5138685 | SQUARE D |  | DRWTP-LLPS-SWTGR E XFMR 1 IN 1 /PWRFD |  | NJBC | E | NJBC-BU-DRWTP-LLPS | P203 | INSV | INST | HUSSAARM | 2013-10-13 | 213 CARRIAGE LANE |  |  |  |  | 0.00 A | AW | PWRFEEDR* |  |  | 480
5139010 | SQUARE D |  | DRWTP-LLPS-SWTGR E XFMR 2 IN 2 /PWRFD |  | NJBC | E | NJBC-BU-DRWTP-LLPS | P203 | INSV | INST | HUSSAARM | 2013-10-13 | 213 CARRIAGE LANE |  |  |  |  | 0.00 A | AW | PWRFEEDR* |  |  | 480
5139257 | UNKNOWN |  | DRWTP-MCC I ELEC DIST RM PP-E /PWRFD |  | NJBC | E | NJBC-BU-DRWTP | P203 | INSV | INST | HUSSAARM | 2013-10-13 | 213 CARRIAGE LANE |  |  |  |  | 0.00 A | AW | PWRFEEDR* |  |  | 480
5139286 | UNKNOWN |  | DRWTP-MCC I ELEC DIST RM PP-E /PWRFD |  | NJBC | E | NJBC-BU-DRWTP | P203 | INSV | INST | HUSSAARM | 2013-10-13 | 213 CARRIAGE LANE |  |  |  |  | 0.00 A | AW | PWRFEEDR* |  |  | 480
5139681 | CUTLER HAMMER | NJHH-7-ESUB-1 | DRWTP-RWPS ELEC SUBSTATION /PWRFD |  | NJBC | E | NJBC-BU-DRWTP-RWPS | P203 | INSV | INST | HUSSAARM | 2013-10-13 | 213 CARRIAGE LN |  | 94-RC289SDZ |  |  | 0.00 A | AW | PWRFEEDR* |  |  | 4160

## Power Disconnect
Equipment |  | Inventory no. | Description | Full Name | AuthorizGroup | EquipCategory | Functional Loc. | Planning plant | User status | System status | Created by | Created on | Street | Size/dimens. | ManufSerialNo. | ManufPartNo. | Install. date | Amp Rating | Current Rating | Fuse Size | Owned By | Power Disconnect Typ | Special Mtn Note | Special Mtn Note Det | Volt Rating
5138636 | UNKNOWN |  | DRWTP-RSHS-MCC G MN IN MCC E /DISC |  | NJBC | E | NJBC-BU-DRWTP-RSHS | P203 | INSV | INST | HUSSAARM | 2013-10-13 | 213 CARRIAGE LANE |  |  |  |  | 0.00 A | 0.0 A |  | AW | LOADBREAK DISCONNECT |  |  | 480
5138622 | UNKNOWN |  | DRWTP-RSHS-MCC G FUTR CLAR /DISC |  | NJBC | E | NJBC-BU-DRWTP-RSHS | P203 | INSV | INST | HUSSAARM | 2013-10-13 | 213 CARRIAGE LANE |  |  |  |  | 0.00 A | 0.0 A |  | AW | LOADBREAK DISCONNECT |  |  | 480
5138619 | UNKNOWN |  | DRWTP-RSHS-MCC F BLANK /DISC |  | NJBC | E | NJBC-BU-DRWTP-RSHS | P203 | INSV | INST | HUSSAARM | 2013-10-13 | 213 CARRIAGE LANE |  |  |  |  | 0.00 A | 0.0 A |  | AW | LOADBREAK DISCONNECT |  |  | 480
5138604 | UNKNOWN |  | DRWTP-RSHS-MCC F FUTR THCK /DISC |  | NJBC | E | NJBC-BU-DRWTP-RSHS | P203 | INSV | INST | HUSSAARM | 2013-10-13 | 213 CARRIAGE LANE |  |  |  |  | 0.00 A | 0.0 A |  | AW | LOADBREAK DISCONNECT |  |  | 480
5138601 | UNKNOWN |  | DRWTP-RSHS-MCC F MN IN PPE /DISC |  | NJBC | E | NJBC-BU-DRWTP-RSHS | P203 | INSV | INST | HUSSAARM | 2013-10-13 | 213 CARRIAGE LANE |  |  |  |  | 0.00 A | 0.0 A |  | AW | LOADBREAK DISCONNECT |  |  | 480
5138199 | UNKNOWN |  | DRWTP-RSHS-MCC F EHU15/14 /DISC |  | NJBC | E | NJBC-BU-DRWTP-RSHS | P203 | INSV | INST | HUSSAARM | 2013-10-13 | 213 CARRIAGE LANE |  |  |  |  | 0.00 A | 0.0 A |  | AW | LOADBREAK DISCONNECT |  |  | 480
5138197 | UNKNOWN |  | DRWTP-RSHS-MCC F BLANK /DISC |  | NJBC | E | NJBC-BU-DRWTP-RSHS | P203 | INSV | INST | HUSSAARM | 2013-10-13 | 213 CARRIAGE LANE |  |  |  |  | 0.00 A | 0.0 A |  | AW | LOADBREAK DISCONNECT |  |  | 480
5138191 | UNKNOWN |  | DRWTP-RSHS-MCC F THCK PMP2 XFMR /DISC |  | NJBC | E | NJBC-BU-DRWTP-RSHS | P203 | INSV | INST | HUSSAARM | 2013-10-13 | 213 CARRIAGE LANE |  |  |  |  | 0.00 A | 0.0 A |  | AW | LOADBREAK DISCONNECT |  |  | 480
5138188 | UNKNOWN |  | DRWTP-RSHS-MCC F THCK PMP1 XFMR /DISC |  | NJBC | E | NJBC-BU-DRWTP-RSHS | P203 | INSV | INST | HUSSAARM | 2013-10-13 | 213 CARRIAGE LANE |  |  |  |  | 0.00 A | 0.0 A |  | AW | LOADBREAK DISCONNECT |  |  | 480
5138185 | UNKNOWN |  | DRWTP-RSHS-MCC F BLANK /DISC |  | NJBC | E | NJBC-BU-DRWTP-RSHS | P203 | INSV | INST | HUSSAARM | 2013-10-13 | 213 CARRIAGE LANE |  |  |  |  | 0.00 A | 0.0 A |  | AW | LOADBREAK DISCONNECT |  |  | 480
5138183 | UNKNOWN |  | DRWTP-RSHS-MCC F 480V MN RM PPE /DISC |  | NJBC | E | NJBC-BU-DRWTP-RSHS | P203 | INSV | INST | HUSSAARM | 2013-10-13 | 213 CARRIAGE LANE |  |  |  |  | 0.00 A | 0.0 A |  | AW | LOADBREAK DISCONNECT |  |  | 480
5138181 | UNKNOWN |  | DRWTP-RSHS-MCC F BLANK /DISC |  | NJBC | E | NJBC-BU-DRWTP-RSHS | P203 | INSV | INST | HUSSAARM | 2013-10-13 | 213 CARRIAGE LANE |  |  |  |  | 0.00 A | 0.0 A |  | AW | LOADBREAK DISCONNECT |  |  | 480
5138178 | UNKNOWN |  | DRWTP-RSHS-MCC F THCK 1 RAKE /DISC |  | NJBC | E | NJBC-BU-DRWTP-RSHS | P203 | INSV | INST | HUSSAARM | 2013-10-13 | 213 CARRIAGE LANE |  |  |  |  | 0.00 A | 0.0 A |  | AW | LOADBREAK DISCONNECT |  |  | 480
5138175 | UNKNOWN |  | DRWTP-RSHS-MCC F VEH FUEL SECND /DISC |  | NJBC | E | NJBC-BU-DRWTP-RSHS | P203 | INSV | INST | HUSSAARM | 2013-10-13 | 213 CARRIAGE LANE |  |  |  |  | 0.00 A | 0.0 A |  | AW | LOADBREAK DISCONNECT |  |  | 480
5138173 | UNKNOWN |  | DRWTP-RSHS-MCC F BLANK /DISC |  | NJBC | E | NJBC-BU-DRWTP-RSHS | P203 | INSV | INST | HUSSAARM | 2013-10-13 | 213 CARRIAGE LANE |  |  |  |  | 0.00 A | 0.0 A |  | AW | LOADBREAK DISCONNECT |  |  | 480
5138170 | UNKNOWN |  | DRWTP-RSHS-MCC F BLANK /DISC |  | NJBC | E | NJBC-BU-DRWTP-RSHS | P203 | INSV | INST | HUSSAARM | 2013-10-13 | 213 CARRIAGE LANE |  |  |  |  | 0.00 A | 0.0 A |  | AW | LOADBREAK DISCONNECT |  |  | 480
5138167 | UNKNOWN |  | DRWTP-RSHS-MCC F FUTR THCKNR /DISC |  | NJBC | E | NJBC-BU-DRWTP-RSHS | P203 | INSV | INST | HUSSAARM | 2013-10-13 | 213 CARRIAGE LANE |  |  |  |  | 0.00 A | 0.0 A |  | AW | LOADBREAK DISCONNECT |  |  | 480
5138164 | UNKNOWN |  | DRWTP-RSHS-MCC F SF15A ROOF /DISC |  | NJBC | E | NJBC-BU-DRWTP-RSHS | P203 | INSV | INST | HUSSAARM | 2013-10-13 | 213 CARRIAGE LANE |  |  |  |  | 0.00 A | 0.0 A |  | AW | LOADBREAK DISCONNECT |  |  | 480
5138161 | UNKNOWN |  | DRWTP-RSHS-MCC F EF58 ROOF /DISC |  | NJBC | E | NJBC-BU-DRWTP-RSHS | P203 | INSV | INST | HUSSAARM | 2013-10-13 | 213 CARRIAGE LANE |  |  |  |  | 0.00 A | 0.0 A |  | AW | LOADBREAK DISCONNECT |  |  | 480
5138159 | UNKNOWN |  | DRWTP-RSHS-MCC F EHU13 POLY SYS /DISC |  | NJBC | E | NJBC-BU-DRWTP-RSHS | P203 | INSV | INST | HUSSAARM | 2013-10-13 | 213 CARRIAGE LANE |  |  |  |  | 0.00 A | 0.0 A |  | AW | LOADBREAK DISCONNECT |  |  | 480
5138156 | UNKNOWN |  | DRWTP-MCC C 30KVA /DISC |  | NJBC | E | NJBC-BU-DRWTP | P203 | INSV | INST | HUSSAARM | 2013-10-13 | 213 CARRIAGE LANE |  |  |  |  | 0.00 A | 0.0 A |  | AW | LOADBREAK DISCONNECT |  |  | 480
5138150 | UNKNOWN |  | DRWTP-MCC C 30KVA /DISC |  | NJBC | E | NJBC-BU-DRWTP | P203 | INSV | INST | HUSSAARM | 2013-10-13 | 213 CARRIAGE LANE |  |  |  |  | 0.00 A | 0.0 A |  | AW | LOADBREAK DISCONNECT |  |  | 480
5138148 | UNKNOWN |  | DRWTP-MCC C EF44 RESID /DISC |  | NJBC | E | NJBC-BU-DRWTP | P203 | INSV | INST | HUSSAARM | 2013-10-13 | 213 CARRIAGE LANE |  |  |  |  | 0.00 A | 0.0 A |  | AW | LOADBREAK DISCONNECT |  |  | 480
5138145 | UNKNOWN |  | DRWTP-MCC C SF8 MECH SHOP /DISC |  | NJBC | E | NJBC-BU-DRWTP | P203 | INSV | INST | HUSSAARM | 2013-10-13 | 213 CARRIAGE LANE |  |  |  |  | 0.00 A | 0.0 A |  | AW | LOADBREAK DISCONNECT |  |  | 480
5138143 | UNKNOWN |  | DRWTP-MCC C EF30 RESID AREA /DISC |  | NJBC | E | NJBC-BU-DRWTP | P203 | INSV | INST | HUSSAARM | 2013-10-13 | 213 CARRIAGE LANE |  |  |  |  | 0.00 A | 0.0 A |  | AW | LOADBREAK DISCONNECT |  |  | 480
5138141 | UNKNOWN |  | DRWTP-MCC C EF29 NORTH CHM AREA /DISC |  | NJBC | E | NJBC-BU-DRWTP | P203 | INSV | INST | HUSSAARM | 2013-10-13 | 213 CARRIAGE LANE |  |  |  |  | 0.00 A | 0.0 A |  | AW | LOADBREAK DISCONNECT |  |  | 480
5138139 | UNKNOWN |  | DRWTP-MCC C AHV6 N OF ELEVTR /DISC |  | NJBC | E | NJBC-BU-DRWTP | P203 | INSV | INST | HUSSAARM | 2013-10-13 | 213 CARRIAGE LANE |  |  |  |  | 0.00 A | 0.0 A |  | AW | LOADBREAK DISCONNECT |  |  | 480
5138137 | UNKNOWN |  | DRWTP-MCC C AHV5 BELT PRES 3 /DISC |  | NJBC | E | NJBC-BU-DRWTP | P203 | INSV | INST | HUSSAARM | 2013-10-13 | 213 CARRIAGE LANE |  |  |  |  | 0.00 A | 0.0 A |  | AW | LOADBREAK DISCONNECT |  |  | 480
5139033 | UNKNOWN |  | DRWTP-RWPS-SWTGR R SPARE STRTR /DISC |  | NJBC | E | NJBC-BU-DRWTP-RWPS | P203 | INSV | INST | HUSSAARM | 2013-10-13 | 213 CARRIAGE LN |  |  |  |  | 0.00 A | 0.0 A |  | AW | LOADBREAK DISCONNECT |  |  | 480
5139030 | UNKNOWN |  | DRWTP-RWPS-SWTGR R SPARE /DISC |  | NJBC | E | NJBC-BU-DRWTP-RWPS | P203 | INSV | INST | HUSSAARM | 2013-10-13 | 213 CARRIAGE LN |  |  |  |  | 0.00 A | 0.0 A |  | AW | LOADBREAK DISCONNECT |  |  | 480
5139027 | UNKNOWN |  | DRWTP-RWPS-SWTGR R KMNO4 CNTRL /DISC |  | NJBC | E | NJBC-BU-DRWTP-RWPS | P203 | INSV | INST | HUSSAARM | 2013-10-13 | 213 CARRIAGE LN |  |  |  |  | 0.00 A | 0.0 A |  | AW | LOADBREAK DISCONNECT |  |  | 480
5139025 | UNKNOWN |  | DRWTP-RWPS-SWTGR R HYDRO SYS /DISC |  | NJBC | E | NJBC-BU-DRWTP-RWPS | P203 | INSV | INST | HUSSAARM | 2013-10-13 | 213 CARRIAGE LN |  |  |  |  | 0.00 A | 0.0 A |  | AW | LOADBREAK DISCONNECT |  |  | 480
5139022 | UNKNOWN |  | DRWTP-RWPS-SWTGR R SUMP PMPS /DISC |  | NJBC | E | NJBC-BU-DRWTP-RWPS | P203 | INSV | INST | HUSSAARM | 2013-10-13 | 213 CARRIAGE LN |  |  |  |  | 0.00 A | 0.0 A |  | AW | LOADBREAK DISCONNECT |  |  | 480
5139016 | UNKNOWN |  | DRWTP-LLPS-SWTGR E BLANK /DISC |  | NJBC | E | NJBC-BU-DRWTP-LLPS | P203 | INSV | INST | HUSSAARM | 2013-10-13 | 213 CARRIAGE LANE |  |  |  |  | 0.00 A | 0.0 A |  | AW | LOADBREAK DISCONNECT |  |  | 480
5139013 | UNKNOWN |  | DRWTP-LLPS-SWTGR E BKWSH CLAR /DISC |  | NJBC | E | NJBC-BU-DRWTP-LLPS | P203 | INSV | INST | HUSSAARM | 2013-10-13 | 213 CARRIAGE LANE |  |  |  |  | 0.00 A | 0.0 A |  | AW | LOADBREAK DISCONNECT |  |  | 480
5139007 | UNKNOWN |  | DRWTP-LLPS-SWTGR E HEAT PMP1 /DISC |  | NJBC | E | NJBC-BU-DRWTP-LLPS | P203 | INSV | INST | HUSSAARM | 2013-10-13 | 213 CARRIAGE LANE |  |  |  |  | 0.00 A | 0.0 A |  | AW | LOADBREAK DISCONNECT |  |  | 480
5139004 | UNKNOWN |  | DRWTP-LLPS-SWTGR E EHU9/EHU12 /DISC |  | NJBC | E | NJBC-BU-DRWTP-LLPS | P203 | INSV | INST | HUSSAARM | 2013-10-13 | 213 CARRIAGE LANE |  |  |  |  | 0.00 A | 0.0 A |  | AW | LOADBREAK DISCONNECT |  |  | 480
5139001 | UNKNOWN |  | DRWTP-LLPS-SWTGR E BLANK /DISC |  | NJBC | E | NJBC-BU-DRWTP-LLPS | P203 | INSV | INST | HUSSAARM | 2013-10-13 | 213 CARRIAGE LANE |  |  |  |  | 0.00 A | 0.0 A |  | AW | LOADBREAK DISCONNECT |  |  | 480
5138695 | UNKNOWN |  | DRWTP-LLPS-SWTGR E HYDRO 1/2 /DISC |  | NJBC | E | NJBC-BU-DRWTP-LLPS | P203 | INSV | INST | HUSSAARM | 2013-10-13 | 213 CARRIAGE LANE |  |  |  |  | 0.00 A | 0.0 A |  | AW | LOADBREAK DISCONNECT |  |  | 480
5138692 | UNKNOWN |  | DRWTP-LLPS-SWTGR E SF15 PMP RM /DISC |  | NJBC | E | NJBC-BU-DRWTP-LLPS | P203 | INSV | INST | HUSSAARM | 2013-10-13 | 213 CARRIAGE LANE |  |  |  |  | 0.00 A | 0.0 A |  | AW | LOADBREAK DISCONNECT |  |  | 480
5138689 | UNKNOWN |  | DRWTP-LLPS-SWTGR E EF57 KMnO4 /DISC |  | NJBC | E | NJBC-BU-DRWTP-LLPS | P203 | INSV | INST | HUSSAARM | 2013-10-13 | 213 CARRIAGE LANE |  |  |  |  | 0.00 A | 0.0 A |  | AW | LOADBREAK DISCONNECT |  |  | 480
5138687 | UNKNOWN |  | DRWTP-LLPS-SWTGR E KMnO4/EHU12A /DISC |  | NJBC | E | NJBC-BU-DRWTP-LLPS | P203 | INSV | INST | HUSSAARM | 2013-10-13 | 213 CARRIAGE LANE |  |  |  |  | 0.00 A | 0.0 A |  | AW | LOADBREAK DISCONNECT |  |  | 480
5138683 | UNKNOWN |  | DRWTP-LLPS-SWTGR E MNRAIL/CuSO4 /DISC |  | NJBC | E | NJBC-BU-DRWTP-LLPS | P203 | INSV | INST | HUSSAARM | 2013-10-13 | 213 CARRIAGE LANE |  |  |  |  | 0.00 A | 0.0 A |  | AW | LOADBREAK DISCONNECT |  |  | 480
5138681 | UNKNOWN |  | DRWTP-LLPS-SWTGR E EHU10/EHU11 /DISC |  | NJBC | E | NJBC-BU-DRWTP-LLPS | P203 | INSV | INST | HUSSAARM | 2013-10-13 | 213 CARRIAGE LANE |  |  |  |  | 0.00 A | 0.0 A |  | AW | LOADBREAK DISCONNECT |  |  | 480
5138678 | UNKNOWN |  | DRWTP-LLPS-SWTGR E JIB/EHU8 /DISC |  | NJBC | E | NJBC-BU-DRWTP-LLPS | P203 | INSV | INST | HUSSAARM | 2013-10-13 | 213 CARRIAGE LANE |  |  |  |  | 0.00 A | 0.0 A |  | AW | LOADBREAK DISCONNECT |  |  | 480
5138675 | UNKNOWN |  | DRWTP-LLPS-SWTGR E EF56 /DISC |  | NJBC | E | NJBC-BU-DRWTP-LLPS | P203 | INSV | INST | HUSSAARM | 2013-10-13 | 213 CARRIAGE LANE |  |  |  |  | 0.00 A | 0.0 A |  | AW | LOADBREAK DISCONNECT |  |  | 480
5138670 | UNKNOWN |  | DRWTP-LLPS-SWTGR E BLANK /DISC |  | NJBC | E | NJBC-BU-DRWTP-LLPS | P203 | INSV | INST | HUSSAARM | 2013-10-13 | 213 CARRIAGE LANE |  |  |  |  | 0.00 A | 0.0 A |  | AW | LOADBREAK DISCONNECT |  |  | 480
5138664 | UNKNOWN |  | DRWTP-LLPS-SWTGR E DRAIN PMP /DISC |  | NJBC | E | NJBC-BU-DRWTP-LLPS | P203 | INSV | INST | HUSSAARM | 2013-10-13 | 213 CARRIAGE LANE |  |  |  |  | 0.00 A | 0.0 A |  | AW | LOADBREAK DISCONNECT |  |  | 480
5138662 | UNKNOWN |  | DRWTP-LLPS-SWTGR E LPE /DISC |  | NJBC | E | NJBC-BU-DRWTP-LLPS | P203 | INSV | INST | HUSSAARM | 2013-10-13 | 213 CARRIAGE LANE |  |  |  |  | 0.00 A | 0.0 A |  | AW | LOADBREAK DISCONNECT |  |  | 480
5138659 | UNKNOWN |  | DRWTP-LLPS-SWTGR E BKWSH CLAR /DISC |  | NJBC | E | NJBC-BU-DRWTP-LLPS | P203 | INSV | INST | HUSSAARM | 2013-10-13 | 213 CARRIAGE LANE |  |  |  |  | 0.00 A | 0.0 A |  | AW | LOADBREAK DISCONNECT |  |  | 480
5138655 | UNKNOWN |  | DRWTP-RSHS-MCC G EHU16 /DISC |  | NJBC | E | NJBC-BU-DRWTP-RSHS | P203 | INSV | INST | HUSSAARM | 2013-10-13 | 213 CARRIAGE LANE |  |  |  |  | 0.00 A | 0.0 A |  | AW | LOADBREAK DISCONNECT |  |  | 480
5138654 | UNKNOWN |  | DRWTP-RSHS-MCC G DECNT PMP2ABC /DISC |  | NJBC | E | NJBC-BU-DRWTP-RSHS | P203 | INSV | INST | HUSSAARM | 2013-10-13 | 213 CARRIAGE LANE |  |  |  |  | 0.00 A | 0.0 A |  | AW | LOADBREAK DISCONNECT |  |  | 480
5138651 | UNKNOWN |  | DRWTP-RSHS-MCC G BLANK /DISC |  | NJBC | E | NJBC-BU-DRWTP-RSHS | P203 | INSV | INST | HUSSAARM | 2013-10-13 | 213 CARRIAGE LANE |  |  |  |  | 0.00 A | 0.0 A |  | AW | LOADBREAK DISCONNECT |  |  | 480
5138644 | UNKNOWN |  | DRWTP-RSHS-MCC G SPARE /DISC |  | NJBC | E | NJBC-BU-DRWTP-RSHS | P203 | INSV | INST | HUSSAARM | 2013-10-13 | 213 CARRIAGE LANE |  |  |  |  | 0.00 A | 0.0 A |  | AW | LOADBREAK DISCONNECT |  |  | 480
5138642 | UNKNOWN |  | DRWTP-RSHS-MCC G DECNT PMP1ABC /DISC |  | NJBC | E | NJBC-BU-DRWTP-RSHS | P203 | INSV | INST | HUSSAARM | 2013-10-13 | 213 CARRIAGE LANE |  |  |  |  | 0.00 A | 0.0 A |  | AW | LOADBREAK DISCONNECT |  |  | 480
5138639 | UNKNOWN |  | DRWTP-RSHS-MCC G BLANK /DISC |  | NJBC | E | NJBC-BU-DRWTP-RSHS | P203 | INSV | INST | HUSSAARM | 2013-10-13 | 213 CARRIAGE LANE |  |  |  |  | 0.00 A | 0.0 A |  | AW | LOADBREAK DISCONNECT |  |  | 480
5137881 | UNKNOWN |  | DRWTP-MCC C CONVEYOR 1 /DISC |  | NJBC | E | NJBC-BU-DRWTP | P203 | INSV | INST | HUSSAARM | 2013-10-13 | 213 CARRIAGE LANE |  |  |  |  | 0.00 A | 0.0 A |  | AW | LOADBREAK DISCONNECT |  |  | 480
5137879 | UNKNOWN |  | DRWTP-MCC C THCK RESD TK MIXR 1 /DISC |  | NJBC | E | NJBC-BU-DRWTP | P203 | INSV | INST | HUSSAARM | 2013-10-13 | 213 CARRIAGE LANE |  |  |  |  | 0.00 A | 0.0 A |  | AW | LOADBREAK DISCONNECT |  |  | 480
5137878 | UNKNOWN |  | DRWTP-MCC C EQ TANK MIXR 1 /DISC |  | NJBC | E | NJBC-BU-DRWTP | P203 | INSV | INST | HUSSAARM | 2013-10-13 | 213 CARRIAGE LANE |  |  |  |  | 0.00 A | 0.0 A |  | AW | LOADBREAK DISCONNECT |  |  | 480
5137876 | UNKNOWN |  | DRWTP-MCC C PRES FD PMP3 /DISC |  | NJBC | E | NJBC-BU-DRWTP | P203 | INSV | INST | HUSSAARM | 2013-10-13 | 213 CARRIAGE LANE |  |  |  |  | 0.00 A | 0.0 A |  | AW | LOADBREAK DISCONNECT |  |  | 480
5137874 | UNKNOWN |  | DRWTP-MCC C PRES FD PMP1 /DISC |  | NJBC | E | NJBC-BU-DRWTP | P203 | INSV | INST | HUSSAARM | 2013-10-13 | 213 CARRIAGE LANE |  |  |  |  | 0.00 A | 0.0 A |  | AW | LOADBREAK DISCONNECT |  |  | 480
5137872 | UNKNOWN |  | DRWTP-MCC C THCK FD PMP2 /DISC |  | NJBC | E | NJBC-BU-DRWTP | P203 | INSV | INST | HUSSAARM | 2013-10-13 | 213 CARRIAGE LANE |  |  |  |  | 0.00 A | 0.0 A |  | AW | LOADBREAK DISCONNECT |  |  | 480
5137870 | UNKNOWN |  | DRWTP-MCC C PRES CTRLPNL 3 /DISC |  | NJBC | E | NJBC-BU-DRWTP | P203 | INSV | INST | HUSSAARM | 2013-10-13 | 213 CARRIAGE LANE |  |  |  |  | 0.00 A | 0.0 A |  | AW | LOADBREAK DISCONNECT |  |  | 480
5137869 | UNKNOWN |  | DRWTP-MCC C PRES CTRLPNL 1 /DISC |  | NJBC | E | NJBC-BU-DRWTP | P203 | INSV | INST | HUSSAARM | 2013-10-13 | 213 CARRIAGE LANE |  |  |  |  | 0.00 A | 0.0 A |  | AW | LOADBREAK DISCONNECT |  |  | 480
5137867 | UNKNOWN |  | DRWTP-MCC C SPARE /DISC |  | NJBC | E | NJBC-BU-DRWTP | P203 | INSV | INST | HUSSAARM | 2013-10-13 | 213 CARRIAGE LANE |  |  |  |  | 0.00 A | 0.0 A |  | AW | LOADBREAK DISCONNECT |  |  | 480
5137863 | UNKNOWN |  | DRWTP-MCC C HVAC12 SHOPS /DISC |  | NJBC | E | NJBC-BU-DRWTP | P203 | INSV | INST | HUSSAARM | 2013-10-13 | 213 CARRIAGE LANE |  |  |  |  | 0.00 A | 0.0 A |  | AW | LOADBREAK DISCONNECT |  |  | 480
5137861 | UNKNOWN |  | DRWTP-MCC C HVAC10 PRSS CNTRL /DISC |  | NJBC | E | NJBC-BU-DRWTP | P203 | INSV | INST | HUSSAARM | 2013-10-13 | 213 CARRIAGE LANE |  |  |  |  | 0.00 A | 0.0 A |  | AW | LOADBREAK DISCONNECT |  |  | 480
5137859 | UNKNOWN |  | DRWTP-MCC C AHV2 PRES AREA PMP /DISC |  | NJBC | E | NJBC-BU-DRWTP | P203 | INSV | INST | HUSSAARM | 2013-10-13 | 213 CARRIAGE LANE |  |  |  |  | 0.00 A | 0.0 A |  | AW | LOADBREAK DISCONNECT |  |  | 480
5137858 | UNKNOWN |  | DRWTP-MCC C AHV-1 PRES AREA PMP /DISC |  | NJBC | E | NJBC-BU-DRWTP | P203 | INSV | INST | HUSSAARM | 2013-10-13 | 213 CARRIAGE LANE |  |  |  |  | 0.00 A | 0.0 A |  | AW | LOADBREAK DISCONNECT |  |  | 480
5137856 | UNKNOWN |  | DRWTP-MCC C SCRBBR RECIRC PMP1 /DISC |  | NJBC | E | NJBC-BU-DRWTP | P203 | INSV | INST | HUSSAARM | 2013-10-13 | 213 CARRIAGE LANE |  |  |  |  | 0.00 A | 0.0 A |  | AW | LOADBREAK DISCONNECT |  |  | 480
5137854 | UNKNOWN |  | DRWTP-MCC C EF34 /DISC |  | NJBC | E | NJBC-BU-DRWTP | P203 | INSV | INST | HUSSAARM | 2013-10-13 | 213 CARRIAGE LANE |  |  |  |  | 0.00 A | 0.0 A |  | AW | LOADBREAK DISCONNECT |  |  | 480
5137852 | UNKNOWN |  | DRWTP-MCC C EF33 /DISC |  | NJBC | E | NJBC-BU-DRWTP | P203 | INSV | INST | HUSSAARM | 2013-10-13 | 213 CARRIAGE LANE |  |  |  |  | 0.00 A | 0.0 A |  | AW | LOADBREAK DISCONNECT |  |  | 480
5137850 | UNKNOWN |  | DRWTP-MCC C EF32 /DISC |  | NJBC | E | NJBC-BU-DRWTP | P203 | INSV | INST | HUSSAARM | 2013-10-13 | 213 CARRIAGE LANE |  |  |  |  | 0.00 A | 0.0 A |  | AW | LOADBREAK DISCONNECT |  |  | 480
5137848 | UNKNOWN |  | DRWTP-MCC C EF31 /DISC |  | NJBC | E | NJBC-BU-DRWTP | P203 | INSV | INST | HUSSAARM | 2013-10-13 | 213 CARRIAGE LANE |  |  |  |  | 0.00 A | 0.0 A |  | AW | LOADBREAK DISCONNECT |  |  | 480
5137847 | UNKNOWN |  | DRWTP-MCC C EF28 /DISC |  | NJBC | E | NJBC-BU-DRWTP | P203 | INSV | INST | HUSSAARM | 2013-10-13 | 213 CARRIAGE LANE |  |  |  |  | 0.00 A | 0.0 A |  | AW | LOADBREAK DISCONNECT |  |  | 480
5137845 | UNKNOWN |  | DRWTP-MCC C EF27 /DISC |  | NJBC | E | NJBC-BU-DRWTP | P203 | INSV | INST | HUSSAARM | 2013-10-13 | 213 CARRIAGE LANE |  |  |  |  | 0.00 A | 0.0 A |  | AW | LOADBREAK DISCONNECT |  |  | 480
5137841 | UNKNOWN |  | DRWTP-MCC C EF26 /DISC |  | NJBC | E | NJBC-BU-DRWTP | P203 | INSV | INST | HUSSAARM | 2013-10-13 | 213 CARRIAGE LANE |  |  |  |  | 0.00 A | 0.0 A |  | AW | LOADBREAK DISCONNECT |  |  | 480
5137834 | UNKNOWN |  | DRWTP-MCC C EF25 CL2 STORAGE RM /DISC |  | NJBC | E | NJBC-BU-DRWTP | P203 | INSV | INST | HUSSAARM | 2013-10-13 | 213 CARRIAGE LANE |  |  |  |  | 0.00 A | 0.0 A |  | AW | LOADBREAK DISCONNECT |  |  | 480
5137832 | UNKNOWN |  | DRWTP-MCC C PRES WSHWTR PMP3/4 /DISC |  | NJBC | E | NJBC-BU-DRWTP | P203 | INSV | INST | HUSSAARM | 2013-10-13 | 213 CARRIAGE LANE |  |  |  |  | 0.00 A | 0.0 A |  | AW | LOADBREAK DISCONNECT |  |  | 480
5137830 | UNKNOWN |  | DRWTP-MCC B SUPER P IDI 3-4 /DISC |  | NJBC | E | NJBC-BU-DRWTP | P203 | INSV | INST | HUSSAARM | 2013-10-13 | 213 CARRIAGE LANE |  |  |  |  | 0.00 A | 0.0 A |  | AW | LOADBREAK DISCONNECT |  |  | 480
5137827 | UNKNOWN |  | DRWTP-MCC B SUPER P IDI 1-2 /DISC |  | NJBC | E | NJBC-BU-DRWTP | P203 | INSV | INST | HUSSAARM | 2013-10-13 | 213 CARRIAGE LANE |  |  |  |  | 0.00 A | 0.0 A |  | AW | LOADBREAK DISCONNECT |  |  | 480
5137824 | UNKNOWN |  | DRWTP-MCC B SECURITY JUNCTN BOX /DISC |  | NJBC | E | NJBC-BU-DRWTP | P203 | INSV | INST | HUSSAARM | 2013-10-13 | 213 CARRIAGE LANE |  |  |  |  | 0.00 A | 0.0 A |  | AW | LOADBREAK DISCONNECT |  |  | 480
5137821 | UNKNOWN |  | DRWTP-MCC B RTU PNL /DISC |  | NJBC | E | NJBC-BU-DRWTP | P203 | INSV | INST | HUSSAARM | 2013-10-13 | 213 CARRIAGE LANE |  |  |  |  | 0.00 A | 0.0 A |  | AW | LOADBREAK DISCONNECT |  |  | 480
5137819 | UNKNOWN |  | DRWTP-MCC B NORTH CHM /DISC |  | NJBC | E | NJBC-BU-DRWTP | P203 | INSV | INST | HUSSAARM | 2013-10-13 | 213 CARRIAGE LANE |  |  |  |  | 0.00 A | 0.0 A |  | AW | LOADBREAK DISCONNECT |  |  | 480
5138135 | UNKNOWN |  | DRWTP-MCC C PRES FD PMP2 /DISC |  | NJBC | E | NJBC-BU-DRWTP | P203 | INSV | INST | HUSSAARM | 2013-10-13 | 213 CARRIAGE LANE |  |  |  |  | 0.00 A | 0.0 A |  | AW | LOADBREAK DISCONNECT |  |  | 480
5138133 | UNKNOWN |  | DRWTP-MCC C ELEVATION CTRLPNL /DISC |  | NJBC | E | NJBC-BU-DRWTP | P203 | INSV | INST | HUSSAARM | 2013-10-13 | 213 CARRIAGE LANE |  |  |  |  | 0.00 A | 0.0 A |  | AW | LOADBREAK DISCONNECT |  |  | 480
5138132 | UNKNOWN |  | DRWTP-MCC C HWH /DISC |  | NJBC | E | NJBC-BU-DRWTP | P203 | INSV | INST | HUSSAARM | 2013-10-13 | 213 CARRIAGE LANE |  |  |  |  | 0.00 A | 0.0 A |  | AW | LOADBREAK DISCONNECT |  |  | 480
5138130 | UNKNOWN |  | DRWTP-MCC C THCK FD PMP1 /DISC |  | NJBC | E | NJBC-BU-DRWTP | P203 | INSV | INST | HUSSAARM | 2013-10-13 | 213 CARRIAGE LANE |  |  |  |  | 0.00 A | 0.0 A |  | AW | LOADBREAK DISCONNECT |  |  | 480
5138125 | UNKNOWN |  | DRWTP-MCC C SUMPK CTRLPNL /DISC |  | NJBC | E | NJBC-BU-DRWTP | P203 | INSV | INST | HUSSAARM | 2013-10-13 | 213 CARRIAGE LANE |  |  |  |  | 0.00 A | 0.0 A |  | AW | LOADBREAK DISCONNECT |  |  | 480
5138123 | UNKNOWN |  | DRWTP-MCC C CL2 STRG RM MNRAIL /DISC |  | NJBC | E | NJBC-BU-DRWTP | P203 | INSV | INST | HUSSAARM | 2013-10-13 | 213 CARRIAGE LANE |  |  |  |  | 0.00 A | 0.0 A |  | AW | LOADBREAK DISCONNECT |  |  | 480
5138121 | UNKNOWN |  | DRWTP-MCC C EF45 /DISC |  | NJBC | E | NJBC-BU-DRWTP | P203 | INSV | INST | HUSSAARM | 2013-10-13 | 213 CARRIAGE LANE |  |  |  |  | 0.00 A | 0.0 A |  | AW | LOADBREAK DISCONNECT |  |  | 480
5138119 | UNKNOWN |  | DRWTP-MCC C THCK RESD TK MIXR 2 /DISC |  | NJBC | E | NJBC-BU-DRWTP | P203 | INSV | INST | HUSSAARM | 2013-10-13 | 213 CARRIAGE LANE |  |  |  |  | 0.00 A | 0.0 A |  | AW | LOADBREAK DISCONNECT |  |  | 480
5138117 | UNKNOWN |  | DRWTP-MCC C EQ TANK MIXR 2 /DISC |  | NJBC | E | NJBC-BU-DRWTP | P203 | INSV | INST | HUSSAARM | 2013-10-13 | 213 CARRIAGE LANE |  |  |  |  | 0.00 A | 0.0 A |  | AW | LOADBREAK DISCONNECT |  |  | 480
5138115 | UNKNOWN |  | DRWTP-MCC C PRES RM MNRAIL /DISC |  | NJBC | E | NJBC-BU-DRWTP | P203 | INSV | INST | HUSSAARM | 2013-10-13 | 213 CARRIAGE LANE |  |  |  |  | 0.00 A | 0.0 A |  | AW | LOADBREAK DISCONNECT |  |  | 480
5138113 | UNKNOWN |  | DRWTP-MCC C PRES FD PMP DOOR /DISC |  | NJBC | E | NJBC-BU-DRWTP | P203 | INSV | INST | HUSSAARM | 2013-10-13 | 213 CARRIAGE LANE |  |  |  |  | 0.00 A | 0.0 A |  | AW | LOADBREAK DISCONNECT |  |  | 480
5138111 | UNKNOWN |  | DRWTP-MCC C RESD UNLOAD DOOR 2 /DISC |  | NJBC | E | NJBC-BU-DRWTP | P203 | INSV | INST | HUSSAARM | 2013-10-13 | 213 CARRIAGE LANE |  |  |  |  | 0.00 A | 0.0 A |  | AW | LOADBREAK DISCONNECT |  |  | 480
5138110 | UNKNOWN |  | DRWTP-MCC C CONVEYOR 2 /DISC |  | NJBC | E | NJBC-BU-DRWTP | P203 | INSV | INST | HUSSAARM | 2013-10-13 | 213 CARRIAGE LANE |  |  |  |  | 0.00 A | 0.0 A |  | AW | LOADBREAK DISCONNECT |  |  | 480
5138108 | UNKNOWN |  | DRWTP-MCC C CAUSTIC TRANS PMP2 /DISC |  | NJBC | E | NJBC-BU-DRWTP | P203 | INSV | INST | HUSSAARM | 2013-10-13 | 213 CARRIAGE LANE |  |  |  |  | 0.00 A | 0.0 A |  | AW | LOADBREAK DISCONNECT |  |  | 480
5138106 | UNKNOWN |  | DRWTP-MCC C RESD UNLOAD DOOR 1 /DISC |  | NJBC | E | NJBC-BU-DRWTP | P203 | INSV | INST | HUSSAARM | 2013-10-13 | 213 CARRIAGE LANE |  |  |  |  | 0.00 A | 0.0 A |  | AW | LOADBREAK DISCONNECT |  |  | 480
5138104 | UNKNOWN |  | DRWTP-MCC C TRUCK DOOR 3 /DISC |  | NJBC | E | NJBC-BU-DRWTP | P203 | INSV | INST | HUSSAARM | 2013-10-13 | 213 CARRIAGE LANE |  |  |  |  | 0.00 A | 0.0 A |  | AW | LOADBREAK DISCONNECT |  |  | 480
5138102 | UNKNOWN |  | DRWTP-MCC C FERRIC TRANS PMP2 /DISC |  | NJBC | E | NJBC-BU-DRWTP | P203 | INSV | INST | HUSSAARM | 2013-10-13 | 213 CARRIAGE LANE |  |  |  |  | 0.00 A | 0.0 A |  | AW | LOADBREAK DISCONNECT |  |  | 480
5138100 | UNKNOWN |  | DRWTP-MCC C SCRBBR RECIRC PMP2 /DISC |  | NJBC | E | NJBC-BU-DRWTP | P203 | INSV | INST | HUSSAARM | 2013-10-13 | 213 CARRIAGE LANE |  |  |  |  | 0.00 A | 0.0 A |  | AW | LOADBREAK DISCONNECT |  |  | 480
5137899 | UNKNOWN |  | DRWTP-MCC C 480V FD /DISC |  | NJBC | E | NJBC-BU-DRWTP | P203 | INSV | INST | HUSSAARM | 2013-10-13 | 213 CARRIAGE LANE |  |  |  |  | 0.00 A | 0.0 A |  | AW | LOADBREAK DISCONNECT |  |  | 480
5137897 | UNKNOWN |  | DRWTP-MCC C CONVEYOR 4 /DISC |  | NJBC | E | NJBC-BU-DRWTP | P203 | INSV | INST | HUSSAARM | 2013-10-13 | 213 CARRIAGE LANE |  |  |  |  | 0.00 A | 0.0 A |  | AW | LOADBREAK DISCONNECT |  |  | 480
5137895 | UNKNOWN |  | DRWTP-MCC C TRUCK DOOR 2 /DISC |  | NJBC | E | NJBC-BU-DRWTP | P203 | INSV | INST | HUSSAARM | 2013-10-13 | 213 CARRIAGE LANE |  |  |  |  | 0.00 A | 0.0 A |  | AW | LOADBREAK DISCONNECT |  |  | 480
5137893 | UNKNOWN |  | DRWTP-MCC C TRUCK DOOR 1 /DISC |  | NJBC | E | NJBC-BU-DRWTP | P203 | INSV | INST | HUSSAARM | 2013-10-13 | 213 CARRIAGE LANE |  |  |  |  | 0.00 A | 0.0 A |  | AW | LOADBREAK DISCONNECT |  |  | 480
5137891 | UNKNOWN |  | DRWTP-MCC C PRSS CTRLPNL 4 /DISC |  | NJBC | E | NJBC-BU-DRWTP | P203 | INSV | INST | HUSSAARM | 2013-10-13 | 213 CARRIAGE LANE |  |  |  |  | 0.00 A | 0.0 A |  | AW | LOADBREAK DISCONNECT |  |  | 480
5137890 | UNKNOWN |  | DRWTP-MCC C SPARE 30A /DISC |  | NJBC | E | NJBC-BU-DRWTP | P203 | INSV | INST | HUSSAARM | 2013-10-13 | 213 CARRIAGE LANE |  |  |  |  | 0.00 A | 0.0 A |  | AW | LOADBREAK DISCONNECT |  |  | 480
5137888 | UNKNOWN |  | DRWTP-MCC C 480V MN IN FD /DISC |  | NJBC | E | NJBC-BU-DRWTP | P203 | INSV | INST | HUSSAARM | 2013-10-13 | 213 CARRIAGE LANE |  |  |  |  | 0.00 A | 0.0 A |  | AW | LOADBREAK DISCONNECT |  |  | 480
5137886 | UNKNOWN |  | DRWTP-MCC C FERRIC TRANS PMP1 /DISC |  | NJBC | E | NJBC-BU-DRWTP | P203 | INSV | INST | HUSSAARM | 2013-10-13 | 213 CARRIAGE LANE |  |  |  |  | 0.00 A | 0.0 A |  | AW | LOADBREAK DISCONNECT |  |  | 480
5137885 | UNKNOWN |  | DRWTP-MCC C THCK FD PMP3 /DISC |  | NJBC | E | NJBC-BU-DRWTP | P203 | INSV | INST | HUSSAARM | 2013-10-13 | 213 CARRIAGE LANE |  |  |  |  | 0.00 A | 0.0 A |  | AW | LOADBREAK DISCONNECT |  |  | 480
5137883 | UNKNOWN |  | DRWTP-MCC C CAUSTIC TRANS PMP1 /DISC |  | NJBC | E | NJBC-BU-DRWTP | P203 | INSV | INST | HUSSAARM | 2013-10-13 | 213 CARRIAGE LANE |  |  |  |  | 0.00 A | 0.0 A |  | AW | LOADBREAK DISCONNECT |  |  | 480
5139037 | UNKNOWN |  | DRWTP-RWPS-SWTGR R FUEL PMP1 /DISC |  | NJBC | E | NJBC-BU-DRWTP-RWPS | P203 | INSV | INST | HUSSAARM | 2013-10-13 | 213 CARRIAGE LN |  |  |  |  | 0.00 A | 0.0 A |  | AW | LOADBREAK DISCONNECT |  |  | 480
5145893 | UNKNOWN |  | BIRCH-MCC480V UNIT HTR6 CHEMRM /DISC |  | NJLO | E | NJLO-Z1-BIRCH | P203 | INSV | INST | HUSSAARM | 2013-10-13 | 322 BIRCH CREEK ROAD |  |  |  |  | 0.00 A | 0.0 A |  | AW | LOADBREAK DISCONNECT |  |  | 480
5140186 | UNKNOWN | NJHH-7-ESWG-75 | DRWTP-HSPS PMP 6 /DISC |  | NJBC | E | NJBC-BU-DRWTP-HSPS | P203 | INSV | INST | HUSSAARM | 2013-10-13 | 213 CARRIAGE LANE |  |  |  |  | 0.00 A | 0.0 A |  | AW | LOADBREAK DISCONNECT |  |  | 4160
5140178 | UNKNOWN | NJHH-7-ESWG-73 | DRWTP-RWPS INTAKE PMP 3 /DISC |  | NJBC | E | NJBC-BU-DRWTP-RWPS | P203 | INSV | INST | HUSSAARM | 2013-10-13 | 213 CARRIAGE LN |  |  |  |  | 0.00 A | 0.0 A |  | AW | LOADBREAK DISCONNECT |  |  | 4160
5140165 | UNKNOWN | NJHH-7-ESWG-57 | DRWTP-TRMT PAC MIXR MOT 2 /DISC |  | NJBC | E | NJBC-BU-DRWTP-TRMT | P203 | INSV | INST | HUSSAARM | 2013-10-13 | 213 CARRIAGE LANE |  |  |  |  | 0.00 A | 0.0 A |  | AW | LOADBREAK DISCONNECT |  |  | 480
5140161 | UNKNOWN | NJHH-7-ESWG-56 | DRWTP-TRMT PAC MIXR MOT 1 /DISC |  | NJBC | E | NJBC-BU-DRWTP-TRMT | P203 | INSV | INST | HUSSAARM | 2013-10-13 | 213 CARRIAGE LANE |  |  |  |  | 0.00 A | 0.0 A |  | AW | LOADBREAK DISCONNECT |  |  | 480
5140149 | UNKNOWN | NJHH-7-ESWG-53 | DRWTP-TRMT CL2 SCRBBR MOT PMP 2 /DISC |  | NJBC | E | NJBC-BU-DRWTP-TRMT | P203 | INSV | INST | HUSSAARM | 2013-10-13 | 213 CARRIAGE LANE |  |  |  |  | 0.00 A | 0.0 A |  | AW | LOADBREAK DISCONNECT |  |  | 480
5140145 | UNKNOWN | NJHH-7-ESWG-52 | DRWTP-TRMT CL2 SCRBBR MOT PMP 1 /DISC |  | NJBC | E | NJBC-BU-DRWTP-TRMT | P203 | INSV | INST | HUSSAARM | 2013-10-13 | 213 CARRIAGE LANE |  |  |  |  | 0.00 A | 0.0 A |  | AW | LOADBREAK DISCONNECT |  |  | 480
5140142 | UNKNOWN | NJHH-7-ESWG-51 | DRWTP-TRMT LIME SLAKER 2 /DISC |  | NJBC | E | NJBC-BU-DRWTP-TRMT | P203 | INSV | INST | HUSSAARM | 2013-10-13 | 213 CARRIAGE LANE |  |  |  |  | 0.00 A | 0.0 A |  | AW | LOADBREAK DISCONNECT |  |  | 480
5140139 | UNKNOWN | NJHH-7-ESWG-50 | DRWTP-TRMT LIME SLAKER 1 /DISC |  | NJBC | E | NJBC-BU-DRWTP-TRMT | P203 | INSV | INST | HUSSAARM | 2013-10-13 | 213 CARRIAGE LANE |  |  |  |  | 0.00 A | 0.0 A |  | AW | LOADBREAK DISCONNECT |  |  | 480
5140134 | UNKNOWN | NJHH-7-ESWG-49 | DRWTP-RSHS FILT BELT PRESS 3 /DISC |  | NJBC | E | NJBC-BU-DRWTP-RSHS | P203 | INSV | INST | HUSSAARM | 2013-10-13 | 213 CARRIAGE LANE |  |  |  |  | 0.00 A | 0.0 A |  | AW | LOADBREAK DISCONNECT |  |  | 480
5140130 | UNKNOWN | NJHH-7-ESWG-48 | DRWTP-RSHS FILT BELT PRESS 2 /DISC |  | NJBC | E | NJBC-BU-DRWTP-RSHS | P203 | INSV | INST | HUSSAARM | 2013-10-13 | 213 CARRIAGE LANE |  |  |  |  | 0.00 A | 0.0 A |  | AW | LOADBREAK DISCONNECT |  |  | 480
5140127 | UNKNOWN | NJHH-7-ESWG-47 | DRWTP-RSHS FILT BELT PRESS 1 /DISC |  | NJBC | E | NJBC-BU-DRWTP-RSHS | P203 | INSV | INST | HUSSAARM | 2013-10-13 | 213 CARRIAGE LANE |  |  |  |  | 0.00 A | 0.0 A |  | AW | LOADBREAK DISCONNECT |  |  | 480
5140111 | UNKNOWN | NJHH-7-ESWG-43 | DRWTP-RSHS HOLDING TANK 2 MIXR /DISC |  | NJBC | E | NJBC-BU-DRWTP-RSHS | P203 | INSV | INST | HUSSAARM | 2013-10-13 | 213 CARRIAGE LANE |  |  |  |  | 0.00 A | 0.0 A |  | AW | LOADBREAK DISCONNECT |  |  | 480
5140107 | UNKNOWN | NJHH-7-ESWG-42 | DRWTP-RSHS HOLDING TANK 1 MIXR /DISC |  | NJBC | E | NJBC-BU-DRWTP-RSHS | P203 | INSV | INST | HUSSAARM | 2013-10-13 | 213 CARRIAGE LANE |  |  |  |  | 0.00 A | 0.0 A |  | AW | LOADBREAK DISCONNECT |  |  | 480
5140103 | UNKNOWN | NJHH-7-ESWG-41 | DRWTP-RSHS THICK RESID PMP 2 /DISC |  | NJBC | E | NJBC-BU-DRWTP-RSHS | P203 | INSV | INST | HUSSAARM | 2013-10-13 | 213 CARRIAGE LANE |  |  |  |  | 0.00 A | 0.0 A |  | AW | LOADBREAK DISCONNECT |  |  | 480
5139799 | UNKNOWN | NJHH-7-ESWG-40 | DRWTP-RSHS THICK RESID PMP 1 /DISC |  | NJBC | E | NJBC-BU-DRWTP-RSHS | P203 | INSV | INST | HUSSAARM | 2013-10-13 | 213 CARRIAGE LANE |  |  |  |  | 0.00 A | 0.0 A |  | AW | LOADBREAK DISCONNECT |  |  | 480
5139796 | UNKNOWN | NJHH-7-ESWG-39 | DRWTP-RSHS GRAV THICK DRIVE /DISC |  | NJBC | E | NJBC-BU-DRWTP-RSHS | P203 | INSV | INST | HUSSAARM | 2013-10-13 | 213 CARRIAGE LANE |  |  |  |  | 0.00 A | 0.0 A |  | AW | LOADBREAK DISCONNECT |  |  | 480
5139792 | UNKNOWN | NJHH-7-ESWG-38 | DRWTP-RSHS THICK FEED PMP 2 /DISC |  | NJBC | E | NJBC-BU-DRWTP-RSHS | P203 | INSV | INST | HUSSAARM | 2013-10-13 | 213 CARRIAGE LANE |  |  |  |  | 0.00 A | 0.0 A |  | AW | LOADBREAK DISCONNECT |  |  | 480
5139788 | UNKNOWN | NJHH-7-ESWG-37 | DRWTP-RSHS THICK FEED PMP 1 /DISC |  | NJBC | E | NJBC-BU-DRWTP-RSHS | P203 | INSV | INST | HUSSAARM | 2013-10-13 | 213 CARRIAGE LANE |  |  |  |  | 0.00 A | 0.0 A |  | AW | LOADBREAK DISCONNECT |  |  | 480
5139784 | UNKNOWN | NJHH-7-ESWG-36 | DRWTP-RSHS EQ TANK 2 MIXR /DISC |  | NJBC | E | NJBC-BU-DRWTP-RSHS | P203 | INSV | INST | HUSSAARM | 2013-10-13 | 213 CARRIAGE LANE |  |  |  |  | 0.00 A | 0.0 A |  | AW | LOADBREAK DISCONNECT |  |  | 480
5139780 | UNKNOWN | NJHH-7-ESWG-35 | DRWTP-RSHS EQ TANK 1 MIXR /DISC |  | NJBC | E | NJBC-BU-DRWTP-RSHS | P203 | INSV | INST | HUSSAARM | 2013-10-13 | 213 CARRIAGE LANE |  |  |  |  | 0.00 A | 0.0 A |  | AW | LOADBREAK DISCONNECT |  |  | 480
5139777 | UNKNOWN | NJHH-7-ESWG-34 | DRWTP-TRMT SUPER P 4 BLWDWN PMP /DISC |  | NJBC | E | NJBC-BU-DRWTP-TRMT | P203 | INSV | INST | HUSSAARM | 2013-10-13 | 213 CARRIAGE LANE |  |  |  |  | 0.00 A | 0.0 A |  | AW | LOADBREAK DISCONNECT |  |  | 480
5139773 | UNKNOWN | NJHH-7-ESWG-33 | DRWTP-TRMT SUPER P 3 BLWDWN PMP /DISC |  | NJBC | E | NJBC-BU-DRWTP-TRMT | P203 | INSV | INST | HUSSAARM | 2013-10-13 | 213 CARRIAGE LANE |  |  |  |  | 0.00 A | 0.0 A |  | AW | LOADBREAK DISCONNECT |  |  | 480
5139769 | UNKNOWN | NJHH-7-ESWG-32 | DRWTP-TRMT SUPER P 2 BLWDWN PMP /DISC |  | NJBC | E | NJBC-BU-DRWTP-TRMT | P203 | INSV | INST | HUSSAARM | 2013-10-13 | 213 CARRIAGE LANE |  |  |  |  | 0.00 A | 0.0 A |  | AW | LOADBREAK DISCONNECT |  |  | 480
5139765 | UNKNOWN | NJHH-7-ESWG-31 | DRWTP-TRMT SUPER P 1 BLWDWN PMP /DISC |  | NJBC | E | NJBC-BU-DRWTP-TRMT | P203 | INSV | INST | HUSSAARM | 2013-10-13 | 213 CARRIAGE LANE |  |  |  |  | 0.00 A | 0.0 A |  | AW | LOADBREAK DISCONNECT |  |  | 480
5139762 | UNKNOWN | NJHH-7-ESWG-30 | DRWTP-RSHS CLAR 2 SLUDGE PMP /DISC |  | NJBC | E | NJBC-BU-DRWTP-RSHS | P203 | INSV | INST | HUSSAARM | 2013-10-13 | 213 CARRIAGE LANE |  |  |  |  | 0.00 A | 0.0 A |  | AW | LOADBREAK DISCONNECT |  |  | 480
5139758 | UNKNOWN | NJHH-7-ESWG-29 | DRWTP-RSHS CLAR 1 SLUDGE PMP /DISC |  | NJBC | E | NJBC-BU-DRWTP-RSHS | P203 | INSV | INST | HUSSAARM | 2013-10-13 | 213 CARRIAGE LANE |  |  |  |  | 0.00 A | 0.0 A |  | AW | LOADBREAK DISCONNECT |  |  | 480
5139755 | UNKNOWN | NJHH-7-ESWG-28 | DRWTP-RSHS CLAR DECANT PMP 2B /DISC |  | NJBC | E | NJBC-BU-DRWTP-RSHS | P203 | INSV | INST | HUSSAARM | 2013-10-13 | 213 CARRIAGE LANE |  |  |  |  | 0.00 A | 0.0 A |  | AW | LOADBREAK DISCONNECT |  |  | 480
5159063 | WESTINGHOUSE |  | DRWTP-HSPS INCM LN 2 /DISC |  | NJBC | E | NJBC-BU-DRWTP-HSPS | P203 | INSV | INST | HUSSAARM | 2013-10-13 | 213 CARRIAGE LANE |  |  |  |  | 1,200.00 A | 0.0 A |  | AW | LOADBREAK DISCONNECT |  |  | 4160
5159061 | WESTINGHOUSE |  | DRWTP-HSPS INCM LN 1 /DISC |  | NJBC | E | NJBC-BU-DRWTP-HSPS | P203 | INSV | INST | HUSSAARM | 2013-10-13 | 213 CARRIAGE LANE |  |  |  |  | 1,200.00 A | 0.0 A |  | AW | LOADBREAK DISCONNECT |  |  | 4160
5159059 | WESTINGHOUSE |  | DRWTP-LLPS-SWTGR E INCM LN 1 /DISC |  | NJBC | E | NJBC-BU-DRWTP-LLPS | P203 | INSV | INST | HUSSAARM | 2013-10-13 | 213 CARRIAGE LANE |  |  |  |  | 1,200.00 A | 0.0 A |  | AW | LOADBREAK DISCONNECT |  |  | 4160
5159057 | WESTINGHOUSE |  | DRWTP-LLPS-SWTGR E INCM LN 2 /DISC |  | NJBC | E | NJBC-BU-DRWTP-LLPS | P203 | INSV | INST | HUSSAARM | 2013-10-13 | 213 CARRIAGE LANE |  |  |  |  | 1,200.00 A | 0.0 A |  | AW | LOADBREAK DISCONNECT |  |  | 4160
5147834 | UNKNOWN |  | COMM-MCC Unit Heater #3 /DISC |  | NJLO | E | NJLO-Z1-COMM. | P203 | INSV | INST | HUSSAARM | 2013-10-13 | 657 Commodore Dr |  |  |  |  | 0.00 A | 0.0 A |  | AW | LOADBREAK DISCONNECT |  |  | 480
5147833 | UNKNOWN |  | COMM-MCC Unit Heater #2 /DISC |  | NJLO | E | NJLO-Z1-COMM. | P203 | INSV | INST | HUSSAARM | 2013-10-13 | 657 Commodore Dr |  |  |  |  | 0.00 A | 0.0 A |  | AW | LOADBREAK DISCONNECT |  |  | 480
5147832 | UNKNOWN |  | COMM-MCC Unit Heater #1 /DISC |  | NJLO | E | NJLO-Z1-COMM. | P203 | INSV | INST | HUSSAARM | 2013-10-13 | 657 Commodore Dr |  |  |  |  | 0.00 A | 0.0 A |  | AW | LOADBREAK DISCONNECT |  |  | 480
5147827 | UNKNOWN |  | COMM-MCC Air Compressor /DISC |  | NJLO | E | NJLO-Z1-COMM. | P203 | INSV | INST | HUSSAARM | 2013-10-13 | 657 Commodore Dr |  |  |  |  | 0.00 A | 0.0 A |  | AW | LOADBREAK DISCONNECT |  |  | 480
5147820 | UNKNOWN |  | BECK-MCC 1 Blower /DISC |  | NJLO | E | NJLO-Z1-BECK. | P203 | INSV | INST | HUSSAARM | 2013-10-13 | 1547 High Hill Rd |  |  |  |  | 0.00 A | 0.0 A |  | AW | LOADBREAK DISCONNECT |  |  | 480
5147818 | UNKNOWN |  | BECK-MCC 1 480V PP /DISC |  | NJLO | E | NJLO-Z1-BECK. | P203 | INSV | INST | HUSSAARM | 2013-10-13 | 1547 High Hill Rd |  |  |  |  | 0.00 A | 0.0 A |  | AW | LOADBREAK DISCONNECT |  |  | 480
5147817 | UNKNOWN |  | BECK-MCC 1 Roof Exhaust /DISC |  | NJLO | E | NJLO-Z1-BECK. | P203 | INSV | INST | HUSSAARM | 2013-10-13 | 1547 High Hill Rd |  |  |  |  | 0.00 A | 0.0 A |  | AW | LOADBREAK DISCONNECT |  |  | 480
5147816 | UNKNOWN |  | BECK-MCC1 CHEM RM EXHST /DISC |  | NJLO | E | NJLO-Z1-BECK. | P203 | INSV | INST | HUSSAARM | 2013-10-13 | 1547 High Hill Rd |  |  |  |  | 0.00 A | 0.0 A |  | AW | LOADBREAK DISCONNECT |  |  | 480
5147815 | UNKNOWN |  | BECK-MCC 1 Filter Room Exhaust /DISC |  | NJLO | E | NJLO-Z1-BECK. | P203 | INSV | INST | HUSSAARM | 2013-10-13 | 1547 High Hill Rd |  |  |  |  | 0.00 A | 0.0 A |  | AW | LOADBREAK DISCONNECT |  |  | 480
5147814 | UNKNOWN |  | BECK-MCC 1 Compressors /DISC |  | NJLO | E | NJLO-Z1-BECK. | P203 | INSV | INST | HUSSAARM | 2013-10-13 | 1547 High Hill Rd |  |  |  |  | 0.00 A | 0.0 A |  | AW | LOADBREAK DISCONNECT |  |  | 480
5147813 | UNKNOWN |  | BECK-MCC 1 LPA /DISC |  | NJLO | E | NJLO-Z1-BECK. | P203 | INSV | INST | HUSSAARM | 2013-10-13 | 1547 High Hill Rd |  |  |  |  | 0.00 A | 0.0 A |  | AW | LOADBREAK DISCONNECT |  |  | 480
5147810 | UNKNOWN |  | BIRCH-MCC 208V Tank Mixer /DISC |  | NJLO | E | NJLO-Z1-BIRCH | P203 | INSV | INST | HUSSAARM | 2013-10-13 | 322 BIRCH CREEK ROAD |  |  |  |  | 0.00 A | 0.0 A |  | AW | LOADBREAK DISCONNECT
5147807 | UNKNOWN |  | BIRCH-MCC208V WL PMP EXHST /DISC |  | NJLO | E | NJLO-Z1-BIRCH | P203 | INSV | INST | HUSSAARM | 2013-10-13 | 322 BIRCH CREEK ROAD |  |  |  |  | 0.00 A | 0.0 A |  | AW | LOADBREAK DISCONNECT
5147806 | UNKNOWN |  | BIRCH-MCC208V CHEM RM EXHST /DISC |  | NJLO | E | NJLO-Z1-BIRCH | P203 | INSV | INST | HUSSAARM | 2013-10-13 | 322 BIRCH CREEK ROAD |  |  |  |  | 0.00 A | 0.0 A |  | AW | LOADBREAK DISCONNECT
5147805 | UNKNOWN |  | BIRCH-MCC 208V Polymer Mixer /DISC |  | NJLO | E | NJLO-Z1-BIRCH | P203 | INSV | INST | HUSSAARM | 2013-10-13 | 322 BIRCH CREEK ROAD |  |  |  |  | 0.00 A | 0.0 A |  | AW | LOADBREAK DISCONNECT
5147804 | UNKNOWN |  | BIRCH-MCC 208V LPB /DISC |  | NJLO | E | NJLO-Z1-BIRCH | P203 | INSV | INST | HUSSAARM | 2013-10-13 | 322 BIRCH CREEK ROAD |  |  |  |  | 0.00 A | 0.0 A |  | AW | LOADBREAK DISCONNECT
5147803 | UNKNOWN |  | BIRCH-MCC 208V LPA /DISC |  | NJLO | E | NJLO-Z1-BIRCH | P203 | INSV | INST | HUSSAARM | 2013-10-13 | 322 BIRCH CREEK ROAD |  |  |  |  | 0.00 A | 0.0 A |  | AW | LOADBREAK DISCONNECT
5147800 | UNKNOWN |  | BIRCH-MCC480V UNIT HTR5 FILT RM /DISC |  | NJLO | E | NJLO-Z1-BIRCH | P203 | INSV | INST | HUSSAARM | 2013-10-13 | 322 BIRCH CREEK ROAD |  |  |  |  | 0.00 A | 0.0 A |  | AW | LOADBREAK DISCONNECT |  |  | 480
5145899 | UNKNOWN |  | BIRCH-MCC480V UNIT HTR4 FILT RM /DISC |  | NJLO | E | NJLO-Z1-BIRCH | P203 | INSV | INST | HUSSAARM | 2013-10-13 | 322 BIRCH CREEK ROAD |  |  |  |  | 0.00 A | 0.0 A |  | AW | LOADBREAK DISCONNECT |  |  | 480
5145898 | UNKNOWN |  | BIRCH-MCC480V UNIT HTR3 FILT RM /DISC |  | NJLO | E | NJLO-Z1-BIRCH | P203 | INSV | INST | HUSSAARM | 2013-10-13 | 322 BIRCH CREEK ROAD |  |  |  |  | 0.00 A | 0.0 A |  | AW | LOADBREAK DISCONNECT |  |  | 480
5145897 | UNKNOWN |  | BIRCH-MCC480V UNIT HTR2 FILT RM /DISC |  | NJLO | E | NJLO-Z1-BIRCH | P203 | INSV | INST | HUSSAARM | 2013-10-13 | 322 BIRCH CREEK ROAD |  |  |  |  | 0.00 A | 0.0 A |  | AW | LOADBREAK DISCONNECT |  |  | 480
5145896 | UNKNOWN |  | BIRCH-MCC480V UNIT HTR1 FILT RM /DISC |  | NJLO | E | NJLO-Z1-BIRCH | P203 | INSV | INST | HUSSAARM | 2013-10-13 | 322 BIRCH CREEK ROAD |  |  |  |  | 0.00 A | 0.0 A |  | AW | LOADBREAK DISCONNECT |  |  | 480
5145895 | UNKNOWN |  | BIRCH-MCC 480V Tranformer /DISC |  | NJLO | E | NJLO-Z1-BIRCH | P203 | INSV | INST | HUSSAARM | 2013-10-13 | 322 BIRCH CREEK ROAD |  |  |  |  | 0.00 A | 0.0 A |  | AW | LOADBREAK DISCONNECT |  |  | 480
5145894 | UNKNOWN |  | BIRCH-MCC480V UNIT HTR WL PMPRM /DISC |  | NJLO | E | NJLO-Z1-BIRCH | P203 | INSV | INST | HUSSAARM | 2013-10-13 | 322 BIRCH CREEK ROAD |  |  |  |  | 0.00 A | 0.0 A |  | AW | LOADBREAK DISCONNECT |  |  | 480
5139225 | WESTINGHOUSE |  | DRWTP-RWPS-SWTGR R GEN LOAD /DISC |  | NJBC | E | NJBC-BU-DRWTP-RWPS | P203 | INSV | INST | HUSSAARM | 2013-10-13 | 213 CARRIAGE LN |  |  |  |  | 0.00 A | 0.0 A |  | AW | LOADBREAK DISCONNECT |  |  | 4160
5139222 | WESTINGHOUSE |  | DRWTP-RWPS-SWTGR R TIE LN UP 2 /DISC |  | NJBC | E | NJBC-BU-DRWTP-RWPS | P203 | INSV | INST | HUSSAARM | 2013-10-13 | 213 CARRIAGE LN |  |  |  |  | 0.00 A | 0.0 A |  | AW | LOADBREAK DISCONNECT |  |  | 4160
5139216 | UNKNOWN |  | DRWTP-RWPS-SWTGR R XFMR LOAD /DISC |  | NJBC | E | NJBC-BU-DRWTP-RWPS | P203 | INSV | INST | HUSSAARM | 2013-10-13 | 213 CARRIAGE LN |  |  |  |  | 0.00 A | 0.0 A |  | AW | NON-LOADBREAK DISCONNECT |  |  | 4160
5139213 | UNKNOWN |  | DRWTP-RWPS-SWTGR R P6 /DISC |  | NJBC | E | NJBC-BU-DRWTP-RWPS | P203 | INSV | INST | HUSSAARM | 2013-10-13 | 213 CARRIAGE LN |  |  |  |  | 0.00 A | 0.0 A |  | AW | LOADBREAK DISCONNECT |  |  | 480
5139210 | UNKNOWN |  | DRWTP-RWPS-SWTGR R EF62 /DISC |  | NJBC | E | NJBC-BU-DRWTP-RWPS | P203 | INSV | INST | HUSSAARM | 2013-10-13 | 213 CARRIAGE LN |  |  |  |  | 0.00 A | 0.0 A |  | AW | LOADBREAK DISCONNECT |  |  | 480
5139207 | UNKNOWN |  | DRWTP-RWPS-SWTGR R SF15 /DISC |  | NJBC | E | NJBC-BU-DRWTP-RWPS | P203 | INSV | INST | HUSSAARM | 2013-10-13 | 213 CARRIAGE LN |  |  |  |  | 0.00 A | 0.0 A |  | AW | LOADBREAK DISCONNECT |  |  | 480
5139204 | UNKNOWN |  | DRWTP-RWPS-SWTGR R 20KVA /DISC |  | NJBC | E | NJBC-BU-DRWTP-RWPS | P203 | INSV | INST | HUSSAARM | 2013-10-13 | 213 CARRIAGE LN |  |  |  |  | 0.00 A | 0.0 A |  | AW | LOADBREAK DISCONNECT |  |  | 480
5139201 | UNKNOWN |  | DRWTP-RWPS-SWTGR R CHSE WTR PMP /DISC |  | NJBC | E | NJBC-BU-DRWTP-RWPS | P203 | INSV | INST | HUSSAARM | 2013-10-13 | 213 CARRIAGE LN |  |  |  |  | 0.00 A | 0.0 A |  | AW | LOADBREAK DISCONNECT |  |  | 480
5139099 | UNKNOWN |  | DRWTP-RWPS-SWTGR R PANEL BOND /DISC |  | NJBC | E | NJBC-BU-DRWTP-RWPS | P203 | INSV | INST | HUSSAARM | 2013-10-13 | 213 CARRIAGE LN |  |  |  |  | 0.00 A | 0.0 A |  | AW | LOADBREAK DISCONNECT |  |  | 480
5139096 | UNKNOWN |  | DRWTP-RWPS-SWTGR R XFMR FDR /DISC |  | NJBC | E | NJBC-BU-DRWTP-RWPS | P203 | INSV | INST | HUSSAARM | 2013-10-13 | 213 CARRIAGE LN |  |  |  |  | 0.00 A | 0.0 A |  | AW | LOADBREAK DISCONNECT |  |  | 480
5139093 | UNKNOWN |  | DRWTP-RWPS-SWTGR R AIR COMP 2 /DISC |  | NJBC | E | NJBC-BU-DRWTP-RWPS | P203 | INSV | INST | HUSSAARM | 2013-10-13 | 213 CARRIAGE LN |  |  |  |  | 0.00 A | 0.0 A |  | AW | LOADBREAK DISCONNECT |  |  | 480
5139090 | UNKNOWN |  | DRWTP-RWPS-SWTGR R INCM LN 2 /DISC |  | NJBC | E | NJBC-BU-DRWTP-RWPS | P203 | INSV | INST | HUSSAARM | 2013-10-13 | 213 CARRIAGE LN |  |  |  |  | 0.00 A | 0.0 A |  | AW | LOADBREAK DISCONNECT |  |  | 480
5139087 | UNKNOWN |  | DRWTP-RWPS-SWTGR R PMP8 /DISC |  | NJBC | E | NJBC-BU-DRWTP-RWPS | P203 | INSV | INST | HUSSAARM | 2013-10-13 | 213 CARRIAGE LN |  |  |  |  | 0.00 A | 0.0 A |  | AW | LOADBREAK DISCONNECT |  |  | 480
5139081 | UNKNOWN |  | DRWTP-RWPS-SWTGR R FUEL PMP2 /DISC |  | NJBC | E | NJBC-BU-DRWTP-RWPS | P203 | INSV | INST | HUSSAARM | 2013-10-13 | 213 CARRIAGE LN |  |  |  |  | 0.00 A | 0.0 A |  | AW | LOADBREAK DISCONNECT |  |  | 480
5139078 | UNKNOWN |  | DRWTP-RWPS-SWTGR R HYPO TRANS 2 /DISC |  | NJBC | E | NJBC-BU-DRWTP-RWPS | P203 | INSV | INST | HUSSAARM | 2013-10-13 | 213 CARRIAGE LN |  |  |  |  | 0.00 A | 0.0 A |  | AW | LOADBREAK DISCONNECT |  |  | 480
5139075 | UNKNOWN |  | DRWTP-RWPS-SWTGR R INCM LN 1 /DISC |  | NJBC | E | NJBC-BU-DRWTP-RWPS | P203 | INSV | INST | HUSSAARM | 2013-10-13 | 213 CARRIAGE LN |  |  |  |  | 0.00 A | 0.0 A |  | AW | LOADBREAK DISCONNECT |  |  | 480
5139072 | UNKNOWN |  | DRWTP-RWPS-SWTGR R SPARE STRTR /DISC |  | NJBC | E | NJBC-BU-DRWTP-RWPS | P203 | INSV | INST | HUSSAARM | 2013-10-13 | 213 CARRIAGE LN |  |  |  |  | 0.00 A | 0.0 A |  | AW | LOADBREAK DISCONNECT |  |  | 480
5139069 | UNKNOWN |  | DRWTP-RWPS-SWTGR R HYPO TRANS 1 /DISC |  | NJBC | E | NJBC-BU-DRWTP-RWPS | P203 | INSV | INST | HUSSAARM | 2013-10-13 | 213 CARRIAGE LN |  |  |  |  | 0.00 A | 0.0 A |  | AW | LOADBREAK DISCONNECT |  |  | 480
5139066 | UNKNOWN |  | DRWTP-RWPS-SWTGR R SPARE /DISC |  | NJBC | E | NJBC-BU-DRWTP-RWPS | P203 | INSV | INST | HUSSAARM | 2013-10-13 | 213 CARRIAGE LN |  |  |  |  | 0.00 A | 0.0 A |  | AW | LOADBREAK DISCONNECT |  |  | 480
5139063 | UNKNOWN |  | DRWTP-RWPS-SWTGR R SPARE /DISC |  | NJBC | E | NJBC-BU-DRWTP-RWPS | P203 | INSV | INST | HUSSAARM | 2013-10-13 | 213 CARRIAGE LN |  |  |  |  | 0.00 A | 0.0 A |  | AW | LOADBREAK DISCONNECT |  |  | 480
5139060 | UNKNOWN |  | DRWTP-RWPS-SWTGR R SPARE /DISC |  | NJBC | E | NJBC-BU-DRWTP-RWPS | P203 | INSV | INST | HUSSAARM | 2013-10-13 | 213 CARRIAGE LN |  |  |  |  | 0.00 A | 0.0 A |  | AW | LOADBREAK DISCONNECT |  |  | 480
5139058 | UNKNOWN |  | DRWTP-RWPS-SWTGR R SPARE /DISC |  | NJBC | E | NJBC-BU-DRWTP-RWPS | P203 | INSV | INST | HUSSAARM | 2013-10-13 | 213 CARRIAGE LN |  |  |  |  | 0.00 A | 0.0 A |  | AW | LOADBREAK DISCONNECT |  |  | 480
5139055 | UNKNOWN |  | DRWTP-RWPS-SWTGR R AIR COMP 1 /DISC |  | NJBC | E | NJBC-BU-DRWTP-RWPS | P203 | INSV | INST | HUSSAARM | 2013-10-13 | 213 CARRIAGE LN |  |  |  |  | 0.00 A | 0.0 A |  | AW | LOADBREAK DISCONNECT |  |  | 480
5139052 | UNKNOWN |  | DRWTP-RWPS-SWTGR R SF18 /DISC |  | NJBC | E | NJBC-BU-DRWTP-RWPS | P203 | INSV | INST | HUSSAARM | 2013-10-13 | 213 CARRIAGE LN |  |  |  |  | 0.00 A | 0.0 A |  | AW | LOADBREAK DISCONNECT |  |  | 480
5139049 | UNKNOWN |  | DRWTP-RWPS-SWTGR R EF66 /DISC |  | NJBC | E | NJBC-BU-DRWTP-RWPS | P203 | INSV | INST | HUSSAARM | 2013-10-13 | 213 CARRIAGE LN |  |  |  |  | 0.00 A | 0.0 A |  | AW | LOADBREAK DISCONNECT |  |  | 480
5139046 | UNKNOWN |  | DRWTP-RWPS-SWTGR R EF65 /DISC |  | NJBC | E | NJBC-BU-DRWTP-RWPS | P203 | INSV | INST | HUSSAARM | 2013-10-13 | 213 CARRIAGE LN |  |  |  |  | 0.00 A | 0.0 A |  | AW | LOADBREAK DISCONNECT |  |  | 480
5139043 | UNKNOWN |  | DRWTP-RWPS-SWTGR R SF17 /DISC |  | NJBC | E | NJBC-BU-DRWTP-RWPS | P203 | INSV | INST | HUSSAARM | 2013-10-13 | 213 CARRIAGE LN |  |  |  |  | 0.00 A | 0.0 A |  | AW | LOADBREAK DISCONNECT |  |  | 480
5139040 | UNKNOWN |  | DRWTP-RWPS-SWTGR R EF 68 /DISC |  | NJBC | E | NJBC-BU-DRWTP-RWPS | P203 | INSV | INST | HUSSAARM | 2013-10-13 | 213 CARRIAGE LN |  |  |  |  | 0.00 A | 0.0 A |  | AW | LOADBREAK DISCONNECT |  |  | 480
5139750 | UNKNOWN | NJHH-7-ESWG-27 | DRWTP-RSHS CLAR DECANT PMP 2A /DISC |  | NJBC | E | NJBC-BU-DRWTP-RSHS | P203 | INSV | INST | HUSSAARM | 2013-10-13 | 213 CARRIAGE LANE |  |  |  |  | 0.00 A | 0.0 A |  | AW | LOADBREAK DISCONNECT |  |  | 480
5139746 | UNKNOWN | NJHH-7-ESWG-26 | DRWTP-RSHS CLAR DECANT PMP 1B /DISC |  | NJBC | E | NJBC-BU-DRWTP-RSHS | P203 | INSV | INST | HUSSAARM | 2013-10-13 | 213 CARRIAGE LANE |  |  |  |  | 0.00 A | 0.0 A |  | AW | LOADBREAK DISCONNECT |  |  | 480
5139743 | UNKNOWN | NJHH-7-ESWG-25 | DRWTP-RSHS CLAR DECANT PMP 1A /DISC |  | NJBC | E | NJBC-BU-DRWTP-RSHS | P203 | INSV | INST | HUSSAARM | 2013-10-13 | 213 CARRIAGE LANE |  |  |  |  | 0.00 A | 0.0 A |  | AW | LOADBREAK DISCONNECT |  |  | 480
5139739 | UNKNOWN | NJHH-7-ESWG-24 | DRWTP-HSPS AIR WASH BLWR 2 /DISC |  | NJBC | E | NJBC-BU-DRWTP-HSPS | P203 | INSV | INST | HUSSAARM | 2013-10-13 | 213 CARRIAGE LANE |  |  |  |  | 0.00 A | 0.0 A |  | AW | LOADBREAK DISCONNECT |  |  | 4160
5139735 | UNKNOWN | NJHH-7-ESWG-23 | DRWTP-HSPS AIR WASH BLWR 1 /DISC |  | NJBC | E | NJBC-BU-DRWTP-HSPS | P203 | INSV | INST | HUSSAARM | 2013-10-13 | 213 CARRIAGE LANE |  |  |  |  | 0.00 A | 0.0 A |  | AW | LOADBREAK DISCONNECT |  |  | 4160
5139731 | UNKNOWN | NJHH-7-ESWG-22 | DRWTP-HSPS WASH WATER PMP 2 /DISC |  | NJBC | E | NJBC-BU-DRWTP-HSPS | P203 | INSV | INST | HUSSAARM | 2013-10-13 | 213 CARRIAGE LANE |  |  |  |  | 0.00 A | 0.0 A |  | AW | LOADBREAK DISCONNECT |  |  | 4160
5139726 | UNKNOWN | NJHH-7-ESWG-21 | DRWTP-HSPS WASH WATER PMP 1 /DISC |  | NJBC | E | NJBC-BU-DRWTP-HSPS | P203 | INSV | INST | HUSSAARM | 2013-10-13 | 213 CARRIAGE LANE |  |  |  |  | 0.00 A | 0.0 A |  | AW | LOADBREAK DISCONNECT |  |  | 4160
5139723 | UNKNOWN | NJHH-7-ESWG-20 | DRWTP-HSPS PMP 5 /DISC |  | NJBC | E | NJBC-BU-DRWTP-HSPS | P203 | INSV | INST | HUSSAARM | 2013-10-13 | 213 CARRIAGE LANE |  |  |  |  | 0.00 A | 0.0 A |  | AW | LOADBREAK DISCONNECT |  |  | 4160
5139711 | UNKNOWN | NJHH-7-ESWG-17 | DRWTP-HSPS PMP 2 /DISC |  | NJBC | E | NJBC-BU-DRWTP-HSPS | P203 | INSV | INST | HUSSAARM | 2013-10-13 | 213 CARRIAGE LANE |  |  |  |  | 0.00 A | 0.0 A |  | AW | LOADBREAK DISCONNECT |  |  | 4160
5139708 | UNKNOWN | NJHH-7-ESWG-16 | DRWTP-HSPS PMP 1 /DISC |  | NJBC | E | NJBC-BU-DRWTP-HSPS | P203 | INSV | INST | HUSSAARM | 2013-10-13 | 213 CARRIAGE LANE |  |  |  |  | 0.00 A | 0.0 A |  | AW | LOADBREAK DISCONNECT |  |  | 4160
5139697 | UNKNOWN |  | DRWTP 5000KVA TRNSFMR /DISC |  | NJBC | E | NJBC-BU-DRWTP | P203 | INSV | INST | HUSSAARM | 2013-10-13 | 213 CARRIAGE LANE |  |  |  |  | 200.00 A |  |  | AW | LOADBREAK DISCONNECT
5139693 | UNKNOWN | NJHH-7-ESWG-12 | DRWTP-RWPS INTAKE PMP 4 /DISC |  | NJBC | E | NJBC-BU-DRWTP-RWPS | P203 | INSV | INST | HUSSAARM | 2013-10-13 | 213 CARRIAGE LN |  |  |  |  | 0.00 A | 0.0 A |  | AW | LOADBREAK DISCONNECT |  |  | 4160
5139689 | UNKNOWN | NJHH-7-ESWG-11 | DRWTP-RWPS INTAKE PMP 2 /DISC |  | NJBC | E | NJBC-BU-DRWTP-RWPS | P203 | INSV | INST | HUSSAARM | 2013-10-13 | 213 CARRIAGE LN |  |  |  |  | 0.00 A | 0.0 A |  | AW | LOADBREAK DISCONNECT |  |  | 4160
5139685 | UNKNOWN | NJHH-7-ESWG-10 | DRWTP-RWPS INTAKE PMP 1 /DISC |  | NJBC | E | NJBC-BU-DRWTP-RWPS | P203 | INSV | INST | HUSSAARM | 2013-10-13 | 213 CARRIAGE LN |  |  |  |  | 0.00 A | 0.0 A |  | AW | LOADBREAK DISCONNECT |  |  | 4160
5139283 | UNKNOWN |  | DRWTP-MCC I BLANK /DISC |  | NJBC | E | NJBC-BU-DRWTP | P203 | INSV | INST | HUSSAARM | 2013-10-13 | 213 CARRIAGE LANE |  |  |  |  | 0.00 A | 0.0 A |  | AW | LOADBREAK DISCONNECT |  |  | 480
5139280 | UNKNOWN |  | DRWTP-MCC I O3 RECIRC PMP2 /DISC |  | NJBC | E | NJBC-BU-DRWTP | P203 | INSV | INST | HUSSAARM | 2013-10-13 | 213 CARRIAGE LANE |  |  |  |  | 0.00 A | 0.0 A |  | AW | LOADBREAK DISCONNECT |  |  | 480
5139277 | UNKNOWN |  | DRWTP-MCC I BLWR 3 /DISC |  | NJBC | E | NJBC-BU-DRWTP | P203 | INSV | INST | HUSSAARM | 2013-10-13 | 213 CARRIAGE LANE |  |  |  |  | 0.00 A | 0.0 A |  | AW | LOADBREAK DISCONNECT |  |  | 480
5139273 | UNKNOWN |  | DRWTP-MCC I O3 DU 2 /DISC |  | NJBC | E | NJBC-BU-DRWTP | P203 | INSV | INST | HUSSAARM | 2013-10-13 | 213 CARRIAGE LANE |  |  |  |  | 0.00 A | 0.0 A |  | AW | LOADBREAK DISCONNECT |  |  | 480
5139270 | UNKNOWN |  | DRWTP-MCC I BLANK /DISC |  | NJBC | E | NJBC-BU-DRWTP | P203 | INSV | INST | HUSSAARM | 2013-10-13 | 213 CARRIAGE LANE |  |  |  |  | 0.00 A | 0.0 A |  | AW | LOADBREAK DISCONNECT |  |  | 480
5139266 | UNKNOWN |  | DRWTP-MCC I O3 DSTRCT RM FAN /DISC |  | NJBC | E | NJBC-BU-DRWTP | P203 | INSV | INST | HUSSAARM | 2013-10-13 | 213 CARRIAGE LANE |  |  |  |  | 0.00 A | 0.0 A |  | AW | LOADBREAK DISCONNECT |  |  | 480
5139263 | UNKNOWN |  | DRWTP-MCC I BLWR 1 /DISC |  | NJBC | E | NJBC-BU-DRWTP | P203 | INSV | INST | HUSSAARM | 2013-10-13 | 213 CARRIAGE LANE |  |  |  |  | 0.00 A | 0.0 A |  | AW | LOADBREAK DISCONNECT |  |  | 480
5139260 | UNKNOWN |  | DRWTP-MCC I BLANK /DISC |  | NJBC | E | NJBC-BU-DRWTP | P203 | INSV | INST | HUSSAARM | 2013-10-13 | 213 CARRIAGE LANE |  |  |  |  | 0.00 A | 0.0 A |  | AW | LOADBREAK DISCONNECT |  |  | 480
5139254 | UNKNOWN |  | DRWTP-MCC I BLANK /DISC |  | NJBC | E | NJBC-BU-DRWTP | P203 | INSV | INST | HUSSAARM | 2013-10-13 | 213 CARRIAGE LANE |  |  |  |  | 0.00 A | 0.0 A |  | AW | LOADBREAK DISCONNECT |  |  | 480
5139251 | UNKNOWN |  | DRWTP-MCC I BLWR 2 /DISC |  | NJBC | E | NJBC-BU-DRWTP | P203 | INSV | INST | HUSSAARM | 2013-10-13 | 213 CARRIAGE LANE |  |  |  |  | 0.00 A | 0.0 A |  | AW | LOADBREAK DISCONNECT |  |  | 480
5139249 | UNKNOWN |  | DRWTP-MCC I O3 RECIRC PMP1 /DISC |  | NJBC | E | NJBC-BU-DRWTP | P203 | INSV | INST | HUSSAARM | 2013-10-13 | 213 CARRIAGE LANE |  |  |  |  | 0.00 A | 0.0 A |  | AW | LOADBREAK DISCONNECT |  |  | 480
5139247 | UNKNOWN |  | DRWTP-MCC I O3 DU 3 (FUTR) /DISC |  | NJBC | E | NJBC-BU-DRWTP | P203 | INSV | INST | HUSSAARM | 2013-10-13 | 213 CARRIAGE LANE |  |  |  |  | 0.00 A | 0.0 A |  | AW | LOADBREAK DISCONNECT |  |  | 480
5139244 | UNKNOWN |  | DRWTP-MCC I O3 DU 1 /DISC |  | NJBC | E | NJBC-BU-DRWTP | P203 | INSV | INST | HUSSAARM | 2013-10-13 | 213 CARRIAGE LANE |  |  |  |  | 0.00 A | 0.0 A |  | AW | LOADBREAK DISCONNECT |  |  | 480
5139241 | UNKNOWN |  | DRWTP-MCC I LP1 /DISC |  | NJBC | E | NJBC-BU-DRWTP | P203 | INSV | INST | HUSSAARM | 2013-10-13 | 213 CARRIAGE LANE |  |  |  |  | 0.00 A | 0.0 A |  | AW | LOADBREAK DISCONNECT |  |  | 480
5137816 | UNKNOWN |  | DRWTP-MCC B SUPER P PIPE GAL /DISC |  | NJBC | E | NJBC-BU-DRWTP | P203 | INSV | INST | HUSSAARM | 2013-10-13 | 213 CARRIAGE LANE |  |  |  |  | 0.00 A | 0.0 A |  | AW | LOADBREAK DISCONNECT |  |  | 480
5136191 | UNKNOWN |  | DRWTP-SWTGR A EF62 HSP /DISC |  | NJBC | E | NJBC-BU-DRWTP | P203 | INSV | INST | HUSSAARM | 2013-10-13 | 213 CARRIAGE LANE |  |  |  |  | 0.00 A | 0.0 A |  | AW | LOADBREAK DISCONNECT |  |  | 480
5136189 | UNKNOWN |  | DRWTP-SWTGR A LPA3 /DISC |  | NJBC | E | NJBC-BU-DRWTP | P203 | INSV | INST | HUSSAARM | 2013-10-13 | 213 CARRIAGE LANE |  |  |  |  | 0.00 A | 0.0 A |  | AW | LOADBREAK DISCONNECT |  |  | 480
5136187 | UNKNOWN |  | DRWTP-SWTGR A AHU11 FILTS /DISC |  | NJBC | E | NJBC-BU-DRWTP | P203 | INSV | INST | HUSSAARM | 2013-10-13 | 213 CARRIAGE LANE |  |  |  |  | 0.00 A | 0.0 A |  | AW | LOADBREAK DISCONNECT |  |  | 480
5136185 | UNKNOWN |  | DRWTP-SWTGR A AHU10 FILTS /DISC |  | NJBC | E | NJBC-BU-DRWTP | P203 | INSV | INST | HUSSAARM | 2013-10-13 | 213 CARRIAGE LANE |  |  |  |  | 0.00 A | 0.0 A |  | AW | LOADBREAK DISCONNECT |  |  | 480
5136184 | UNKNOWN |  | DRWTP-SWTGR A 45KVA XFMR /DISC |  | NJBC | E | NJBC-BU-DRWTP | P203 | INSV | INST | HUSSAARM | 2013-10-13 | 213 CARRIAGE LANE |  |  |  |  | 0.00 A | 0.0 A |  | AW | LOADBREAK DISCONNECT |  |  | 480
5136182 | UNKNOWN |  | DRWTP-SWTGR A LPA3 MN BRKR /DISC |  | NJBC | E | NJBC-BU-DRWTP | P203 | INSV | INST | HUSSAARM | 2013-10-13 | 213 CARRIAGE LANE |  |  |  |  | 0.00 A | 0.0 A |  | AW | LOADBREAK DISCONNECT |  |  | 480
5136178 | UNKNOWN |  | DRWTP-SWTGR A HVAC13 FILT CNSLS /DISC |  | NJBC | E | NJBC-BU-DRWTP | P203 | INSV | INST | HUSSAARM | 2013-10-13 | 213 CARRIAGE LANE |  |  |  |  | 0.00 A | 0.0 A |  | AW | LOADBREAK DISCONNECT |  |  | 480
5136176 | UNKNOWN |  | DRWTP-SWTGR A HVAC14 ELEC RM /DISC |  | NJBC | E | NJBC-BU-DRWTP | P203 | INSV | INST | HUSSAARM | 2013-10-13 | 213 CARRIAGE LANE |  |  |  |  | 0.00 A | 0.0 A |  | AW | LOADBREAK DISCONNECT |  |  | 480
5136174 | UNKNOWN |  | DRWTP-SWTGR A EH2 FILT PIPE GAL /DISC |  | NJBC | E | NJBC-BU-DRWTP | P203 | INSV | INST | HUSSAARM | 2013-10-13 | 213 CARRIAGE LANE |  |  |  |  | 0.00 A | 0.0 A |  | AW | LOADBREAK DISCONNECT |  |  | 480
5136172 | UNKNOWN |  | DRWTP-SWTGR A EH1 FILT PIPE GAL /DISC |  | NJBC | E | NJBC-BU-DRWTP | P203 | INSV | INST | HUSSAARM | 2013-10-13 | 213 CARRIAGE LANE |  |  |  |  | 0.00 A | 0.0 A |  | AW | LOADBREAK DISCONNECT |  |  | 480
5136170 | UNKNOWN |  | DRWTP-SWTGR A GEN 2 JCKET HTR S /DISC |  | NJBC | E | NJBC-BU-DRWTP | P203 | INSV | INST | HUSSAARM | 2013-10-13 | 213 CARRIAGE LANE |  |  |  |  | 0.00 A | 0.0 A |  | AW | LOADBREAK DISCONNECT |  |  | 480
5136168 | UNKNOWN |  | DRWTP-SWTGR A GEN 2 JCKET HTR N /DISC |  | NJBC | E | NJBC-BU-DRWTP | P203 | INSV | INST | HUSSAARM | 2013-10-13 | 213 CARRIAGE LANE |  |  |  |  | 0.00 A | 0.0 A |  | AW | LOADBREAK DISCONNECT |  |  | 480
5136166 | UNKNOWN |  | DRWTP-SWTGR A GEN 1 JCKET HTR S /DISC |  | NJBC | E | NJBC-BU-DRWTP | P203 | INSV | INST | HUSSAARM | 2013-10-13 | 213 CARRIAGE LANE |  |  |  |  | 0.00 A | 0.0 A |  | AW | LOADBREAK DISCONNECT |  |  | 480
5136164 | UNKNOWN |  | DRWTP-SWTGR A GEN 1 JCKET HTR N /DISC |  | NJBC | E | NJBC-BU-DRWTP | P203 | INSV | INST | HUSSAARM | 2013-10-13 | 213 CARRIAGE LANE |  |  |  |  | 0.00 A | 0.0 A |  | AW | LOADBREAK DISCONNECT |  |  | 480
5136162 | UNKNOWN |  | DRWTP-SWTGR A CL2 WTR PMP /DISC |  | NJBC | E | NJBC-BU-DRWTP | P203 | INSV | INST | HUSSAARM | 2013-10-13 | 213 CARRIAGE LANE |  |  |  |  | 0.00 A | 0.0 A |  | AW | LOADBREAK DISCONNECT |  |  | 480
5136160 | UNKNOWN |  | DRWTP-SWTGR A LPA1 /DISC |  | NJBC | E | NJBC-BU-DRWTP | P203 | INSV | INST | HUSSAARM | 2013-10-13 | 213 CARRIAGE LANE |  |  |  |  | 0.00 A | 0.0 A |  | AW | LOADBREAK DISCONNECT |  |  | 480
5136158 | UNKNOWN |  | DRWTP-SWTGR A LPA1 MN BRKR /DISC |  | NJBC | E | NJBC-BU-DRWTP | P203 | INSV | INST | HUSSAARM | 2013-10-13 | 213 CARRIAGE LANE |  |  |  |  | 0.00 A | 0.0 A |  | AW | LOADBREAK DISCONNECT |  |  | 480
5136155 | UNKNOWN |  | DRWTP-SWTGR A DEHUMIDIFIER /DISC |  | NJBC | E | NJBC-BU-DRWTP | P203 | INSV | INST | HUSSAARM | 2013-10-13 | 213 CARRIAGE LANE |  |  |  |  | 0.00 A | 0.0 A |  | AW | LOADBREAK DISCONNECT |  |  | 480
5136153 | UNKNOWN |  | DRWTP-SWTGR A EH7 ANALYZER RM /DISC |  | NJBC | E | NJBC-BU-DRWTP | P203 | INSV | INST | HUSSAARM | 2013-10-13 | 213 CARRIAGE LANE |  |  |  |  | 0.00 A | 0.0 A |  | AW | LOADBREAK DISCONNECT |  |  | 480
5136149 | UNKNOWN |  | DRWTP-SWTGR A EH6 HSP PIPE GAL /DISC |  | NJBC | E | NJBC-BU-DRWTP | P203 | INSV | INST | HUSSAARM | 2013-10-13 | 213 CARRIAGE LANE |  |  |  |  | 0.00 A | 0.0 A |  | AW | LOADBREAK DISCONNECT |  |  | 480
5136148 | UNKNOWN |  | DRWTP-SWTGR A EH5 HSP PIPE GAL /DISC |  | NJBC | E | NJBC-BU-DRWTP | P203 | INSV | INST | HUSSAARM | 2013-10-13 | 213 CARRIAGE LANE |  |  |  |  | 0.00 A | 0.0 A |  | AW | LOADBREAK DISCONNECT |  |  | 480
5136146 | UNKNOWN |  | DRWTP-SWTGR A EH4 HSP PIPE GAL /DISC |  | NJBC | E | NJBC-BU-DRWTP | P203 | INSV | INST | HUSSAARM | 2013-10-13 | 213 CARRIAGE LANE |  |  |  |  | 0.00 A | 0.0 A |  | AW | LOADBREAK DISCONNECT |  |  | 480
5136144 | UNKNOWN |  | DRWTP-SWTGR A EH3 HSP PIPE GAL /DISC |  | NJBC | E | NJBC-BU-DRWTP | P203 | INSV | INST | HUSSAARM | 2013-10-13 | 213 CARRIAGE LANE |  |  |  |  | 0.00 A | 0.0 A |  | AW | LOADBREAK DISCONNECT |  |  | 480
5135992 | UNKNOWN |  | OLDORCHARD-W58 Well Disconnect /DISC |  | NJBC | E | NJBC-CM-OLDOR-W58. | P203 | INSV | INST | HUSSAARM | 2013-10-13 | 47 BRANDYWINE DR |  |  |  |  | 0.00 A | 0.0 A |  | AW | LOADBREAK DISCONNECT
5135986 | UNKNOWN |  | OLDORCHARD-W68 Well Disconnect /DISC |  | NJBC | E | NJBC-CM-OLDOR-W68. | P203 | INSV | INST | HUSSAARM | 2013-10-13 | ROUTE 70 EAST AT OLD ORCHARD ROAD |  |  |  |  | 0.00 A | 0.0 A |  | AW | LOADBREAK DISCONNECT
5135983 | UNKNOWN |  | OLDORCHARD-W38 Well Disconnect /DISC |  | NJBC | E | NJBC-CM-OLDOR-W38. | P203 | INSV | INST | HUSSAARM | 2013-10-13 | 2070 RT 70 |  |  |  |  | 0.00 A | 0.0 A |  | AW | LOADBREAK DISCONNECT
5135974 | UNKNOWN |  | RIVERROAD-BST Main Fused /DISC |  | NJBC | E | NJBC-BU-RVBST-BPMP | P203 | INSV | INST | HUSSAARM | 2013-10-13 | 2767 BROAD ST |  |  |  |  | 0.00 A | 0.0 A |  | AW | LOADBREAK DISCONNECT
5135950 | UNKNOWN |  | POMONA-ALB-W26 /DISC |  | NJBC | E | NJBC-BU-POMON-ALB.-W26. | P203 | INSV | INST | HUSSAARM | 2013-10-13 | 2712 NEW ALBANY RD |  |  |  |  | 0.00 A | 0.0 A |  | AW | LOADBREAK DISCONNECT
5136746 | UNKNOWN |  | DRWTP-SWTGR A SAMPLE PMP8 /DISC |  | NJBC | E | NJBC-BU-DRWTP | P203 | INSV | INST | HUSSAARM | 2013-10-13 | 213 CARRIAGE LANE |  |  |  |  | 0.00 A | 0.0 A |  | AW | LOADBREAK DISCONNECT |  |  | 480
5136744 | UNKNOWN |  | DRWTP-SWTGR A SAMPLE PMP7 /DISC |  | NJBC | E | NJBC-BU-DRWTP | P203 | INSV | INST | HUSSAARM | 2013-10-13 | 213 CARRIAGE LANE |  |  |  |  | 0.00 A | 0.0 A |  | AW | LOADBREAK DISCONNECT |  |  | 480
5136742 | UNKNOWN |  | DRWTP-SWTGR A SAMPLE PMP6 /DISC |  | NJBC | E | NJBC-BU-DRWTP | P203 | INSV | INST | HUSSAARM | 2013-10-13 | 213 CARRIAGE LANE |  |  |  |  | 0.00 A | 0.0 A |  | AW | LOADBREAK DISCONNECT |  |  | 480
5136740 | UNKNOWN |  | DRWTP-SWTGR A SAMPLE PMP5 /DISC |  | NJBC | E | NJBC-BU-DRWTP | P203 | INSV | INST | HUSSAARM | 2013-10-13 | 213 CARRIAGE LANE |  |  |  |  | 0.00 A | 0.0 A |  | AW | LOADBREAK DISCONNECT |  |  | 480
5136738 | UNKNOWN |  | DRWTP-SWTGR A SAMPLE PMP5A /DISC |  | NJBC | E | NJBC-BU-DRWTP | P203 | INSV | INST | HUSSAARM | 2013-10-13 | 213 CARRIAGE LANE |  |  |  |  | 0.00 A | 0.0 A |  | AW | LOADBREAK DISCONNECT |  |  | 480
5136736 | UNKNOWN |  | DRWTP-SWTGR A BLANK /DISC |  | NJBC | E | NJBC-BU-DRWTP | P203 | INSV | INST | HUSSAARM | 2013-10-13 | 213 CARRIAGE LANE |  |  |  |  | 0.00 A | 0.0 A |  | AW | LOADBREAK DISCONNECT |  |  | 480
5136734 | UNKNOWN |  | DRWTP-SWTGR A EM GEN DAY TK 2 /DISC |  | NJBC | E | NJBC-BU-DRWTP | P203 | INSV | INST | HUSSAARM | 2013-10-13 | 213 CARRIAGE LANE |  |  |  |  | 0.00 A | 0.0 A |  | AW | LOADBREAK DISCONNECT |  |  | 480
5136732 | UNKNOWN |  | DRWTP-SWTGR A EM GEN DAY TK 1 /DISC |  | NJBC | E | NJBC-BU-DRWTP | P203 | INSV | INST | HUSSAARM | 2013-10-13 | 213 CARRIAGE LANE |  |  |  |  | 0.00 A | 0.0 A |  | AW | LOADBREAK DISCONNECT |  |  | 480
5136730 | UNKNOWN |  | DRWTP-SWTGR A EF47 /DISC |  | NJBC | E | NJBC-BU-DRWTP | P203 | INSV | INST | HUSSAARM | 2013-10-13 | 213 CARRIAGE LANE |  |  |  |  | 0.00 A | 0.0 A |  | AW | LOADBREAK DISCONNECT |  |  | 480
5136728 | UNKNOWN |  | DRWTP-SWTGR A O3 RM GARAGE DOOR /DISC |  | NJBC | E | NJBC-BU-DRWTP | P203 | INSV | INST | HUSSAARM | 2013-10-13 | 213 CARRIAGE LANE |  |  |  |  | 0.00 A | 0.0 A |  | AW | LOADBREAK DISCONNECT |  |  | 480
5136726 | UNKNOWN |  | DRWTP-SWTGR A GEN RM DOOR /DISC |  | NJBC | E | NJBC-BU-DRWTP | P203 | INSV | INST | HUSSAARM | 2013-10-13 | 213 CARRIAGE LANE |  |  |  |  | 0.00 A | 0.0 A |  | AW | LOADBREAK DISCONNECT |  |  | 480
5136722 | UNKNOWN |  | DRWTP-SWTGR A EF51 HSP PIPE GAL /DISC |  | NJBC | E | NJBC-BU-DRWTP | P203 | INSV | INST | HUSSAARM | 2013-10-13 | 213 CARRIAGE LANE |  |  |  |  | 0.00 A | 0.0 A |  | AW | LOADBREAK DISCONNECT |  |  | 480
5136718 | UNKNOWN |  | DRWTP-SWTGR A EF46 O3 RM /DISC |  | NJBC | E | NJBC-BU-DRWTP | P203 | INSV | INST | HUSSAARM | 2013-10-13 | 213 CARRIAGE LANE |  |  |  |  | 0.00 A | 0.0 A |  | AW | LOADBREAK DISCONNECT |  |  | 480
5136716 | UNKNOWN |  | DRWTP-SWTGR A SF14 DEHUMIDIFIER /DISC |  | NJBC | E | NJBC-BU-DRWTP | P203 | INSV | INST | HUSSAARM | 2013-10-13 | 213 CARRIAGE LANE |  |  |  |  | 0.00 A | 0.0 A |  | AW | LOADBREAK DISCONNECT |  |  | 480
5136712 | UNKNOWN |  | DRWTP-SWTGR A SF13 GEN RM /DISC |  | NJBC | E | NJBC-BU-DRWTP | P203 | INSV | INST | HUSSAARM | 2013-10-13 | 213 CARRIAGE LANE |  |  |  |  | 0.00 A | 0.0 A |  | AW | LOADBREAK DISCONNECT |  |  | 480
5136710 | UNKNOWN |  | DRWTP-SWTGR A SF12 GEN RM /DISC |  | NJBC | E | NJBC-BU-DRWTP | P203 | INSV | INST | HUSSAARM | 2013-10-13 | 213 CARRIAGE LANE |  |  |  |  | 0.00 A | 0.0 A |  | AW | LOADBREAK DISCONNECT |  |  | 480
5136708 | UNKNOWN |  | DRWTP-SWTGR A SF11 GEN RM /DISC |  | NJBC | E | NJBC-BU-DRWTP | P203 | INSV | INST | HUSSAARM | 2013-10-13 | 213 CARRIAGE LANE |  |  |  |  | 0.00 A | 0.0 A |  | AW | LOADBREAK DISCONNECT |  |  | 480
5136705 | UNKNOWN |  | DRWTP-SWTGR A SF10 O3 RM /DISC |  | NJBC | E | NJBC-BU-DRWTP | P203 | INSV | INST | HUSSAARM | 2013-10-13 | 213 CARRIAGE LANE |  |  |  |  | 0.00 A | 0.0 A |  | AW | LOADBREAK DISCONNECT |  |  | 480
5136702 | UNKNOWN |  | DRWTP-SWTGR A SF9 O3 RM /DISC |  | NJBC | E | NJBC-BU-DRWTP | P203 | INSV | INST | HUSSAARM | 2013-10-13 | 213 CARRIAGE LANE |  |  |  |  | 0.00 A | 0.0 A |  | AW | LOADBREAK DISCONNECT |  |  | 480
5136701 | UNKNOWN |  | DRWTP-SWTGR A EF54 /DISC |  | NJBC | E | NJBC-BU-DRWTP | P203 | INSV | INST | HUSSAARM | 2013-10-13 | 213 CARRIAGE LANE |  |  |  |  | 0.00 A | 0.0 A |  | AW | LOADBREAK DISCONNECT |  |  | 480
5136325 | SQUARE D |  | CHEWSLNDBS Main /DISC |  | NJBC | E | NJBC-CM-CHEWS | P203 | INSV | INST | HUSSAARM | 2013-10-13 | 1543 CHEWS LANDING RD | [7 empty] | AW | LOADBREAK DISCONNECT
5136315 | SQUARE D |  | STATION-BAR Main /DISC |  | NJBC | E | NJBC-CM-STATI-BAR. | P203 | INSV | INST | HUSSAARM | 2013-10-13 | 2 STATION AVE | [7 empty] | AW | LOADBREAK DISCONNECT
5136303 | UNKNOWN |  | VOORHEES-W21 Well Disconnect /DISC |  | NJBC | E | NJBC-CM-VOORH-W21. | P203 | INSV | INST | HUSSAARM | 2013-10-13 | EVESHAM RD AT GOLF VIEW DRIVE |  |  |  |  | 0.00 A | 0.0 A |  | AW | LOADBREAK DISCONNECT
5136301 | UNKNOWN |  | VOORHEES-W21 Main Fused /DISC |  | NJBC | E | NJBC-CM-VOORH-W21. | P203 | INSV | INST | HUSSAARM | 2013-10-13 | EVESHAM RD AT GOLF VIEW DRIVE |  |  |  |  | 0.00 A | 0.0 A |  | AW | LOADBREAK DISCONNECT
5136199 | UNKNOWN |  | DRWTP-SWTGR A EF53 /DISC |  | NJBC | E | NJBC-BU-DRWTP | P203 | INSV | INST | HUSSAARM | 2013-10-13 | 213 CARRIAGE LANE |  |  |  |  | 0.00 A | 0.0 A |  | AW | LOADBREAK DISCONNECT |  |  | 480
5136196 | UNKNOWN |  | DRWTP-SWTGR A SF17 /DISC |  | NJBC | E | NJBC-BU-DRWTP | P203 | INSV | INST | HUSSAARM | 2013-10-13 | 213 CARRIAGE LANE |  |  |  |  | 0.00 A | 0.0 A |  | AW | LOADBREAK DISCONNECT |  |  | 480
5136194 | UNKNOWN |  | DRWTP-SWTGR A EF55 POST CHMBR /DISC |  | NJBC | E | NJBC-BU-DRWTP | P203 | INSV | INST | HUSSAARM | 2013-10-13 | 213 CARRIAGE LANE |  |  |  |  | 0.00 A | 0.0 A |  | AW | LOADBREAK DISCONNECT |  |  | 480
5136193 | UNKNOWN |  | DRWTP-SWTGR A EVF6 /DISC |  | NJBC | E | NJBC-BU-DRWTP | P203 | INSV | INST | HUSSAARM | 2013-10-13 | 213 CARRIAGE LANE |  |  |  |  | 0.00 A | 0.0 A |  | AW | LOADBREAK DISCONNECT |  |  | 480
5129622 | UNKNOWN |  | FELLOWSHIP-MCC MDP Main FDS /DISC |  | NJBC | E | NJBC-BU-FELLO | P203 | INSV | INST | HUSSAARM | 2013-10-13 | 3 SPRINGDALE RD |  |  |  |  | 0.00 A | 0.0 A |  | AW | LOADBREAK DISCONNECT
5129620 | UNKNOWN |  | MAGNOLIA-MCC Well House 33 /DISC |  | NJBC | E | NJBC-CM-MAGNO | P203 | INSV | INST | HUSSAARM | 2013-10-13 | 625 N WALNUT AVENUE |  |  |  |  | 0.00 A | 0.0 A |  | AW | LOADBREAK DISCONNECT
5129618 | UNKNOWN |  | MAGNOLIA-MCC Well 64 Starter /DISC |  | NJBC | E | NJBC-CM-MAGNO | P203 | INSV | INST | HUSSAARM | 2013-10-13 | 625 N WALNUT AVENUE |  |  |  |  | 0.00 A | 0.0 A |  | AW | LOADBREAK DISCONNECT
5128785 | UNKNOWN |  | BROWNING-MCC D Feeder 4 /DISC |  | NJBC | E | NJBC-CM-BROWN | P203 | INSV | INST | HUSSAARM | 2013-10-13 | BROWINING LANE |  |  |  |  | 0.00 A | 0.0 A |  | AW | LOADBREAK DISCONNECT
5128781 | UNKNOWN |  | BROWNING-MCC C Feeder 3 /DISC |  | NJBC | E | NJBC-CM-BROWN | P203 | INSV | INST | HUSSAARM | 2013-10-13 | BROWINING LANE |  |  |  |  | 0.00 A | 0.0 A |  | AW | LOADBREAK DISCONNECT
5128779 | UNKNOWN |  | BROWNING-MCC B Feeder 2 /DISC |  | NJBC | E | NJBC-CM-BROWN | P203 | INSV | INST | HUSSAARM | 2013-10-13 | BROWINING LANE |  |  |  |  | 0.00 A | 0.0 A |  | AW | LOADBREAK DISCONNECT
5128778 | UNKNOWN |  | BROWNING-MCC A Feeder 1 /DISC |  | NJBC | E | NJBC-CM-BROWN | P203 | INSV | INST | HUSSAARM | 2013-10-13 | BROWINING LANE |  |  |  |  | 0.00 A | 0.0 A |  | AW | LOADBREAK DISCONNECT
5128732 | UNKNOWN |  | GIBBSBOROBS-MCC Incoming line /DISC |  | NJBC | E | NJBC-CM-GBBST | P203 | INSV | INST | HUSSAARM | 2013-10-13 | 79 LUCAS BLVD |  |  |  |  | 0.00 A | 0.0 A |  | AW | LOADBREAK DISCONNECT
5128717 | UNKNOWN |  | MURRAY-MCC Main /DISC |  | NJBC | E | NJBC-CM-MURRA | P203 | INSV | INST | HUSSAARM | 2013-10-13 | 802 MURRAY AVE | [7 empty] | AW | LOADBREAK DISCONNECT
5127892 | UNKNOWN |  | POMONA-MCC VOC Building MDS /DISC |  | NJBC | E | NJBC-BU-POMON | P203 | INSV | INST | HUSSAARM | 2013-10-13 | 915 POMONA ROAD |  |  |  |  | 0.00 A | 0.0 A |  | AW | LOADBREAK DISCONNECT
5117979 | UNKNOWN |  | EVERPMP Disconnect /DISC |  | NJBC | E | NJBC-MH-EVERP | P203 | INSV | INST | HUSSAARM | 2013-10-13 | EVERGREEN RD |  |  |  |  | 0.00 A | 0.0 A |  | AW | LOADBREAK DISCONNECT
5117971 | UNKNOWN |  | VNCE 300 A Fused Disconnect /DISC |  | NJBC | E | NJBC-VT-VNCE. | P203 | INSV | INST | HUSSAARM | 2013-10-13 | 39 RETREAT RD |  |  |  |  | 0.00 A | 0.0 A |  | AW | LOADBREAK DISCONNECT
5117957 | GE |  | GREEN 800 A Disconnect /DISC |  | NJBC | E | NJBC-MH-GREEN | P203 | INSV | INST | HUSSAARM | 2013-10-13 | GREEN STREET |  |  |  |  | 800.00 A | 0.0 A |  | AW | LOADBREAK DISCONNECT |  |  | 480
5117925 | UNKNOWN |  | GREEN-MCC CB1 MN SAF 4 WL5 /DISC |  | NJBC | E | NJBC-MH-GREEN | P203 | INSV | INST | HUSSAARM | 2013-10-13 | GREEN STREET |  |  |  |  | 0.00 A | 0.0 A |  | AW | NON-LOADBREAK DISCONNECT |  |  | 480
5103863 | UNKNOWN |  | LAYT-W04 Well#4 /DISC |  | NJPG | E | NJPG-PG-LAYT.-W04. | P203 | INSV | INST | HUSSAARM | 2013-10-13 | 63 PENNSVILLE-AUBURN RD |  |  |  |  | 0.00 A | 0.0 A |  | AW | LOADBREAK DISCONNECT
5103862 | UNKNOWN |  | LAYT-TRT Lime Mixer /DISC |  | NJPG | E | NJPG-PG-LAYT.-TRT. | P203 | OOS | INAC INST | HUSSAARM | 2013-10-13 | 54 PENNSVILLE-AUBURN RD |  |  |  |  | 0.00 A | 0.0 A |  | AW | LOADBREAK DISCONNECT
5103861 | UNKNOWN |  | LAYT-TRT Dust Collector /DISC |  | NJPG | E | NJPG-PG-LAYT.-TRT. | P203 | OOS | INAC INST | HUSSAARM | 2013-10-13 | 54 PENNSVILLE-AUBURN RD |  |  |  |  | 0.00 A | 0.0 A |  | AW | LOADBREAK DISCONNECT
5103860 | UNKNOWN |  | LAYT-W02 Well #2 /DISC |  | NJPG | E | NJPG-PG-LAYT.-W02. | P203 | INSV | INST | HUSSAARM | 2013-10-13 | 50 PENNSVILLE-AUBURN RD |  |  |  |  | 0.00 A | 0.0 A |  | AW | LOADBREAK DISCONNECT
5103859 | UNKNOWN |  | LAYT-W11A Well #11A /DISC |  | NJPG | E | NJPG-PG-LAYT.-W11A | P203 | INSV | INST | HUSSAARM | 2013-10-13 | 54 PENNSVILLE-AUBURN RD |  |  |  |  | 0.00 A | 0.0 A |  | AW | LOADBREAK DISCONNECT
5103854 | UNKNOWN |  | RANN-PMP High Service 40Hp /DISC |  | NJPG | E | NJPG-PG-RANN.-PMP. | P203 | OOS | INAC INST | HUSSAARM | 2013-10-13 | 370 HARDING HWY |  |  |  |  | 0.00 A | 0.0 A |  | AW | LOADBREAK DISCONNECT
5103853 | UNKNOWN |  | RANN-PMP High Service 20Hp /DISC |  | NJPG | E | NJPG-PG-RANN.-PMP. | P203 | OOS | INAC INST | HUSSAARM | 2013-10-13 | 370 HARDING HWY |  |  |  |  | 0.00 A | 0.0 A |  | AW | LOADBREAK DISCONNECT
5103852 | UNKNOWN |  | RANN Main /DISC |  | NJPG | E | NJPG-PG-RANN. | P203 | INSV | INST | HUSSAARM | 2013-10-13 | 370 HARDING HWY |  |  |  |  | 0.00 A | 0.0 A |  | AW | LOADBREAK DISCONNECT
5103851 | UNKNOWN |  | RANN-W3A Well 3 /DISC |  | NJPG | E | NJPG-PG-RANN.-W3A. | P203 | OOS | INAC INST | HUSSAARM | 2013-10-13 | 370 HARDING HWY |  |  |  |  | 0.00 A | 0.0 A |  | AW | LOADBREAK DISCONNECT
5103850 | UNKNOWN |  | RANN-W2B Well 2B /DISC |  | NJPG | E | NJPG-PG-RANN.-W2B. | P203 | INSV | INST | HUSSAARM | 2013-10-13 | 370 HARDING HWY |  |  |  |  | 0.00 A | 0.0 A |  | AW | LOADBREAK DISCONNECT
5103849 | UNKNOWN |  | RANN-W1A Well 1A /DISC |  | NJPG | E | NJPG-PG-RANN.-W1A. | P203 | INSV | INST | HUSSAARM | 2013-10-13 | 370 HARDING HWY |  |  |  |  | 0.00 A | 0.0 A |  | AW | LOADBREAK DISCONNECT
5103848 | UNKNOWN |  | RANN Main Disconnect 600A /DISC |  | NJPG | E | NJPG-PG-RANN. | P203 | OOS | INAC INST | HUSSAARM | 2013-10-13 | 370 HARDING HWY |  |  |  |  | 600.00 A | 0.0 A |  | AW | LOADBREAK DISCONNECT |  |  | 240
5103843 | UNKNOWN |  | LAYT-SWTGR Main /DISC |  | NJPG | E | NJPG-PG-LAYT.-SWTG | P203 | INSV | INST | HUSSAARM | 2013-10-13 | 51 PENNSVILLE-AUBURN RD |  |  |  |  | 0.00 A | 0.0 A |  | AW | LOADBREAK DISCONNECT
5096170 | #N/A |  | BRIG Non Fused /DISC |  | NJBP | E | NJBP-Z1-BRIG. | P203 | INSV | INST | HUSSAARM | 2013-10-13 | 9 Railroad Ave |  |  |  |  | 100.00 A | 0.0 A |  | AW | NON-LOADBREAK DISCONNECT |  |  | 240
5134912 | ITE |  | ASHLAND /DISC |  | NJBC | E | NJBC-CM-ASHLA | P203 | INSV | INST | HUSSAARM | 2013-10-13 | 107 ATLANTIC AVE |  |  |  |  | 30.00 A |  |  | AW | LOADBREAK DISCONNECT
5134594 | UNKNOWN |  | RUNNEMEDE 2 /DISC |  | NJBC | E | NJBC-CM-RUNNE | P203 | INSV | INST | HUSSAARM | 2013-10-13 | 28 ST CLAIR AVE |  |  |  |  | 30.00 A | 0.0 A |  | AW | LOADBREAK DISCONNECT |  |  | 480
5134592 | UNKNOWN |  | RUNNEMEDE 1 /DISC |  | NJBC | E | NJBC-CM-RUNNE | P203 | INSV | INST | HUSSAARM | 2013-10-13 | 28 ST CLAIR AVE |  |  |  |  | 30.00 A | 0.0 A |  | AW | LOADBREAK DISCONNECT |  |  | 480
5133671 | UNKNOWN |  | LAURELSP-W61 /DISC |  | NJBC | E | NJBC-CM-LAURE-W61. | P203 | INSV | INST | HUSSAARM | 2013-10-13 | 325 TRENTON AVE |  |  |  |  | 0.00 A | 0.0 A |  | AW | LOADBREAK DISCONNECT
5133669 | UNKNOWN |  | LAURELSP-W60 /DISC |  | NJBC | E | NJBC-CM-LAURE-W60. | P203 | INSV | INST | HUSSAARM | 2013-10-13 | 819 GRAND AVENUE |  |  |  |  | 0.00 A | 0.0 A |  | AW | LOADBREAK DISCONNECT
5133666 | UNKNOWN |  | LAURELSP-W15 /DISC |  | NJBC | E | NJBC-CM-LAURE-W15. | P203 | INSV | INST | HUSSAARM | 2013-10-13 | 401 S ATLANTIC AVE |  |  |  |  | 0.00 A | 0.0 A |  | AW | LOADBREAK DISCONNECT
5133664 | UNKNOWN |  | LAURELSP-W10 /DISC |  | NJBC | E | NJBC-CM-LAURE-W10. | P203 | INSV | INST | HUSSAARM | 2013-10-13 | 819 GRAND AVENUE |  |  |  |  | 0.00 A | 0.0 A |  | AW | LOADBREAK DISCONNECT
5133661 | UNKNOWN |  | LAURELSP-W8 /DISC |  | NJBC | E | NJBC-CM-LAURE-W8.. | P203 | INSV | INST | HUSSAARM | 2013-10-13 | 820 GRAND AVENUE |  |  |  |  | 0.00 A | 0.0 A |  | AW | LOADBREAK DISCONNECT
5133630 | UNKNOWN |  | GLOUCESTERBS Main /DISC |  | NJBC | E | NJBC-GL-GLBST | P203 | INSV | INST | HUSSAARM | 2013-10-13 | 491 HARRISON AVE |  |  |  |  | 0.00 A | 0.0 A |  | AW | LOADBREAK DISCONNECT
5133612 | UNKNOWN |  | CHURCHRCHL Main Switch /DISC |  | NJBC | E | NJBC-BU-CHURC | P203 | INSV | INST | HUSSAARM | 2013-10-13 | CHURCH ROAD |  |  |  |  | 100.00 A | 0.0 A |  | AW | LOADBREAK DISCONNECT
5133086 | UNKNOWN |  | PEMBERTIC Well #96 /DISC |  | NJBC | E | NJBC-BU-PEMBE | P203 | INSV | INST | HUSSAARM | 2013-10-13 | 1106 PEMBERTON-BROWNS MILLS RD |  |  |  |  | 0.00 A | 0.0 A |  | AW | LOADBREAK DISCONNECT
5133084 | UNKNOWN |  | PEMBERTIC Main /DISC |  | NJBC | E | NJBC-BU-PEMBE | P203 | INSV | INST | HUSSAARM | 2013-10-13 | 1106 PEMBERTON-BROWNS MILLS RD |  |  |  |  | 100.00 A | 0.0 A |  | AW | LOADBREAK DISCONNECT
5133082 | UNKNOWN |  | PEMBERTIC Transformer /DISC |  | NJBC | E | NJBC-BU-PEMBE | P203 | INSV | INST | HUSSAARM | 2013-10-13 | 1106 PEMBERTON-BROWNS MILLS RD |  |  |  |  | 0.00 A | 0.0 A |  | AW | LOADBREAK DISCONNECT
5133063 | UNKNOWN |  | POMONA MDS /DISC |  | NJBC | E | NJBC-BU-POMON | P203 | INSV | INST | HUSSAARM | 2013-10-13 | 915 POMONA ROAD |  |  |  |  | 0.00 A | 0.0 A |  | AW | LOADBREAK DISCONNECT
5133061 | UNKNOWN |  | POMONA 460 MDS /DISC |  | NJBC | E | NJBC-BU-POMON | P203 | INSV | INST | HUSSAARM | 2013-10-13 | 915 POMONA ROAD |  |  |  |  | 0.00 A | 0.0 A |  | AW | LOADBREAK DISCONNECT
5133057 | UNKNOWN |  | HIGHLAND Fused /DISC |  | NJBC | E | NJBC-BU-HIGHL | P203 | INSV | INST | HUSSAARM | 2013-10-13 | 1007 Highland Ave |  |  |  |  | 0.00 A | 0.0 A |  | AW | LOADBREAK DISCONNECT
5133054 | SQUARE D |  | HIGHLAND Main Fused /DISC |  | NJBC | E | NJBC-BU-HIGHL | P203 | INSV | INST | HUSSAARM | 2013-10-13 | 1007 Highland Ave |  |  |  |  | 400.00 A | 0.0 A |  | AW | LOADBREAK DISCONNECT |  |  | 480
5132352 | UNKNOWN |  | POMONA-ALB-MCC Main Disconnect /DISC |  | NJBC | E | NJBC-BU-POMON-ALB. | P203 | INSV | INST | HUSSAARM | 2013-10-13 | 911 POMONA ROAD |  |  |  |  | 0.00 A | 0.0 A |  | AW | LOADBREAK DISCONNECT
5132339 | UNKNOWN |  | VOORHEES-MCC Main Disconnect /DISC |  | NJBC | E | NJBC-CM-VOORH | P203 | INSV | INST | HUSSAARM | 2013-10-13 | 13 GOLF VIEW DR |  |  |  |  | 0.00 A | 0.0 A |  | AW | LOADBREAK DISCONNECT
5131789 | UNKNOWN |  | BERLINCOIC-MCC MDP Main /DISC |  | NJBC | E | NJBC-CM-BERLI | P203 | INSV | INST | HUSSAARM | 2013-10-13 | 74 COOPER RD |  |  |  |  | 200.00 A | 0.0 A |  | AW | LOADBREAK DISCONNECT
5131776 | UNKNOWN |  | HADDONHTS-W63-MCC Main Switch /DISC |  | NJBC | E | NJBC-CM-HAHTS-WL63 | P203 | INSV | INST | HUSSAARM | 2013-10-13 | 120 TRENTON AVE |  |  |  |  | 0.00 A | 0.0 A |  | AW | LOADBREAK DISCONNECT
5130983 | UNKNOWN |  | GLOUCESTERBS-MCC MAIN Main /DISC |  | NJBC | E | NJBC-GL-GLBST | P203 | INSV | INST | HUSSAARM | 2013-10-13 | 491 HARRISON AVE |  |  |  |  | 0.00 A | 0.0 A |  | AW | LOADBREAK DISCONNECT
5130928 | UNKNOWN |  | OLDORCHARD-MCCMAIN PNL BOARD /DISC |  | NJBC | E | NJBC-CM-OLDOR | P203 | INSV | INST | HUSSAARM | 2013-10-13 | ROUTE 70 EAST AT OLD ORCHARD ROAD |  |  |  |  | 0.00 A | 0.0 A |  | AW | LOADBREAK DISCONNECT
5130924 | UNKNOWN |  | BROWNING-MCC MDP Feeder 4 /DISC |  | NJBC | E | NJBC-CM-BROWN | P203 | INSV | INST | HUSSAARM | 2013-10-13 | BROWINING LANE |  |  |  |  | 0.00 A | 0.0 A |  | AW | LOADBREAK DISCONNECT
5130922 | UNKNOWN |  | BROWNING-MCC MDP Feeder 3 /DISC |  | NJBC | E | NJBC-CM-BROWN | P203 | INSV | INST | HUSSAARM | 2013-10-13 | BROWINING LANE |  |  |  |  | 0.00 A | 0.0 A |  | AW | LOADBREAK DISCONNECT
5130920 | UNKNOWN |  | BROWNING-MCC MDP Feeder 2 /DISC |  | NJBC | E | NJBC-CM-BROWN | P203 | INSV | INST | HUSSAARM | 2013-10-13 | BROWINING LANE |  |  |  |  | 0.00 A | 0.0 A |  | AW | LOADBREAK DISCONNECT
5130917 | UNKNOWN |  | BROWNING-MCC MDP Feeder 1 /DISC |  | NJBC | E | NJBC-CM-BROWN | P203 | INSV | INST | HUSSAARM | 2013-10-13 | BROWINING LANE |  |  |  |  | 0.00 A | 0.0 A |  | AW | LOADBREAK DISCONNECT
5130197 | UNKNOWN |  | OTTERBRK-MCC WLHOUSE29&39 /DISC |  | NJBC | E | NJBC-CM-OTTER | P203 | INSV | INST | HUSSAARM | 2013-10-13 | 900 SAN JOSE DR |  |  |  |  | 0.00 A | 0.0 A |  | AW | LOADBREAK DISCONNECT
5136748 | UNKNOWN |  | DRWTP-SWTGR A SAMPLE PMP9 /DISC |  | NJBC | E | NJBC-BU-DRWTP | P203 | INSV | INST | HUSSAARM | 2013-10-13 | 213 CARRIAGE LANE |  |  |  |  | 0.00 A | 0.0 A |  | AW | LOADBREAK DISCONNECT |  |  | 480
5137332 | UNKNOWN |  | DRWTP-MCC B LPB1 /DISC |  | NJBC | E | NJBC-BU-DRWTP | P203 | INSV | INST | HUSSAARM | 2013-10-13 | 213 CARRIAGE LANE |  |  |  |  | 0.00 A | 0.0 A |  | AW | LOADBREAK DISCONNECT |  |  | 480
5137329 | UNKNOWN |  | DRWTP-MCC B SAMPLE PMP2 /DISC |  | NJBC | E | NJBC-BU-DRWTP | P203 | INSV | INST | HUSSAARM | 2013-10-13 | 213 CARRIAGE LANE |  |  |  |  | 0.00 A | 0.0 A |  | AW | LOADBREAK DISCONNECT |  |  | 480
5137326 | UNKNOWN |  | DRWTP-MCC B AHU7 /DISC |  | NJBC | E | NJBC-BU-DRWTP | P203 | INSV | INST | HUSSAARM | 2013-10-13 | 213 CARRIAGE LANE |  |  |  |  | 0.00 A | 0.0 A |  | AW | LOADBREAK DISCONNECT |  |  | 480
5137323 | UNKNOWN |  | DRWTP-MCC B HVAC11 SUPER P ELEC /DISC |  | NJBC | E | NJBC-BU-DRWTP | P203 | INSV | INST | HUSSAARM | 2013-10-13 | 213 CARRIAGE LANE |  |  |  |  | 0.00 A | 0.0 A |  | AW | LOADBREAK DISCONNECT |  |  | 480
5137318 | UNKNOWN |  | DRWTP-MCC B LTG PNL MN BRKR /DISC |  | NJBC | E | NJBC-BU-DRWTP | P203 | INSV | INST | HUSSAARM | 2013-10-13 | 213 CARRIAGE LANE |  |  |  |  | 0.00 A | 0.0 A |  | AW | LOADBREAK DISCONNECT |  |  | 480
5137313 | UNKNOWN |  | DRWTP-MCC B EF41B CHM GAL /DISC |  | NJBC | E | NJBC-BU-DRWTP | P203 | INSV | INST | HUSSAARM | 2013-10-13 | 213 CARRIAGE LANE |  |  |  |  | 0.00 A | 0.0 A |  | AW | LOADBREAK DISCONNECT |  |  | 480
5137310 | UNKNOWN |  | DRWTP-MCC B EF41A SP GAL /DISC |  | NJBC | E | NJBC-BU-DRWTP | P203 | INSV | INST | HUSSAARM | 2013-10-13 | 213 CARRIAGE LANE |  |  |  |  | 0.00 A | 0.0 A |  | AW | LOADBREAK DISCONNECT |  |  | 480
5137307 | UNKNOWN |  | DRWTP-MCC D OUTDOOR LIGHTING /DISC |  | NJBC | E | NJBC-BU-DRWTP | P203 | INSV | INST | HUSSAARM | 2013-10-13 | 213 CARRIAGE LANE |  |  |  |  | 0.00 A | 0.0 A |  | AW | LOADBREAK DISCONNECT |  |  | 480
5137305 | UNKNOWN |  | DRWTP-MCC D SF5 PAC RM /DISC |  | NJBC | E | NJBC-BU-DRWTP | P203 | INSV | INST | HUSSAARM | 2013-10-13 | 213 CARRIAGE LANE |  |  |  |  | 0.00 A | 0.0 A |  | AW | LOADBREAK DISCONNECT |  |  | 480
5137303 | UNKNOWN |  | DRWTP-MCC D SF4 LIME RM /DISC |  | NJBC | E | NJBC-BU-DRWTP | P203 | INSV | INST | HUSSAARM | 2013-10-13 | 213 CARRIAGE LANE |  |  |  |  | 0.00 A | 0.0 A |  | AW | LOADBREAK DISCONNECT |  |  | 480
5137301 | UNKNOWN |  | DRWTP-MCC D BLANK /DISC |  | NJBC | E | NJBC-BU-DRWTP | P203 | INSV | INST | HUSSAARM | 2013-10-13 | 213 CARRIAGE LANE |  |  |  |  | 0.00 A | 0.0 A |  | AW | LOADBREAK DISCONNECT |  |  | 480
5137300 | UNKNOWN |  | DRWTP-MCC D PILOT PLNT DOOR /DISC |  | NJBC | E | NJBC-BU-DRWTP | P203 | INSV | INST | HUSSAARM | 2013-10-13 | 213 CARRIAGE LANE |  |  |  |  | 0.00 A | 0.0 A |  | AW | LOADBREAK DISCONNECT |  |  | 480
5137098 | UNKNOWN |  | DRWTP-MCC D SOUTH CHM AREA /DISC |  | NJBC | E | NJBC-BU-DRWTP | P203 | INSV | INST | HUSSAARM | 2013-10-13 | 213 CARRIAGE LANE |  |  |  |  | 0.00 A | 0.0 A |  | AW | LOADBREAK DISCONNECT |  |  | 480
5137096 | UNKNOWN |  | DRWTP-MCC D PAC SUMP BASEMENT 1 /DISC |  | NJBC | E | NJBC-BU-DRWTP | P203 | INSV | INST | HUSSAARM | 2013-10-13 | 213 CARRIAGE LANE |  |  |  |  | 0.00 A | 0.0 A |  | AW | LOADBREAK DISCONNECT |  |  | 480
5137094 | UNKNOWN |  | DRWTP-MCC D 30KVA XFMR /DISC |  | NJBC | E | NJBC-BU-DRWTP | P203 | INSV | INST | HUSSAARM | 2013-10-13 | 213 CARRIAGE LANE |  |  |  |  | 0.00 A | 0.0 A |  | AW | LOADBREAK DISCONNECT |  |  | 480
5137092 | UNKNOWN |  | DRWTP-MCC D EF30B /DISC |  | NJBC | E | NJBC-BU-DRWTP | P203 | INSV | INST | HUSSAARM | 2013-10-13 | 213 CARRIAGE LANE |  |  |  |  | 0.00 A | 0.0 A |  | AW | LOADBREAK DISCONNECT |  |  | 480
5137090 | UNKNOWN |  | DRWTP-MCC D EF30A /DISC |  | NJBC | E | NJBC-BU-DRWTP | P203 | INSV | INST | HUSSAARM | 2013-10-13 | 213 CARRIAGE LANE |  |  |  |  | 0.00 A | 0.0 A |  | AW | LOADBREAK DISCONNECT |  |  | 480
5137088 | UNKNOWN |  | DRWTP-MCC D LPD2 /DISC |  | NJBC | E | NJBC-BU-DRWTP | P203 | INSV | INST | HUSSAARM | 2013-10-13 | 213 CARRIAGE LANE |  |  |  |  | 0.00 A | 0.0 A |  | AW | LOADBREAK DISCONNECT |  |  | 480
5137086 | UNKNOWN |  | DRWTP-MCC D SAMPLE PMP3 /DISC |  | NJBC | E | NJBC-BU-DRWTP | P203 | INSV | INST | HUSSAARM | 2013-10-13 | 213 CARRIAGE LANE |  |  |  |  | 0.00 A | 0.0 A |  | AW | LOADBREAK DISCONNECT |  |  | 480
5137084 | UNKNOWN |  | DRWTP-MCC D EF24 /DISC |  | NJBC | E | NJBC-BU-DRWTP | P203 | INSV | INST | HUSSAARM | 2013-10-13 | 213 CARRIAGE LANE |  |  |  |  | 0.00 A | 0.0 A |  | AW | LOADBREAK DISCONNECT |  |  | 480
5137083 | UNKNOWN |  | DRWTP-MCC D SAMPLE PMP4 /DISC |  | NJBC | E | NJBC-BU-DRWTP | P203 | INSV | INST | HUSSAARM | 2013-10-13 | 213 CARRIAGE LANE |  |  |  |  | 0.00 A | 0.0 A |  | AW | LOADBREAK DISCONNECT |  |  | 480
5137080 | UNKNOWN |  | DRWTP-MCC D EF1 /DISC |  | NJBC | E | NJBC-BU-DRWTP | P203 | INSV | INST | HUSSAARM | 2013-10-13 | 213 CARRIAGE LANE |  |  |  |  | 0.00 A | 0.0 A |  | AW | LOADBREAK DISCONNECT |  |  | 480
5137079 | UNKNOWN |  | DRWTP-MCC D SF16 /DISC |  | NJBC | E | NJBC-BU-DRWTP | P203 | INSV | INST | HUSSAARM | 2013-10-13 | 213 CARRIAGE LANE |  |  |  |  | 0.00 A | 0.0 A |  | AW | LOADBREAK DISCONNECT |  |  | 480
5137077 | UNKNOWN |  | DRWTP-MCC D EF STAGE 4 /DISC |  | NJBC | E | NJBC-BU-DRWTP | P203 | INSV | INST | HUSSAARM | 2013-10-13 | 213 CARRIAGE LANE |  |  |  |  | 0.00 A | 0.0 A |  | AW | LOADBREAK DISCONNECT |  |  | 480
5137075 | UNKNOWN |  | DRWTP-MCC D STORAGE RM 4 /DISC |  | NJBC | E | NJBC-BU-DRWTP | P203 | INSV | INST | HUSSAARM | 2013-10-13 | 213 CARRIAGE LANE |  |  |  |  | 0.00 A | 0.0 A |  | AW | LOADBREAK DISCONNECT |  |  | 480
5137073 | UNKNOWN |  | DRWTP-MCC D ADMIN BLDG /DISC |  | NJBC | E | NJBC-BU-DRWTP | P203 | INSV | INST | HUSSAARM | 2013-10-13 | 213 CARRIAGE LANE |  |  |  |  | 0.00 A | 0.0 A |  | AW | LOADBREAK DISCONNECT |  |  | 480
5137071 | UNKNOWN |  | DRWTP-MCC D CORRSN INHIB PMP2 /DISC |  | NJBC | E | NJBC-BU-DRWTP | P203 | INSV | INST | HUSSAARM | 2013-10-13 | 213 CARRIAGE LANE |  |  |  |  | 0.00 A | 0.0 A |  | AW | LOADBREAK DISCONNECT |  |  | 480
5137069 | UNKNOWN |  | DRWTP-MCC D PAC MIXR 2 /DISC |  | NJBC | E | NJBC-BU-DRWTP | P203 | INSV | INST | HUSSAARM | 2013-10-13 | 213 CARRIAGE LANE |  |  |  |  | 0.00 A | 0.0 A |  | AW | LOADBREAK DISCONNECT |  |  | 480
5137813 | UNKNOWN |  | DRWTP-MCC B 30KVA /DISC |  | NJBC | E | NJBC-BU-DRWTP | P203 | INSV | INST | HUSSAARM | 2013-10-13 | 213 CARRIAGE LANE |  |  |  |  | 0.00 A | 0.0 A |  | AW | LOADBREAK DISCONNECT |  |  | 480
5137808 | UNKNOWN |  | DRWTP-MCC B 30KVA /DISC |  | NJBC | E | NJBC-BU-DRWTP | P203 | INSV | INST | HUSSAARM | 2013-10-13 | 213 CARRIAGE LANE |  |  |  |  | 0.00 A | 0.0 A |  | AW | LOADBREAK DISCONNECT |  |  | 480
5137802 | UNKNOWN |  | DRWTP-MCC B SUMP G /DISC |  | NJBC | E | NJBC-BU-DRWTP | P203 | INSV | INST | HUSSAARM | 2013-10-13 | 213 CARRIAGE LANE |  |  |  |  | 0.00 A | 0.0 A |  | AW | LOADBREAK DISCONNECT |  |  | 480
5137399 | UNKNOWN |  | DRWTP-MCC B SUMP F /DISC |  | NJBC | E | NJBC-BU-DRWTP | P203 | INSV | INST | HUSSAARM | 2013-10-13 | 213 CARRIAGE LANE |  |  |  |  | 0.00 A | 0.0 A |  | AW | LOADBREAK DISCONNECT |  |  | 480
5137397 | UNKNOWN |  | DRWTP-MCC B SUMP E /DISC |  | NJBC | E | NJBC-BU-DRWTP | P203 | INSV | INST | HUSSAARM | 2013-10-13 | 213 CARRIAGE LANE |  |  |  |  | 0.00 A | 0.0 A |  | AW | LOADBREAK DISCONNECT |  |  | 480
5137394 | UNKNOWN |  | DRWTP-MCC B SUMP D /DISC |  | NJBC | E | NJBC-BU-DRWTP | P203 | INSV | INST | HUSSAARM | 2013-10-13 | 213 CARRIAGE LANE |  |  |  |  | 0.00 A | 0.0 A |  | AW | LOADBREAK DISCONNECT |  |  | 480
5137391 | UNKNOWN |  | DRWTP-MCC B SUMP C /DISC |  | NJBC | E | NJBC-BU-DRWTP | P203 | INSV | INST | HUSSAARM | 2013-10-13 | 213 CARRIAGE LANE |  |  |  |  | 0.00 A | 0.0 A |  | AW | LOADBREAK DISCONNECT |  |  | 480
5137388 | UNKNOWN |  | DRWTP-MCC B SPARE 100A BRKR /DISC |  | NJBC | E | NJBC-BU-DRWTP | P203 | INSV | INST | HUSSAARM | 2013-10-13 | 213 CARRIAGE LANE |  |  |  |  | 0.00 A | 0.0 A |  | AW | LOADBREAK DISCONNECT |  |  | 480
5137386 | UNKNOWN |  | DRWTP-MCC B AHU13 /DISC |  | NJBC | E | NJBC-BU-DRWTP | P203 | INSV | INST | HUSSAARM | 2013-10-13 | 213 CARRIAGE LANE |  |  |  |  | 0.00 A | 0.0 A |  | AW | LOADBREAK DISCONNECT |  |  | 480
5137383 | UNKNOWN |  | DRWTP-MCC B AHU9A /DISC |  | NJBC | E | NJBC-BU-DRWTP | P203 | INSV | INST | HUSSAARM | 2013-10-13 | 213 CARRIAGE LANE |  |  |  |  | 0.00 A | 0.0 A |  | AW | LOADBREAK DISCONNECT |  |  | 480
5137380 | UNKNOWN |  | DRWTP-MCC B BLWDWN TRANS PMP4 /DISC |  | NJBC | E | NJBC-BU-DRWTP | P203 | INSV | INST | HUSSAARM | 2013-10-13 | 213 CARRIAGE LANE |  |  |  |  | 0.00 A | 0.0 A |  | AW | LOADBREAK DISCONNECT |  |  | 480
5137377 | UNKNOWN |  | DRWTP-MCC B CVAC PMP3/4 /DISC |  | NJBC | E | NJBC-BU-DRWTP | P203 | INSV | INST | HUSSAARM | 2013-10-13 | 213 CARRIAGE LANE |  |  |  |  | 0.00 A | 0.0 A |  | AW | LOADBREAK DISCONNECT |  |  | 480
5137375 | UNKNOWN |  | DRWTP-MCC B VAC PMP3 /DISC |  | NJBC | E | NJBC-BU-DRWTP | P203 | INSV | INST | HUSSAARM | 2013-10-13 | 213 CARRIAGE LANE |  |  |  |  | 0.00 A | 0.0 A |  | AW | LOADBREAK DISCONNECT |  |  | 480
5137372 | UNKNOWN |  | DRWTP-MCC B VAC PMP2 /DISC |  | NJBC | E | NJBC-BU-DRWTP | P203 | INSV | INST | HUSSAARM | 2013-10-13 | 213 CARRIAGE LANE |  |  |  |  | 0.00 A | 0.0 A |  | AW | LOADBREAK DISCONNECT |  |  | 480
5137370 | UNKNOWN |  | DRWTP-MCC B RM 155 PWRPNL /DISC |  | NJBC | E | NJBC-BU-DRWTP | P203 | INSV | INST | HUSSAARM | 2013-10-13 | 213 CARRIAGE LANE |  |  |  |  | 0.00 A | 0.0 A |  | AW | LOADBREAK DISCONNECT |  |  | 480
5137367 | UNKNOWN |  | DRWTP-MCC B 480V LEFT FD /DISC |  | NJBC | E | NJBC-BU-DRWTP | P203 | INSV | INST | HUSSAARM | 2013-10-13 | 213 CARRIAGE LANE |  |  |  |  | 0.00 A | 0.0 A |  | AW | LOADBREAK DISCONNECT |  |  | 480
5137364 | UNKNOWN |  | DRWTP-MCC B VAC PMP5 /DISC |  | NJBC | E | NJBC-BU-DRWTP | P203 | INSV | INST | HUSSAARM | 2013-10-13 | 213 CARRIAGE LANE |  |  |  |  | 0.00 A | 0.0 A |  | AW | LOADBREAK DISCONNECT |  |  | 480
5137361 | UNKNOWN |  | DRWTP-MCC B VAC PMP4 /DISC |  | NJBC | E | NJBC-BU-DRWTP | P203 | INSV | INST | HUSSAARM | 2013-10-13 | 213 CARRIAGE LANE |  |  |  |  | 0.00 A | 0.0 A |  | AW | LOADBREAK DISCONNECT |  |  | 480
5137359 | UNKNOWN |  | DRWTP-MCC B VAC PMP1/2 /DISC |  | NJBC | E | NJBC-BU-DRWTP | P203 | INSV | INST | HUSSAARM | 2013-10-13 | 213 CARRIAGE LANE |  |  |  |  | 0.00 A | 0.0 A |  | AW | LOADBREAK DISCONNECT |  |  | 480
5137356 | UNKNOWN |  | DRWTP-MCC B VAC PMP1 /DISC |  | NJBC | E | NJBC-BU-DRWTP | P203 | INSV | INST | HUSSAARM | 2013-10-13 | 213 CARRIAGE LANE |  |  |  |  | 0.00 A | 0.0 A |  | AW | LOADBREAK DISCONNECT |  |  | 480
5137353 | UNKNOWN |  | DRWTP-MCC B O3 CONT SUMP PMP /DISC |  | NJBC | E | NJBC-BU-DRWTP | P203 | INSV | INST | HUSSAARM | 2013-10-13 | 213 CARRIAGE LANE |  |  |  |  | 0.00 A | 0.0 A |  | AW | LOADBREAK DISCONNECT |  |  | 480
5137350 | UNKNOWN |  | DRWTP-MCC B BLWDWN TRANS PMP3 /DISC |  | NJBC | E | NJBC-BU-DRWTP | P203 | INSV | INST | HUSSAARM | 2013-10-13 | 213 CARRIAGE LANE |  |  |  |  | 0.00 A | 0.0 A |  | AW | LOADBREAK DISCONNECT |  |  | 480
5137347 | UNKNOWN |  | DRWTP-MCC B BLWDWN TRANS PMP2 /DISC |  | NJBC | E | NJBC-BU-DRWTP | P203 | INSV | INST | HUSSAARM | 2013-10-13 | 213 CARRIAGE LANE |  |  |  |  | 0.00 A | 0.0 A |  | AW | LOADBREAK DISCONNECT |  |  | 480
5137344 | UNKNOWN |  | DRWTP-MCC B BLWDWN TRANS PMP1 /DISC |  | NJBC | E | NJBC-BU-DRWTP | P203 | INSV | INST | HUSSAARM | 2013-10-13 | 213 CARRIAGE LANE |  |  |  |  | 0.00 A | 0.0 A |  | AW | LOADBREAK DISCONNECT |  |  | 480
5137342 | UNKNOWN |  | DRWTP-MCC B SPARE BRKRS /DISC |  | NJBC | E | NJBC-BU-DRWTP | P203 | INSV | INST | HUSSAARM | 2013-10-13 | 213 CARRIAGE LANE |  |  |  |  | 0.00 A | 0.0 A |  | AW | LOADBREAK DISCONNECT |  |  | 480
5137339 | UNKNOWN |  | DRWTP-MCC B AIR COMP 1/2 /DISC |  | NJBC | E | NJBC-BU-DRWTP | P203 | INSV | INST | HUSSAARM | 2013-10-13 | 213 CARRIAGE LANE |  |  |  |  | 0.00 A | 0.0 A |  | AW | LOADBREAK DISCONNECT |  |  | 480
5137336 | UNKNOWN |  | DRWTP-MCC B AHU9 /DISC |  | NJBC | E | NJBC-BU-DRWTP | P203 | INSV | INST | HUSSAARM | 2013-10-13 | 213 CARRIAGE LANE |  |  |  |  | 0.00 A | 0.0 A |  | AW | LOADBREAK DISCONNECT |  |  | 480
5137334 | UNKNOWN |  | DRWTP-MCC B AHU8 /DISC |  | NJBC | E | NJBC-BU-DRWTP | P203 | INSV | INST | HUSSAARM | 2013-10-13 | 213 CARRIAGE LANE |  |  |  |  | 0.00 A | 0.0 A |  | AW | LOADBREAK DISCONNECT |  |  | 480
5137008 | UNKNOWN |  | DRWTP-MCC D CHM WSTE CONT PMP /DISC |  | NJBC | E | NJBC-BU-DRWTP | P203 | INSV | INST | HUSSAARM | 2013-10-13 | 213 CARRIAGE LANE |  |  |  |  | 0.00 A | 0.0 A |  | AW | LOADBREAK DISCONNECT |  |  | 480
5137006 | UNKNOWN |  | DRWTP-MCC D LPD1 MN BRKR /DISC |  | NJBC | E | NJBC-BU-DRWTP | P203 | INSV | INST | HUSSAARM | 2013-10-13 | 213 CARRIAGE LANE |  |  |  |  | 0.00 A | 0.0 A |  | AW | LOADBREAK DISCONNECT |  |  | 480
5137003 | UNKNOWN |  | DRWTP-MCC D AHU3 SOUTH CHM AREA /DISC |  | NJBC | E | NJBC-BU-DRWTP | P203 | INSV | INST | HUSSAARM | 2013-10-13 | 213 CARRIAGE LANE |  |  |  |  | 0.00 A | 0.0 A |  | AW | LOADBREAK DISCONNECT |  |  | 480
5137001 | UNKNOWN |  | DRWTP-MCC D HWH - JAN CLOSET /DISC |  | NJBC | E | NJBC-BU-DRWTP | P203 | INSV | INST | HUSSAARM | 2013-10-13 | 213 CARRIAGE LANE |  |  |  |  | 0.00 A | 0.0 A |  | AW | LOADBREAK DISCONNECT |  |  | 480
5136799 | UNKNOWN |  | DRWTP-MCC D LIME CTRLPNL 1 /DISC |  | NJBC | E | NJBC-BU-DRWTP | P203 | INSV | INST | HUSSAARM | 2013-10-13 | 213 CARRIAGE LANE |  |  |  |  | 0.00 A | 0.0 A |  | AW | LOADBREAK DISCONNECT |  |  | 480
5136797 | UNKNOWN |  | DRWTP-MCC D COMP STATIC MIXR RM /DISC |  | NJBC | E | NJBC-BU-DRWTP | P203 | INSV | INST | HUSSAARM | 2013-10-13 | 213 CARRIAGE LANE |  |  |  |  | 0.00 A | 0.0 A |  | AW | LOADBREAK DISCONNECT |  |  | 480
5136790 | UNKNOWN |  | DRWTP-SWTGR A FILT 2 FIRE PNL /DISC |  | NJBC | E | NJBC-BU-DRWTP | P203 | INSV | INST | HUSSAARM | 2013-10-13 | 213 CARRIAGE LANE |  |  |  |  | 0.00 A | 0.0 A |  | AW | LOADBREAK DISCONNECT |  |  | 480
5136788 | UNKNOWN |  | DRWTP-SWTGR A FILT 1 FIRE PNL /DISC |  | NJBC | E | NJBC-BU-DRWTP | P203 | INSV | INST | HUSSAARM | 2013-10-13 | 213 CARRIAGE LANE |  |  |  |  | 0.00 A | 0.0 A |  | AW | LOADBREAK DISCONNECT |  |  | 480
5136786 | UNKNOWN |  | DRWTP-SWTGR A HVCP8 PNL /DISC |  | NJBC | E | NJBC-BU-DRWTP | P203 | INSV | INST | HUSSAARM | 2013-10-13 | 213 CARRIAGE LANE |  |  |  |  | 0.00 A | 0.0 A |  | AW | LOADBREAK DISCONNECT |  |  | 480
5136784 | UNKNOWN |  | DRWTP-SWTGR A SUMP 1A CTRLPNL /DISC |  | NJBC | E | NJBC-BU-DRWTP | P203 | INSV | INST | HUSSAARM | 2013-10-13 | 213 CARRIAGE LANE |  |  |  |  | 0.00 A | 0.0 A |  | AW | LOADBREAK DISCONNECT |  |  | 480
5136782 | UNKNOWN |  | DRWTP-SWTGR A SUMP L CTRLPNL /DISC |  | NJBC | E | NJBC-BU-DRWTP | P203 | INSV | INST | HUSSAARM | 2013-10-13 | 213 CARRIAGE LANE |  |  |  |  | 0.00 A | 0.0 A |  | AW | LOADBREAK DISCONNECT |  |  | 480
5136780 | UNKNOWN |  | DRWTP-SWTGR A CL2 WATER PMP2 /DISC |  | NJBC | E | NJBC-BU-DRWTP | P203 | INSV | INST | HUSSAARM | 2013-10-13 | 213 CARRIAGE LANE |  |  |  |  | 0.00 A | 0.0 A |  | AW | LOADBREAK DISCONNECT |  |  | 480
5136779 | UNKNOWN |  | DRWTP-SWTGR A 30KVA XFMR /DISC |  | NJBC | E | NJBC-BU-DRWTP | P203 | INSV | INST | HUSSAARM | 2013-10-13 | 213 CARRIAGE LANE |  |  |  |  | 0.00 A | 0.0 A |  | AW | LOADBREAK DISCONNECT |  |  | 480
5136777 | UNKNOWN |  | DRWTP-SWTGR A LPA2 MN BRKR /DISC |  | NJBC | E | NJBC-BU-DRWTP | P203 | INSV | INST | HUSSAARM | 2013-10-13 | 213 CARRIAGE LANE |  |  |  |  | 0.00 A | 0.0 A |  | AW | LOADBREAK DISCONNECT |  |  | 480
5136775 | UNKNOWN |  | DRWTP-SWTGR A 30KVA XFMR FD /DISC |  | NJBC | E | NJBC-BU-DRWTP | P203 | INSV | INST | HUSSAARM | 2013-10-13 | 213 CARRIAGE LANE |  |  |  |  | 0.00 A | 0.0 A |  | AW | LOADBREAK DISCONNECT |  |  | 480
5136773 | UNKNOWN |  | DRWTP-SWTGR A SUMP J CTRLPNL /DISC |  | NJBC | E | NJBC-BU-DRWTP | P203 | INSV | INST | HUSSAARM | 2013-10-13 | 213 CARRIAGE LANE |  |  |  |  | 0.00 A | 0.0 A |  | AW | LOADBREAK DISCONNECT |  |  | 480
5136771 | UNKNOWN |  | DRWTP-SWTGR A SUMP I CTRLPNL /DISC |  | NJBC | E | NJBC-BU-DRWTP | P203 | INSV | INST | HUSSAARM | 2013-10-13 | 213 CARRIAGE LANE |  |  |  |  | 0.00 A | 0.0 A |  | AW | LOADBREAK DISCONNECT |  |  | 480
5136769 | UNKNOWN |  | DRWTP-SWTGR A SUMP H CTRLPNL /DISC |  | NJBC | E | NJBC-BU-DRWTP | P203 | INSV | INST | HUSSAARM | 2013-10-13 | 213 CARRIAGE LANE |  |  |  |  | 0.00 A | 0.0 A |  | AW | LOADBREAK DISCONNECT |  |  | 480
5136767 | UNKNOWN |  | DRWTP-SWTGR A SECND FUEL TK HTR /DISC |  | NJBC | E | NJBC-BU-DRWTP | P203 | INSV | INST | HUSSAARM | 2013-10-13 | 213 CARRIAGE LANE |  |  |  |  | 0.00 A | 0.0 A |  | AW | LOADBREAK DISCONNECT |  |  | 480
5136765 | UNKNOWN |  | DRWTP-SWTGR A FUEL TK HTR /DISC |  | NJBC | E | NJBC-BU-DRWTP | P203 | INSV | INST | HUSSAARM | 2013-10-13 | 213 CARRIAGE LANE |  |  |  |  | 0.00 A | 0.0 A |  | AW | LOADBREAK DISCONNECT |  |  | 480
5136763 | UNKNOWN |  | DRWTP-SWTGR A MECH SHP AIR COMP /DISC |  | NJBC | E | NJBC-BU-DRWTP | P203 | INSV | INST | HUSSAARM | 2013-10-13 | 213 CARRIAGE LANE |  |  |  |  | 0.00 A | 0.0 A |  | AW | LOADBREAK DISCONNECT |  |  | 480
5136761 | UNKNOWN |  | DRWTP-SWTGR A HYDRO PMP2 /DISC |  | NJBC | E | NJBC-BU-DRWTP | P203 | INSV | INST | HUSSAARM | 2013-10-13 | 213 CARRIAGE LANE |  |  |  |  | 0.00 A | 0.0 A |  | AW | LOADBREAK DISCONNECT |  |  | 480
5136759 | UNKNOWN |  | DRWTP-SWTGR A HYDRO PMP1 /DISC |  | NJBC | E | NJBC-BU-DRWTP | P203 | INSV | INST | HUSSAARM | 2013-10-13 | 213 CARRIAGE LANE |  |  |  |  | 0.00 A | 0.0 A |  | AW | LOADBREAK DISCONNECT |  |  | 480
5136757 | UNKNOWN |  | DRWTP-SWTGR A LPA2 /DISC |  | NJBC | E | NJBC-BU-DRWTP | P203 | INSV | INST | HUSSAARM | 2013-10-13 | 213 CARRIAGE LANE |  |  |  |  | 0.00 A | 0.0 A |  | AW | LOADBREAK DISCONNECT |  |  | 480
5136756 | UNKNOWN |  | DRWTP-SWTGR A SPARE BRKR 30A /DISC |  | NJBC | E | NJBC-BU-DRWTP | P203 | INSV | INST | HUSSAARM | 2013-10-13 | 213 CARRIAGE LANE |  |  |  |  | 0.00 A | 0.0 A |  | AW | LOADBREAK DISCONNECT |  |  | 480
5136754 | UNKNOWN |  | DRWTP-SWTGR A AHU12 HSP /DISC |  | NJBC | E | NJBC-BU-DRWTP | P203 | INSV | INST | HUSSAARM | 2013-10-13 | 213 CARRIAGE LANE |  |  |  |  | 0.00 A | 0.0 A |  | AW | LOADBREAK DISCONNECT |  |  | 480
5136752 | UNKNOWN |  | DRWTP-SWTGR A MECH SHP DOOR /DISC |  | NJBC | E | NJBC-BU-DRWTP | P203 | INSV | INST | HUSSAARM | 2013-10-13 | 213 CARRIAGE LANE |  |  |  |  | 0.00 A | 0.0 A |  | AW | LOADBREAK DISCONNECT |  |  | 480
5136750 | UNKNOWN |  | DRWTP-SWTGR A MNRAIL HSP /DISC |  | NJBC | E | NJBC-BU-DRWTP | P203 | INSV | INST | HUSSAARM | 2013-10-13 | 213 CARRIAGE LANE |  |  |  |  | 0.00 A | 0.0 A |  | AW | LOADBREAK DISCONNECT |  |  | 480
5137068 | UNKNOWN |  | DRWTP-MCC D EAST GATE /DISC |  | NJBC | E | NJBC-BU-DRWTP | P203 | INSV | INST | HUSSAARM | 2013-10-13 | 213 CARRIAGE LANE |  |  |  |  | 0.00 A | 0.0 A |  | AW | LOADBREAK DISCONNECT |  |  | 480
5137066 | UNKNOWN |  | DRWTP-MCC D BOILER CIRC PMP6 /DISC |  | NJBC | E | NJBC-BU-DRWTP | P203 | INSV | INST | HUSSAARM | 2013-10-13 | 213 CARRIAGE LANE |  |  |  |  | 0.00 A | 0.0 A |  | AW | LOADBREAK DISCONNECT |  |  | 480
5137064 | UNKNOWN |  | DRWTP-MCC D BOILER CIRC PMP4 /DISC |  | NJBC | E | NJBC-BU-DRWTP | P203 | INSV | INST | HUSSAARM | 2013-10-13 | 213 CARRIAGE LANE |  |  |  |  | 0.00 A | 0.0 A |  | AW | LOADBREAK DISCONNECT |  |  | 480
5137062 | UNKNOWN |  | DRWTP-MCC D BOILER CIRC PMP2 /DISC |  | NJBC | E | NJBC-BU-DRWTP | P203 | INSV | INST | HUSSAARM | 2013-10-13 | 213 CARRIAGE LANE |  |  |  |  | 0.00 A | 0.0 A |  | AW | LOADBREAK DISCONNECT |  |  | 480
5137060 | UNKNOWN |  | DRWTP-MCC D EF63 /DISC |  | NJBC | E | NJBC-BU-DRWTP | P203 | INSV | INST | HUSSAARM | 2013-10-13 | 213 CARRIAGE LANE |  |  |  |  | 0.00 A | 0.0 A |  | AW | LOADBREAK DISCONNECT |  |  | 480
5137058 | UNKNOWN |  | DRWTP-MCC D BOILER 2 CTRLPNL /DISC |  | NJBC | E | NJBC-BU-DRWTP | P203 | INSV | INST | HUSSAARM | 2013-10-13 | 213 CARRIAGE LANE |  |  |  |  | 0.00 A | 0.0 A |  | AW | LOADBREAK DISCONNECT |  |  | 480
5137056 | UNKNOWN |  | DRWTP-MCC D KMNO4 SYSTEM CNTRL /DISC |  | NJBC | E | NJBC-BU-DRWTP | P203 | INSV | INST | HUSSAARM | 2013-10-13 | 213 CARRIAGE LANE |  |  |  |  | 0.00 A | 0.0 A |  | AW | LOADBREAK DISCONNECT |  |  | 480
5137055 | UNKNOWN |  | DRWTP-MCC D ROOTS BLWR /DISC |  | NJBC | E | NJBC-BU-DRWTP | P203 | INSV | INST | HUSSAARM | 2013-10-13 | 213 CARRIAGE LANE |  |  |  |  | 0.00 A | 0.0 A |  | AW | LOADBREAK DISCONNECT |  |  | 480
5137053 | UNKNOWN |  | DRWTP-MCC D LIME SLKR 2 CTRLPNL /DISC |  | NJBC | E | NJBC-BU-DRWTP | P203 | INSV | INST | HUSSAARM | 2013-10-13 | 213 CARRIAGE LANE |  |  |  |  | 0.00 A | 0.0 A |  | AW | LOADBREAK DISCONNECT |  |  | 480
5137051 | UNKNOWN |  | DRWTP-MCC D HVAC9 S CHM LCKR RM /DISC |  | NJBC | E | NJBC-BU-DRWTP | P203 | INSV | INST | HUSSAARM | 2013-10-13 | 213 CARRIAGE LANE |  |  |  |  | 0.00 A | 0.0 A |  | AW | LOADBREAK DISCONNECT |  |  | 480
5137049 | UNKNOWN |  | DRWTP-MCC D LIME SUMP CTRLPNL /DISC |  | NJBC | E | NJBC-BU-DRWTP | P203 | INSV | INST | HUSSAARM | 2013-10-13 | 213 CARRIAGE LANE |  |  |  |  | 0.00 A | 0.0 A |  | AW | LOADBREAK DISCONNECT |  |  | 480
5137047 | UNKNOWN |  | DRWTP-MCC D SUMP 5 CTRLPNL /DISC |  | NJBC | E | NJBC-BU-DRWTP | P203 | INSV | INST | HUSSAARM | 2013-10-13 | 213 CARRIAGE LANE |  |  |  |  | 0.00 A | 0.0 A |  | AW | LOADBREAK DISCONNECT |  |  | 480
5137045 | UNKNOWN |  | DRWTP-MCC D PAC BLWR 2 /DISC |  | NJBC | E | NJBC-BU-DRWTP | P203 | INSV | INST | HUSSAARM | 2013-10-13 | 213 CARRIAGE LANE |  |  |  |  | 0.00 A | 0.0 A |  | AW | LOADBREAK DISCONNECT |  |  | 480
5137043 | UNKNOWN |  | DRWTP-MCC D BOILER 1 CTRLPNL /DISC |  | NJBC | E | NJBC-BU-DRWTP | P203 | INSV | INST | HUSSAARM | 2013-10-13 | 213 CARRIAGE LANE |  |  |  |  | 0.00 A | 0.0 A |  | AW | LOADBREAK DISCONNECT |  |  | 480
5137010 | UNKNOWN |  | DRWTP-MCC D EF19 LIME RM /DISC |  | NJBC | E | NJBC-BU-DRWTP | P203 | INSV | INST | HUSSAARM | 2013-10-13 | 213 CARRIAGE LANE |  |  |  |  | 0.00 A | 0.0 A |  | AW | LOADBREAK DISCONNECT |  |  | 480
5137012 | UNKNOWN |  | DRWTP-MCC D EF20 PAC RM /DISC |  | NJBC | E | NJBC-BU-DRWTP | P203 | INSV | INST | HUSSAARM | 2013-10-13 | 213 CARRIAGE LANE |  |  |  |  | 0.00 A | 0.0 A |  | AW | LOADBREAK DISCONNECT |  |  | 480
5137014 | UNKNOWN |  | DRWTP-MCC D EF21 PERMANGANATE /DISC |  | NJBC | E | NJBC-BU-DRWTP | P203 | INSV | INST | HUSSAARM | 2013-10-13 | 213 CARRIAGE LANE |  |  |  |  | 0.00 A | 0.0 A |  | AW | LOADBREAK DISCONNECT |  |  | 480
5137016 | UNKNOWN |  | DRWTP-MCC D PAC BLWR 1 /DISC |  | NJBC | E | NJBC-BU-DRWTP | P203 | INSV | INST | HUSSAARM | 2013-10-13 | 213 CARRIAGE LANE |  |  |  |  | 0.00 A | 0.0 A |  | AW | LOADBREAK DISCONNECT |  |  | 480
5137018 | UNKNOWN |  | DRWTP-MCC D CORRSN INHIB PMP /DISC |  | NJBC | E | NJBC-BU-DRWTP | P203 | INSV | INST | HUSSAARM | 2013-10-13 | 213 CARRIAGE LANE |  |  |  |  | 0.00 A | 0.0 A |  | AW | LOADBREAK DISCONNECT |  |  | 480
5137020 | UNKNOWN |  | DRWTP-MCC D PAC MIXR 1 /DISC |  | NJBC | E | NJBC-BU-DRWTP | P203 | INSV | INST | HUSSAARM | 2013-10-13 | 213 CARRIAGE LANE |  |  |  |  | 0.00 A | 0.0 A |  | AW | LOADBREAK DISCONNECT |  |  | 480
5137021 | UNKNOWN |  | DRWTP-MCC D WEST GATE /DISC |  | NJBC | E | NJBC-BU-DRWTP | P203 | INSV | INST | HUSSAARM | 2013-10-13 | 213 CARRIAGE LANE |  |  |  |  | 0.00 A | 0.0 A |  | AW | LOADBREAK DISCONNECT |  |  | 480
5137037 | UNKNOWN |  | DRWTP-MCC D BOILER CIRC PMP5 /DISC |  | NJBC | E | NJBC-BU-DRWTP | P203 | INSV | INST | HUSSAARM | 2013-10-13 | 213 CARRIAGE LANE |  |  |  |  | 0.00 A | 0.0 A |  | AW | LOADBREAK DISCONNECT |  |  | 480
5137036 | UNKNOWN |  | DRWTP-MCC D BOILER CIRC PMP3 /DISC |  | NJBC | E | NJBC-BU-DRWTP | P203 | INSV | INST | HUSSAARM | 2013-10-13 | 213 CARRIAGE LANE |  |  |  |  | 0.00 A | 0.0 A |  | AW | LOADBREAK DISCONNECT |  |  | 480
5137032 | UNKNOWN |  | DRWTP-MCC D TIE BRKR /DISC |  | NJBC | E | NJBC-BU-DRWTP | P203 | INSV | INST | HUSSAARM | 2013-10-13 | 213 CARRIAGE LANE |  |  |  |  | 0.00 A | 0.0 A |  | AW | LOADBREAK DISCONNECT |  |  | 480
5137028 | UNKNOWN |  | DRWTP-MCC D CENTRAL LAB PWRPNL /DISC |  | NJBC | E | NJBC-BU-DRWTP | P203 | INSV | INST | HUSSAARM | 2013-10-13 | 213 CARRIAGE LANE |  |  |  |  | 0.00 A | 0.0 A |  | AW | LOADBREAK DISCONNECT |  |  | 480
5137023 | UNKNOWN |  | DRWTP-MCC D LIME SLKR 1 CNTLPNL /DISC |  | NJBC | E | NJBC-BU-DRWTP | P203 | INSV | INST | HUSSAARM | 2013-10-13 | 213 CARRIAGE LANE |  |  |  |  | 0.00 A | 0.0 A |  | AW | LOADBREAK DISCONNECT |  |  | 480
5137025 | UNKNOWN |  | DRWTP-MCC D BOILER CIRC PMP1 /DISC |  | NJBC | E | NJBC-BU-DRWTP | P203 | INSV | INST | HUSSAARM | 2013-10-13 | 213 CARRIAGE LANE |  |  |  |  | 0.00 A | 0.0 A |  | AW | LOADBREAK DISCONNECT |  |  | 480
5137027 | UNKNOWN |  | DRWTP-MCC D RAPID MIXR 2 /DISC |  | NJBC | E | NJBC-BU-DRWTP | P203 | INSV | INST | HUSSAARM | 2013-10-13 | 213 CARRIAGE LANE |  |  |  |  | 0.00 A | 0.0 A |  | AW | LOADBREAK DISCONNECT |  |  | 480
5211708 | UNKNOWN |  | ELKAUIC Main Breaker /DISC |  | NJBC | E | NJBC-GL-ELKAU | P203 | INSV | INST | TAYLORDM | 2016-03-09 | 603 AURA RD |  |  |  |  | 0.00 A | 0.0 A |  | AW | LOADBREAK DISCONNECT

## Power Conditioner
Equipment |  | Inventory no. | Description | Full Name | AuthorizGroup | EquipCategory | Functional Loc. | Planning plant | User status | System status | Created by | Created on | Street | Size/dimens. | ManufSerialNo. | ManufPartNo. | Install. date | Adjustable? | Amp Rating | Owned By | Power Conditioner Ty | Special Mtn Note | Special Mtn Note Det | Volt Rating
5136151 | UNKNOWN |  | DRWTP-SWTGR A 30KVA XFMR /COND |  | NJBC | E | NJBC-BU-DRWTP | P203 | INSV | INST | HUSSAARM | 2013-10-13 | 213 CARRIAGE LANE | [5 empty] | 0.00 A | AW | ISOLATION TRANSFORMER |  |  | 480
5136157 | UNKNOWN |  | DRWTP-SWTGR A 30KVA XFMR FD /COND |  | NJBC | E | NJBC-BU-DRWTP | P203 | INSV | INST | HUSSAARM | 2013-10-13 | 213 CARRIAGE LANE | [5 empty] | 0.00 A | AW | ISOLATION TRANSFORMER |  |  | 480
5136179 | UNKNOWN |  | DRWTP-SWTGR A 45KVA XFMR FD /COND |  | NJBC | E | NJBC-BU-DRWTP | P203 | INSV | INST | HUSSAARM | 2013-10-13 | 213 CARRIAGE LANE | [5 empty] | 0.00 A | AW | ISOLATION TRANSFORMER |  |  | 480
5137005 | UNKNOWN |  | DRWTP-MCC D 30KVA XFMR FD /COND |  | NJBC | E | NJBC-BU-DRWTP | P203 | INSV | INST | HUSSAARM | 2013-10-13 | 213 CARRIAGE LANE | [5 empty] | 0.00 A | AW | ISOLATION TRANSFORMER |  |  | 480
5137315 | UNKNOWN |  | DRWTP-MCC B 30KVA XFMR /COND |  | NJBC | E | NJBC-BU-DRWTP | P203 | INSV | INST | HUSSAARM | 2013-10-13 | 213 CARRIAGE LANE | [5 empty] | 0.00 A | AW | ISOLATION TRANSFORMER |  |  | 480
5137320 | UNKNOWN |  | DRWTP-MCC B 30KVA XFMR 2 /COND |  | NJBC | E | NJBC-BU-DRWTP | P203 | INSV | INST | HUSSAARM | 2013-10-13 | 213 CARRIAGE LANE | [5 empty] | 0.00 A | AW | ISOLATION TRANSFORMER |  |  | 480
5137836 | UNKNOWN |  | DRWTP-MCC C 30KVA TRNSFRM FD /COND |  | NJBC | E | NJBC-BU-DRWTP | P203 | INSV | INST | HUSSAARM | 2013-10-13 | 213 CARRIAGE LANE | [5 empty] | 0.00 A | AW | ISOLATION TRANSFORMER |  |  | 480
5137865 | UNKNOWN |  | DRWTP-MCC C 45KVA XFMR PRIM FD /COND |  | NJBC | E | NJBC-BU-DRWTP | P203 | INSV | INST | HUSSAARM | 2013-10-13 | 213 CARRIAGE LANE | [5 empty] | 0.00 A | AW | ISOLATION TRANSFORMER |  |  | 480
5138126 | UNKNOWN |  | DRWTP-MCC C 45KVA XFMR /COND |  | NJBC | E | NJBC-BU-DRWTP | P203 | INSV | INST | HUSSAARM | 2013-10-13 | 213 CARRIAGE LANE | [5 empty] | 0.00 A | AW | ISOLATION TRANSFORMER |  |  | 480
5138128 | UNKNOWN |  | DRWTP-MCC C 45KVA XFMR 2 /COND |  | NJBC | E | NJBC-BU-DRWTP | P203 | INSV | INST | HUSSAARM | 2013-10-13 | 213 CARRIAGE LANE | [5 empty] | 0.00 A | AW | ISOLATION TRANSFORMER |  |  | 480
5138607 | UNKNOWN |  | DRWTP-RSHS-MCC F 45KVA XFMR /COND |  | NJBC | E | NJBC-BU-DRWTP-RSHS | P203 | INSV | INST | HUSSAARM | 2013-10-13 | 213 CARRIAGE LANE | [5 empty] | 0.00 A | AW | ISOLATION TRANSFORMER |  |  | 480
5138610 | UNKNOWN |  | DRWTP-RSHS-MCC F 45KVA XFMR FD /COND |  | NJBC | E | NJBC-BU-DRWTP-RSHS | P203 | INSV | INST | HUSSAARM | 2013-10-13 | 213 CARRIAGE LANE | [5 empty] | 0.00 A | AW | ISOLATION TRANSFORMER |  |  | 480
5138624 | WESTINGHOUSE |  | DRWTP-RSHS-MCC G 45KVA XFMR /COND |  | NJBC | E | NJBC-BU-DRWTP-RSHS | P203 | INSV | INST | HUSSAARM | 2013-10-13 | 213 CARRIAGE LANE |  | 95A6053 |  |  |  | 0.00 A | AW | ISOLATION TRANSFORMER |  |  | 480
5138627 | WESTINGHOUSE |  | DRWTP-RSHS-MCC G 45KVA XFMR FDR /COND |  | NJBC | E | NJBC-BU-DRWTP-RSHS | P203 | INSV | INST | HUSSAARM | 2013-10-13 | 213 CARRIAGE LANE |  | 95B4025 |  |  |  | 0.00 A | AW | ISOLATION TRANSFORMER |  |  | 480
5138667 | UNKNOWN |  | DRWTP-LLPS-SWTGR E 30KVA XFMR /COND |  | NJBC | E | NJBC-BU-DRWTP-LLPS | P203 | INSV | INST | HUSSAARM | 2013-10-13 | 213 CARRIAGE LANE |  | 95-1-42533-B1 |  |  |  | 0.00 A | AW | ISOLATION TRANSFORMER |  |  | 4160
5138672 | UNKNOWN |  | DRWTP-LLPS-SWTGR E 45KVA XFMR /COND |  | NJBC | E | NJBC-BU-DRWTP-LLPS | P203 | INSV | INST | HUSSAARM | 2013-10-13 | 213 CARRIAGE LANE |  | 95-1-42533-B2 |  |  |  | 0.00 A | AW | ISOLATION TRANSFORMER |  |  | 480
5139019 | WESTINGHOUSE |  | DRWTP-RWPS-SWTGR R 30KVA XFMR /COND |  | NJBC | E | NJBC-BU-DRWTP-RWPS | P203 | INSV | INST | HUSSAARM | 2013-10-13 | 213 CARRIAGE LN | [5 empty] | 0.00 A | AW | ISOLATION TRANSFORMER |  |  | 480
5139235 | UNKNOWN |  | DRWTP-MCC I 15KVA XFMR /COND |  | NJBC | E | NJBC-BU-DRWTP | P203 | INSV | INST | HUSSAARM | 2013-10-13 | 213 CARRIAGE LANE | [5 empty] | 0.00 A | AW | ISOLATION TRANSFORMER |  |  | 480
5139238 | UNKNOWN |  | DRWTP-MCC I LP1 FDR /COND |  | NJBC | E | NJBC-BU-DRWTP | P203 | INSV | INST | HUSSAARM | 2013-10-13 | 213 CARRIAGE LANE | [5 empty] | 0.00 A | AW | ISOLATION TRANSFORMER |  |  | 480

## Power Breaker
Equipment |  | Inventory no. | Description | Full Name | AuthorizGroup | EquipCategory | Functional Loc. | Planning plant | User status | System status | Created by | Created on | Street | Size/dimens. | ManufSerialNo. | ManufPartNo. | Install. date | Amp Rating | Breaker Type | Owned By | Power Breaker Type | Special Mtn Note | Special Mtn Note Det | Volt Rating
5134900 | UNKNOWN |  | SOMERDALE-W14 /BRKR |  | NJBC | E | NJBC-CM-SOMER-W14. | P203 | INSV | INST | HUSSAARM | 2013-10-13 | 26 ELM AVE |  |  |  |  | 0.00 A |  | AW | AIR (BREAKER)
5134908 | GE |  | ASHLAND Main /BRKR |  | NJBC | E | NJBC-CM-ASHLA | P203 | INSV | INST | HUSSAARM | 2013-10-13 | 107 ATLANTIC AVE |  |  |  |  | 225.00 A |  | AW | AIR (BREAKER) |  |  | 480
5134910 | UNKNOWN |  | ASHLAND Controls /BRKR |  | NJBC | E | NJBC-CM-ASHLA | P203 | INSV | INST | HUSSAARM | 2013-10-13 | 107 ATLANTIC AVE |  | 425A575 |  |  |  |  | AW | AIR (BREAKER)
5134914 | UNKNOWN |  | ASHLAND Heater /BRKR |  | NJBC | E | NJBC-CM-ASHLA | P203 | INSV | INST | HUSSAARM | 2013-10-13 | 107 ATLANTIC AVE | [6 empty] | AW | AIR (BREAKER)
5134916 | UNKNOWN |  | ASHLAND Lighting Transformer /BRKR |  | NJBC | E | NJBC-CM-ASHLA | P203 | INSV | INST | HUSSAARM | 2013-10-13 | 107 ATLANTIC AVE | [6 empty] | AW | AIR (BREAKER)
5134918 | UNKNOWN |  | HADDONCRIC Booster Pump #1 /BRKR |  | NJBC | E | NJBC-CM-HACIC | P203 | INSV | INST | HUSSAARM | 2013-10-13 | 429 W CRYSTAL LAKE AVE |  |  |  |  | 0.00 A |  | AW | AIR (BREAKER)
5134923 | UNKNOWN |  | HADDONCRIC Booster Pump #2 /BRKR |  | NJBC | E | NJBC-CM-HACIC | P203 | INSV | INST | HUSSAARM | 2013-10-13 | 429 W CRYSTAL LAKE AVE |  |  |  |  | 0.00 A |  | AW | AIR (BREAKER)
5134927 | UNKNOWN |  | HADDONHTS Hypo Transfer /BRKR |  | NJBC | E | NJBC-CM-HAHTS | P203 | INSV | INST | HUSSAARM | 2013-10-13 | 614 W. Atlantic Ave |  |  |  |  | 0.00 A |  | AW | AIR (BREAKER)
5134931 | UNKNOWN |  | HADDONHTS Sludge Transfer /BRKR |  | NJBC | E | NJBC-CM-HAHTS | P203 | INSV | INST | HUSSAARM | 2013-10-13 | 614 W. Atlantic Ave |  |  |  |  | 0.00 A |  | AW | AIR (BREAKER)
5134935 | UNKNOWN |  | HUTTONHILL Booster Pump #3 /BRKR |  | NJBC | E | NJBC-CM-HUTTO | P203 | INSV | INST | HUSSAARM | 2013-10-13 | 1911 KRESSON RD | [6 empty] | AW | AIR (BREAKER)
5134941 | UNKNOWN |  | HUTTONHILL Booster Pump #4 /BRKR |  | NJBC | E | NJBC-CM-HUTTO | P203 | INSV | INST | HUSSAARM | 2013-10-13 | 1911 KRESSON RD | [6 empty] | AW | AIR (BREAKER)
5134946 | UNKNOWN |  | IRISHHILLBS Booster Pump /BRKR |  | NJBC | E | NJBC-CM-IRISH | P203 | INSV | INST | HUSSAARM | 2013-10-13 | 128 HILL AVE | [6 empty] | AW | AIR (BREAKER)
5134950 | UNKNOWN |  | KINGSTON High Service #1 /BRKR |  | NJBC | E | NJBC-CM-KINGS | P203 | INSV | INST | HUSSAARM | 2013-10-13 | 514 HOWARD RD | [6 empty] | AW | AIR (BREAKER)
5134955 | UNKNOWN |  | KINGSTON High Service #2 /BRKR |  | NJBC | E | NJBC-CM-KINGS | P203 | INSV | INST | HUSSAARM | 2013-10-13 | 514 HOWARD RD | [6 empty] | AW | AIR (BREAKER)
5134958 | UNKNOWN |  | KINGSTON High Service #3 /BRKR |  | NJBC | E | NJBC-CM-KINGS | P203 | INSV | INST | HUSSAARM | 2013-10-13 | 514 HOWARD RD | [6 empty] | AW | AIR (BREAKER)
5134962 | UNKNOWN |  | KINGSTON-W25 /BRKR |  | NJBC | E | NJBC-CM-KINGS-W25. | P203 | INSV | INST | HUSSAARM | 2013-10-13 | 85 RANOLDO TER | [6 empty] | AW | AIR (BREAKER)
5134966 | UNKNOWN |  | KINGSTON-W59 /BRKR |  | NJBC | E | NJBC-CM-KINGS-W59. | P203 | INSV | INST | HUSSAARM | 2013-10-13 | 514 HOWARD RD | [6 empty] | AW | AIR (BREAKER)
5134971 | UNKNOWN |  | KINGSTON-W62 /BRKR |  | NJBC | E | NJBC-CM-KINGS-W62. | P203 | INSV | INST | HUSSAARM | 2013-10-13 | 512 HOWARD RD | [6 empty] | AW | AIR (BREAKER)
5134976 | UNKNOWN |  | LEONAVE Pump /BRKR |  | NJBC | E | NJBC-BU-LEONA | P203 | INSV | INST | HUSSAARM | 2013-10-13 | 525 LEON AVE | [6 empty] | AW | AIR (BREAKER)
5134980 | UNKNOWN |  | MAGNOLIA Supernatant Pump #1 /BRKR |  | NJBC | E | NJBC-CM-MAGNO | P203 | INSV | INST | HUSSAARM | 2013-10-13 | 625 N WALNUT AVENUE |  |  |  |  | 0.00 A |  | AW | AIR (BREAKER)
5134984 | UNKNOWN |  | MAGNOLIA Supernatant Pump #2 /BRKR |  | NJBC | E | NJBC-CM-MAGNO | P203 | INSV | INST | HUSSAARM | 2013-10-13 | 625 N WALNUT AVENUE |  |  |  |  | 0.00 A |  | AW | AIR (BREAKER)
5134989 | UNKNOWN |  | OLDORCHARD HYPOCHLOR XFR PMP /BRKR |  | NJBC | E | NJBC-CM-OLDOR | P203 | INSV | INST | HUSSAARM | 2013-10-13 | ROUTE 70 EAST AT OLD ORCHARD ROAD |  |  |  |  | 0.00 A |  | AW | AIR (BREAKER)
5134993 | UNKNOWN |  | OLDORCHARD WSHH2O1 A PMP /BRKR |  | NJBC | E | NJBC-CM-OLDOR | P203 | INSV | INST | HUSSAARM | 2013-10-13 | ROUTE 70 EAST AT OLD ORCHARD ROAD |  |  |  |  | 0.00 A |  | AW | AIR (BREAKER)
5134997 | UNKNOWN |  | OLDORCHARD WSHH2O2 B PMP /BRKR |  | NJBC | E | NJBC-CM-OLDOR | P203 | INSV | INST | HUSSAARM | 2013-10-13 | ROUTE 70 EAST AT OLD ORCHARD ROAD |  |  |  |  | 0.00 A |  | AW | AIR (BREAKER)
5135302 | UNKNOWN |  | OTTERBROOK High Service Pump #2 /BRKR |  | NJBC | E | NJBC-CM-OTTER | P203 | INSV | INST | HUSSAARM | 2013-10-13 | 900 SAN JOSE DR |  |  |  |  | 0.00 A |  | AW | AIR (BREAKER)
5134598 | UNKNOWN |  | SOMERDALE Lighting Transformer /BRKR |  | NJBC | E | NJBC-CM-SOMER | P203 | INSV | INST | HUSSAARM | 2013-10-13 | 26 ELM AVE |  |  |  |  | 0.00 A |  | AW | AIR (BREAKER)
5134189 | UNKNOWN |  | COLUMBIALK High Service Pump #2 /BRKR |  | NJBC | E | NJBC-CM-COLUM | P203 | INSV | INST | HUSSAARM | 2013-10-13 | 330 OAK AVE | [6 empty] | AW | AIR (BREAKER)
5134194 | UNKNOWN |  | COLUMBIALK High Service Pump #3 /BRKR |  | NJBC | E | NJBC-CM-COLUM | P203 | INSV | INST | HUSSAARM | 2013-10-13 | 330 OAK AVE | [6 empty] | AW | AIR (BREAKER)
5134198 | UNKNOWN |  | COLUMBIALK-W22 /BRKR |  | NJBC | E | NJBC-CM-COLUM-W22. | P203 | INSV | INST | HUSSAARM | 2013-10-13 | 330 OAK AVE | [6 empty] | AW | AIR (BREAKER)
5134502 | UNKNOWN |  | COLUMBIALK-W24 /BRKR |  | NJBC | E | NJBC-CM-COLUM-W24. | P203 | INSV | INST | HUSSAARM | 2013-10-13 | 1 LANDOVER LN | [6 empty] | AW | AIR (BREAKER)
5134506 | UNKNOWN |  | COLUMBIALK-W31 /BRKR |  | NJBC | E | NJBC-CM-COLUM-W31. | P203 | INSV | INST | HUSSAARM | 2013-10-13 | 21 POPLAR CT | [6 empty] | AW | AIR (BREAKER)
5134511 | UNKNOWN |  | EGBERT High Service Pump #1 /BRKR |  | NJBC | E | NJBC-CM-EGBER | P203 | INSV | INST | HUSSAARM | 2013-10-13 | 1328 SYLVAN AVE | [6 empty] | AW | AIR (BREAKER)
5134516 | UNKNOWN |  | EGBERT High Service Pump #2 /BRKR |  | NJBC | E | NJBC-CM-EGBER | P203 | INSV | INST | HUSSAARM | 2013-10-13 | 1328 SYLVAN AVE | [6 empty] | AW | AIR (BREAKER)
5134519 | UNKNOWN |  | EGBERT-W18 /BRKR |  | NJBC | E | NJBC-CM-EGBER-W18. | P203 | INSV | INST | HUSSAARM | 2013-10-13 | 1328 SYLVAN AVE | [6 empty] | AW | AIR (BREAKER)
5134523 | UNKNOWN |  | EGBERT-W35 /BRKR |  | NJBC | E | NJBC-CM-EGBER-W35. | P203 | INSV | INST | HUSSAARM | 2013-10-13 | 1328 SYLVAN AVE | [6 empty] | AW | AIR (BREAKER)
5134528 | UNKNOWN |  | ELLISBERG High Service Pump #2 /BRKR |  | NJBC | E | NJBC-CM-ELLIS | P203 | INSV | INST | HUSSAARM | 2013-10-13 | 129 PARK DR | [6 empty] | AW | AIR (BREAKER)
5134532 | UNKNOWN |  | ELLISBERG High Service Pump #3 /BRKR |  | NJBC | E | NJBC-CM-ELLIS | P203 | INSV | INST | HUSSAARM | 2013-10-13 | 129 PARK DR | [6 empty] | AW | AIR (BREAKER)
5134536 | UNKNOWN |  | ELLISBERG High Service Pump #4 /BRKR |  | NJBC | E | NJBC-CM-ELLIS | P203 | INSV | INST | HUSSAARM | 2013-10-13 | 129 PARK DR | [6 empty] | AW | AIR (BREAKER)
5134540 | UNKNOWN |  | ELLISBERG-W13 /BRKR |  | NJBC | E | NJBC-CM-ELLIS-W13. | P203 | INSV | INST | HUSSAARM | 2013-10-13 | 105 PARK DR | [6 empty] | AW | AIR (BREAKER)
5134546 | UNKNOWN |  | ELLISBERG-W16 /BRKR |  | NJBC | E | NJBC-CM-ELLIS-W16. | P203 | INSV | INST | HUSSAARM | 2013-10-13 | 115 PARK DR | [6 empty] | AW | AIR (BREAKER)
5134550 | UNKNOWN |  | ELLISBERG-W23 /BRKR |  | NJBC | E | NJBC-CM-ELLIS-W23. | P203 | INSV | INST | HUSSAARM | 2013-10-13 | 135 PARK DR | [6 empty] | AW | AIR (BREAKER)
5134554 | UNKNOWN |  | ELMTREE-W26 /BRKR |  | NJBC | E | NJBC-CM-ELMTR-W26. | P203 | INSV | INST | HUSSAARM | 2013-10-13 | 16 THOMAS RD | [6 empty] | AW | AIR (BREAKER)
5134558 | UNKNOWN |  | EVESHAM-BST Booster Pump #1 /BRKR |  | NJBC | E | NJBC-CM-EVBST-BSTA | P203 | INSV | INST | HUSSAARM | 2013-10-13 | EVERGREEN RD |  |  |  |  | 0.00 A |  | AW | AIR (BREAKER)
5134564 | UNKNOWN |  | EVESHAM-BST Booster Pump #2 /BRKR |  | NJBC | E | NJBC-CM-EVBST-BSTA | P203 | INSV | INST | HUSSAARM | 2013-10-13 | EVERGREEN RD |  |  |  |  | 0.00 A |  | AW | AIR (BREAKER)
5134567 | UNKNOWN |  | GIBBSSTA HYPOCHLOR XFR PMP /BRKR |  | NJBC | E | NJBC-CM-GBSTA | P203 | INSV | INST | HUSSAARM | 2013-10-13 | 1 LINDEN AVE |  |  |  |  | 0.00 A |  | AW | AIR (BREAKER)
5134571 | UNKNOWN |  | GIBBSSTA-W41 HYPOCHLOR FD PMP /BRKR |  | NJBC | E | NJBC-CM-GBSTA-WL41 | P203 | INSV | INST | HUSSAARM | 2013-10-13 | 1 LINDEN AVE |  |  |  |  | 0.00 A |  | AW | AIR (BREAKER)
5134577 | UNKNOWN |  | GIBBSSTA-W42 HYPOCHLOR FD PMP /BRKR |  | NJBC | E | NJBC-CM-GBSTA-WL42 | P203 | INSV | INST | HUSSAARM | 2013-10-13 | 1 LINDEN AVE |  |  |  |  | 0.00 A |  | AW | AIR (BREAKER)
5134581 | ITE |  | RUNNEMEDE Main /BRKR |  | NJBC | E | NJBC-CM-RUNNE | P203 | INSV | INST | HUSSAARM | 2013-10-13 | 28 ST CLAIR AVE |  |  |  |  | 400.00 A |  | AW | AIR (BREAKER) |  |  | 480
5134583 | UNKNOWN |  | RUNNEMEDE-W19 /BRKR |  | NJBC | E | NJBC-CM-RUNNE-W19. | P203 | INSV | INST | HUSSAARM | 2013-10-13 | 28 ST CLAIR AVE |  |  |  |  | 0.00 A |  | AW | AIR (BREAKER)
5134587 | UNKNOWN |  | RUNNEMEDE 3KVA Transformer /BRKR |  | NJBC | E | NJBC-CM-RUNNE | P203 | INSV | INST | HUSSAARM | 2013-10-13 | 28 ST CLAIR AVE |  |  |  |  | 0.00 A |  | AW | AIR (BREAKER)
5134596 | UNKNOWN |  | SOMERDALE Heater /BRKR |  | NJBC | E | NJBC-CM-SOMER | P203 | INSV | INST | HUSSAARM | 2013-10-13 | 26 ELM AVE |  |  |  |  | 0.00 A |  | AW | AIR (BREAKER)
5135308 | UNKNOWN |  | POMONA Caustic Transfer Pump /BRKR |  | NJBC | E | NJBC-BU-POMON | P203 | INSV | INST | HUSSAARM | 2013-10-13 | 915 POMONA ROAD |  |  |  |  | 0.00 A |  | AW | AIR (BREAKER)
5140182 | WESTINGHOUSE | NJHH-7-ESWG-74 | DRWTP-LLPS PMP 4 /BRKR |  | NJBC | E | NJBC-BU-DRWTP-LLPS | P203 | INSV | INST | HUSSAARM | 2013-10-13 | 213 CARRIAGE LANE |  |  |  |  | 0.00 A |  | AW | VACUUM (BREAKER) |  |  | 4160
5140189 | WESTINGHOUSE |  | DRWTP UNIT 9B/MAIN BUS 1 /BRKR |  | NJBC | E | NJBC-BU-DRWTP | P203 | INSV | INST | HUSSAARM | 2013-10-13 | 213 CARRIAGE LANE |  | 94111052 |  |  |  |  | AW | VACUUM (BREAKER)
5140193 | WESTINGHOUSE |  | DRWTP UNIT10B /BRKR |  | NJBC | E | NJBC-BU-DRWTP | P203 | INSV | INST | HUSSAARM | 2013-10-13 | 213 CARRIAGE LANE |  | 94111111 |  |  | 0.00 A |  | AW | VACUUM (BREAKER)
5140197 | WESTINGHOUSE |  | DRWTP-LLPS UNIT 11B /BRKR |  | NJBC | E | NJBC-BU-DRWTP-LLPS | P203 | INSV | INST | HUSSAARM | 2013-10-13 | 213 CARRIAGE LANE |  | 94111112 |  |  | 0.00 A |  | AW | VACUUM (BREAKER)
5140401 | WESTINGHOUSE |  | DRWTP HSPS UNIT 12B /BRKR |  | NJBC | E | NJBC-BU-DRWTP | P203 | INSV | INST | HUSSAARM | 2013-10-13 | 213 CARRIAGE LANE |  | 94111121 |  |  |  |  | AW | VACUUM (BREAKER)
5140404 | WESTINGHOUSE |  | DRWTP-SWTGR A UNIT 13B /BRKR |  | NJBC | E | NJBC-BU-DRWTP | P203 | INSV | INST | HUSSAARM | 2013-10-13 | 213 CARRIAGE LANE |  | 94111113 |  |  | 0.00 A |  | AW | VACUUM (BREAKER)
5147801 | UNKNOWN |  | BIRCH-MCC 480V 500A Main CB /BRKR |  | NJLO | E | NJLO-Z1-BIRCH | P203 | INSV | INST | HUSSAARM | 2013-10-13 | 322 BIRCH CREEK ROAD |  |  |  |  | 0.00 A |  | AW | AIR (BREAKER) |  |  | 480
5147802 | UNKNOWN |  | BIRCH-MCC 208V 200A Main CB /BRKR |  | NJLO | E | NJLO-Z1-BIRCH | P203 | INSV | INST | HUSSAARM | 2013-10-13 | 322 BIRCH CREEK ROAD |  |  |  |  | 0.00 A |  | AW | AIR (BREAKER)
5147846 | SQUARE D |  | BIRCH 400A Main /BRKR |  | NJLO | E | NJLO-Z1-BIRCH | P203 | INSV | INST | HUSSAARM | 2013-10-13 | 322 BIRCH CREEK ROAD |  |  |  |  | 0.00 A |  | AW | AIR (BREAKER) |  |  | 600
5147848 | UNKNOWN |  | BIRCH 300A Generator /BRKR |  | NJLO | E | NJLO-Z1-BIRCH | P203 | INSV | INST | HUSSAARM | 2013-10-13 | 322 BIRCH CREEK ROAD |  |  |  |  | 0.00 A |  | AW | AIR (BREAKER) |  |  | 480
5147849 | ITE |  | BECK 600A Main /BRKR |  | NJLO | E | NJLO-Z1-BECK. | P203 | INSV | INST | HUSSAARM | 2013-10-13 | 1547 High Hill Rd |  |  |  |  | 0.00 A |  | AW | AIR (BREAKER) |  |  | 480
5147852 | ITE |  | COMM 500A Main /BRKR |  | NJLO | E | NJLO-Z1-COMM. | P203 | INSV | INST | HUSSAARM | 2013-10-13 | 657 Commodore Dr |  |  |  |  | 0.00 A |  | AW | AIR (BREAKER) |  |  | 480
5159005 | WESTINGHOUSE |  | DRWTP-LLPS PMP 2 VFD /BRKR |  | NJBC | E | NJBC-BU-DRWTP-LLPS | P203 | INSV | INST | HUSSAARM | 2013-10-13 | 213 CARRIAGE LANE |  |  |  |  | 0.00 A |  | AW | VACUUM (BREAKER) |  |  | 4160
5159007 | WESTINGHOUSE |  | DRWTP-LLPS PMP 1 VFD /BRKR |  | NJBC | E | NJBC-BU-DRWTP-LLPS | P203 | INSV | INST | HUSSAARM | 2013-10-13 | 213 CARRIAGE LANE |  |  |  |  | 0.00 A |  | AW | VACUUM (BREAKER) |  |  | 4160
5159009 | WESTINGHOUSE |  | DRWTP-SWTGR A TIE UNIT 8B /BRKR |  | NJBC | E | NJBC-BU-DRWTP | P203 | INSV | INST | HUSSAARM | 2013-10-13 | 213 CARRIAGE LANE |  | 94111064 |  |  | 0.00 A |  | AW | VACUUM (BREAKER) |  |  | 4160
5159011 | WESTINGHOUSE |  | DRWTP-SWTGR A MAIN 1 AIR /BRKR |  | NJBC | E | NJBC-BU-DRWTP | P203 | INSV | INST | HUSSAARM | 2013-10-13 | 213 CARRIAGE LANE |  | 6616C36G04 |  |  | 0.00 A |  | AW | AIR (BREAKER) |  |  | 480
5159013 | WESTINGHOUSE |  | DRWTP-SWTGR A MAIN 2 AIR /BRKR |  | NJBC | E | NJBC-BU-DRWTP | P203 | INSV | INST | HUSSAARM | 2013-10-13 | 213 CARRIAGE LANE |  |  |  |  | 0.00 A |  | AW | AIR (BREAKER) |  |  | 480
5159017 | WESTINGHOUSE |  | DRWTP GEN RM FDR 52-16 /BRKR |  | NJBC | E | NJBC-BU-DRWTP-TRMT | P203 | INSV | INST | HUSSAARM | 2013-10-13 | 213 CARRIAGE LANE |  | 94100835 |  |  | 0.00 A | VACUUM | AW | VACUUM (BREAKER) |  |  | 4160
5159019 | WESTINGHOUSE |  | DRWTP-TRMT GEN RM FDR 52-15 /BRKR |  | NJBC | E | NJBC-BU-DRWTP-TRMT | P203 | INSV | INST | HUSSAARM | 2013-10-13 | 213 CARRIAGE LANE |  | 94100836 |  |  | 0.00 A | VACUUM | AW | VACUUM (BREAKER) |  |  | 4160
5159021 | WESTINGHOUSE |  | DRWTP-TRMT GEN 1 52-12 /BRKR |  | NJBC | E | NJBC-BU-DRWTP-TRMT | P203 | INSV | INST | HUSSAARM | 2013-10-13 | 213 CARRIAGE LANE |  | 94100834 |  |  | 0.00 A | VACUUM | AW | VACUUM (BREAKER) |  |  | 4160
5159023 | WESTINGHOUSE |  | DRWTP-TRMT GEN 2 52-13 /BRKR |  | NJBC | E | NJBC-BU-DRWTP-TRMT | P203 | INSV | INST | HUSSAARM | 2013-10-13 | 213 CARRIAGE LANE |  | 94100837 |  |  | 0.00 A | VACUUM | AW | VACUUM (BREAKER) |  |  | 4160
5159025 | WESTINGHOUSE |  | DRWTP-SWTGRA FDR H2 FACLTY2 AIR/BRKR |  | NJBC | E | NJBC-BU-DRWTP | P203 | INSV | INST | HUSSAARM | 2013-10-13 | 213 CARRIAGE LANE |  |  |  |  | 0.00 A | AIR | AW | AIR (BREAKER) |  |  | 480
5159027 | WESTINGHOUSE |  | DRWTP-SWTGRA FDR H1 FACLTY1 AIR/BRKR |  | NJBC | E | NJBC-BU-DRWTP | P203 | INSV | INST | HUSSAARM | 2013-10-13 | 213 CARRIAGE LANE |  |  |  |  | 0.00 A | AIR | AW | AIR (BREAKER) |  |  | 480
5159029 | WESTINGHOUSE |  | DRWTP-SWTGR A FDR F2 TK BLDG 2 AIR /BRKR |  | NJBC | E | NJBC-BU-DRWTP | P203 | INSV | INST | HUSSAARM | 2013-10-13 | 213 CARRIAGE LANE |  |  |  |  | 0.00 A | AIR | AW | AIR (BREAKER) |  |  | 480
5159031 | WESTINGHOUSE |  | DRWTP-SWTGR A FDR F1 TK BLDG 1 AIR /BRKR |  | NJBC | E | NJBC-BU-DRWTP | P203 | INSV | INST | HUSSAARM | 2013-10-13 | 213 CARRIAGE LANE |  |  |  |  | 0.00 A |  | AW | AIR (BREAKER) |  |  | 480
5140157 | WESTINGHOUSE |  | DRWTP UNIT 7B/MAIN BUS 2 /BRKR |  | NJBC | E | NJBC-BU-DRWTP | P203 | INSV | INST | HUSSAARM | 2013-10-13 | 213 CARRIAGE LANE |  | 94111065 |  |  |  |  | AW | VACUUM (BREAKER)
5135321 | UNKNOWN |  | RIVERROAD Booster Pump #1 /BRKR |  | NJBC | E | NJBC-BU-RVBST | P203 | INSV | INST | HUSSAARM | 2013-10-13 | 2767 BROAD ST |  |  |  |  | 0.00 A |  | AW | AIR (BREAKER)
5135325 | UNKNOWN |  | RIVERROAD Booster Pump #2 /BRKR |  | NJBC | E | NJBC-BU-RVBST | P203 | INSV | INST | HUSSAARM | 2013-10-13 | 2767 BROAD ST |  |  |  |  | 0.00 A |  | AW | AIR (BREAKER)
5135329 | UNKNOWN |  | RIVERROAD Booster Pump #3 /BRKR |  | NJBC | E | NJBC-BU-RVBST | P203 | INSV | INST | HUSSAARM | 2013-10-13 | 2767 BROAD ST |  |  |  |  | 0.00 A |  | AW | AIR (BREAKER)
5135334 | UNKNOWN |  | STATION Booster Pump #1 /BRKR |  | NJBC | E | NJBC-CM-STATI | P203 | INSV | INST | HUSSAARM | 2013-10-13 | 2 STATION AVE | [6 empty] | AW | AIR (BREAKER)
5135339 | UNKNOWN |  | STEPHENS-W28 /BRKR |  | NJBC | E | NJBC-BU-STEPH-W28. | P203 | INSV | INST | HUSSAARM | 2013-10-13 | 208 STEPHEN DR | [6 empty] | AW | AIR (BREAKER)
5135343 | UNKNOWN |  | STEPHENS-W31 /BRKR |  | NJBC | E | NJBC-BU-STEPH-W31. | P203 | INSV | INST | HUSSAARM | 2013-10-13 | 210 STEPHEN DR | [6 empty] | AW | AIR (BREAKER)
5135346 | UNKNOWN |  | SUNBURY-W96 /BRKR |  | NJBC | E | NJBC-PB-SUNBU-W96. | P203 | INSV | INST | HUSSAARM | 2013-10-13 | 246 ANDERSON ROAD | [6 empty] | AW | AIR (BREAKER)
5135351 | UNKNOWN |  | TAYLORS Booster Pump #1 /BRKR |  | NJBC | E | NJBC-BU-TAYLO | P203 | INSV | INST | HUSSAARM | 2013-10-13 | 1906 TAYLORS LN |  |  |  |  | 0.00 A |  | AW | AIR (BREAKER)
5135355 | UNKNOWN |  | TAYLORS Booster Pump #2 /BRKR |  | NJBC | E | NJBC-BU-TAYLO | P203 | INSV | INST | HUSSAARM | 2013-10-13 | 1906 TAYLORS LN |  |  |  |  | 0.00 A |  | AW | AIR (BREAKER)
5135359 | UNKNOWN |  | VOORHEES High Service Pump #1 /BRKR |  | NJBC | E | NJBC-CM-VOORH | P203 | INSV | INST | HUSSAARM | 2013-10-13 | 13 GOLF VIEW DR |  |  |  |  | 0.00 A |  | AW | AIR (BREAKER)
5135361 | UNKNOWN |  | VOORHEES High Service Pump #2 /BRKR |  | NJBC | E | NJBC-CM-VOORH | P203 | INSV | INST | HUSSAARM | 2013-10-13 | 13 GOLF VIEW DR |  |  |  |  | 0.00 A |  | AW | AIR (BREAKER)
5135365 | UNKNOWN |  | VOORHEES-W21 /BRKR |  | NJBC | E | NJBC-CM-VOORH-W21. | P203 | INSV | INST | HUSSAARM | 2013-10-13 | EVESHAM RD AT GOLF VIEW DRIVE |  |  |  |  | 0.00 A |  | AW | AIR (BREAKER)
5135370 | UNKNOWN | NJHH-147-ECBK-1 | MERCHCHIC /BRKR |  | NJBC | E | NJBC-CM-MECIC | P203 | INSV | INST | HUSSAARM | 2013-10-13 | 462 3RD AVE | [6 empty] | AW | AIR (BREAKER)
5136307 | UNKNOWN |  | VOORHEES-W21 Transformer /BRKR |  | NJBC | E | NJBC-CM-VOORH-W21. | P203 | INSV | INST | HUSSAARM | 2013-10-13 | EVESHAM RD AT GOLF VIEW DRIVE |  |  |  |  | 0.00 A |  | AW | AIR (BREAKER)
5136335 | UNKNOWN |  | DEPTCLIC Load Center /BRKR |  | NJBC | E | NJBC-GL-DEPTC | P203 | INSV | INST | HUSSAARM | 2013-10-13 | 1570 CLEMENTS BRIDGE RD |  |  |  |  | 40.00 A |  | AW | AIR (BREAKER)
5136348 | UNKNOWN |  | EGREENHAIC Pump #1 /BRKR |  | NJBC | E | NJBC-GL-EGHIC | P203 | INSV | INST | HUSSAARM | 2013-10-13 | 208 Harrison Ave |  |  |  |  | 0.00 A |  | AW | AIR (BREAKER)
5136350 | UNKNOWN |  | EGREENHAIC Pump #2 /BRKR |  | NJBC | E | NJBC-GL-EGHIC | P203 | INSV | INST | HUSSAARM | 2013-10-13 | 208 Harrison Ave |  |  |  |  | 0.00 A |  | AW | AIR (BREAKER)
5136364 | UNKNOWN |  | PITMANIC Main /BRKR |  | NJBC | E | NJBC-GL-PITMA | P203 | INSV | INST | HUSSAARM | 2013-10-13 | 598 PITMAN RD |  |  |  |  | 40.00 A |  | AW | AIR (BREAKER)
5136377 | UNKNOWN |  | NATIONPKIC Main /BRKR |  | NJBC | E | NJBC-GL-NATIO | P203 | INSV | INST | HUSSAARM | 2013-10-13 | 7 S GROVE AVE |  |  |  |  | 225.00 A |  | AW | AIR (BREAKER)
5136714 | WESTINGHOUSE |  | DRWTP-SWTGR A TIE BRKR /BRKR |  | NJBC | E | NJBC-BU-DRWTP | P203 | INSV | INST | HUSSAARM | 2013-10-13 | 213 CARRIAGE LANE |  |  |  |  | 0.00 A |  | AW | AIR (BREAKER) |  |  | 480
5139701 | WESTINGHOUSE |  | DRWTP-LLPS UNIT 5B /BRKR |  | NJBC | E | NJBC-BU-DRWTP-LLPS | P203 | INSV | INST | HUSSAARM | 2013-10-13 | 213 CARRIAGE LANE |  | 94111117 |  |  | 0.00 A |  | AW | VACUUM (BREAKER) |  |  | 4160
5139704 | WESTINGHOUSE | NJHH-7-ESWG-15 | DRWTP-LLPS PMP 3 /BRKR |  | NJBC | E | NJBC-BU-DRWTP-LLPS | P203 | INSV | INST | HUSSAARM | 2013-10-13 | 213 CARRIAGE LANE |  |  |  |  | 0.00 A |  | AW | VACUUM (BREAKER) |  |  | 4160
5139715 | WESTINGHOUSE |  | DRWTP UNIT 3B MN ELEC RM /BRKR |  | NJBC | E | NJBC-BU-DRWTP | P203 | INSV | INST | HUSSAARM | 2013-10-13 | 213 CARRIAGE LANE |  | 94111114 |  |  | 0.00 A |  | AW | VACUUM (BREAKER)
5139718 | WESTINGHOUSE |  | DRWTP-HSPS UNIT 4B /BRKR |  | NJBC | E | NJBC-BU-DRWTP-HSPS | P203 | INSV | INST | HUSSAARM | 2013-10-13 | 213 CARRIAGE LANE |  | 94111115 |  |  | 0.00 A |  | AW | VACUUM (BREAKER)
5140154 | WESTINGHOUSE |  | DRWTP-SWTGR A UNIT 6B /BRKR |  | NJBC | E | NJBC-BU-DRWTP | P203 | INSV | INST | HUSSAARM | 2013-10-13 | 213 CARRIAGE LANE |  | 94111116 |  |  | 0.00 A |  | AW | VACUUM (BREAKER)
5128758 | UNKNOWN |  | BROWNING-MCCC XFMR FD /BRKR |  | NJBC | E | NJBC-CM-BROWN | P203 | INSV | INST | HUSSAARM | 2013-10-13 | BROWINING LANE |  |  |  |  | 0.00 A |  | AW | AIR (BREAKER)
5128765 | UNKNOWN |  | BROWNING-MCCC25KVA XFMR /BRKR |  | NJBC | E | NJBC-CM-BROWN | P203 | INSV | INST | HUSSAARM | 2013-10-13 | BROWINING LANE |  |  |  |  | 0.00 A |  | AW | AIR (BREAKER)
5129635 | UNKNOWN |  | FELLOWSHIP-MCCMDP LGHTNG XFMR /BRKR |  | NJBC | E | NJBC-BU-FELLO | P203 | INSV | INST | HUSSAARM | 2013-10-13 | 3 SPRINGDALE RD |  |  |  |  | 0.00 A |  | AW | AIR (BREAKER)
5130122 | UNKNOWN |  | GIBBSSTA-MCC W42 Transformer /BRKR |  | NJBC | E | NJBC-CM-GBSTA | P203 | INSV | INST | HUSSAARM | 2013-10-13 | 1 LINDEN AVE |  |  |  |  | 0.00 A |  | AW | AIR (BREAKER)
5130126 | UNKNOWN |  | GIBBSSTA-MCCW42 LGHT XFMR /BRKR |  | NJBC | E | NJBC-CM-GBSTA | P203 | INSV | INST | HUSSAARM | 2013-10-13 | 1 LINDEN AVE |  |  |  |  | 0.00 A |  | AW | AIR (BREAKER)
5130169 | UNKNOWN |  | LAURELSP-MCC LGHTNG XFMR /BRKR |  | NJBC | E | NJBC-CM-LAURE | P203 | INSV | INST | HUSSAARM | 2013-10-13 | 820 GRAND AVENUE |  |  |  |  | 0.00 A |  | AW | AIR (BREAKER)
5130913 | UNKNOWN |  | OTTERBRK-MCC 15KVA LGHTNG XFMR /BRKR |  | NJBC | E | NJBC-CM-OTTER | P203 | INSV | INST | HUSSAARM | 2013-10-13 | 900 SAN JOSE DR |  |  |  |  | 0.00 A |  | AW | AIR (BREAKER)
5130981 | UNKNOWN |  | GLOUCESTERBS-MCCMAIN XFMR /BRKR |  | NJBC | E | NJBC-GL-GLBST | P203 | INSV | INST | HUSSAARM | 2013-10-13 | 491 HARRISON AVE |  |  |  |  | 0.00 A |  | AW | AIR (BREAKER)
5131703 | UNKNOWN |  | GLOUCESTERBS-MCCMAIN30KVA PRI /BRKR |  | NJBC | E | NJBC-GL-GLBST | P203 | INSV | INST | HUSSAARM | 2013-10-13 | 491 HARRISON AVE |  |  |  |  | 0.00 A |  | AW | AIR (BREAKER)
5131750 | UNKNOWN |  | HADDONHTS-MCC XFMR FD /BRKR |  | NJBC | E | NJBC-CM-HAHTS | P203 | INSV | INST | HUSSAARM | 2013-10-13 | 614 W. Atlantic Ave |  |  |  |  | 0.00 A |  | AW | AIR (BREAKER)
5131783 | UNKNOWN |  | HADDONHTS-W63-MCC Transformer /BRKR |  | NJBC | E | NJBC-CM-HAHTS-WL63 | P203 | INSV | INST | HUSSAARM | 2013-10-13 | 120 TRENTON AVE |  |  |  |  | 0.00 A |  | AW | AIR (BREAKER)
5131793 | UNKNOWN |  | BERLINCOIC-MCC MDP Transformer /BRKR |  | NJBC | E | NJBC-CM-BERLI | P203 | INSV | INST | HUSSAARM | 2013-10-13 | 74 COOPER RD |  |  |  |  | 0.00 A |  | AW | AIR (BREAKER)
5132360 | SQUARE D |  | DEPTCLIC-MCC Transformer /BRKR |  | NJBC | E | NJBC-GL-DEPTC | P203 | INSV | INST | HUSSAARM | 2013-10-13 | 1570 CLEMENTS BRIDGE RD |  |  |  |  | 30.00 A |  | AW | AIR (BREAKER) |  |  | 480
5132377 | SQUARE D |  | WDEPTPRKIC-MCC 2 XFMR FD /BRKR |  | NJBC | E | NJBC-GL-WDEPT | P203 | INSV | INST | HUSSAARM | 2013-10-13 | 901 DANTE CT |  |  |  |  | 30.00 A |  | AW | MOLDED CASE |  |  | 480
5132379 | SQUARE D |  | WDEPTPRKIC-MCC Booster Pump #1 /BRKR |  | NJBC | E | NJBC-GL-WDEPT | P203 | INSV | INST | HUSSAARM | 2013-10-13 | 901 DANTE CT |  |  |  |  | 30.00 A |  | AW | MOLDED CASE
5132381 | SQUARE D |  | WDEPTPRKIC-MCC Booster Pump #2 /BRKR |  | NJBC | E | NJBC-GL-WDEPT | P203 | INSV | INST | HUSSAARM | 2013-10-13 | 901 DANTE CT |  |  |  |  | 30.00 A |  | AW | MOLDED CASE
5132383 | UNKNOWN |  | WDEPTPRKIC-MCC Main /BRKR |  | NJBC | E | NJBC-GL-WDEPT | P203 | INSV | INST | HUSSAARM | 2013-10-13 | 901 DANTE CT |  |  |  |  | 40.00 A |  | AW | MOLDED CASE |  |  | 120/240
5132392 | SQUARE D |  | PITMANIC-MCC 2 XFMR FD /BRKR |  | NJBC | E | NJBC-GL-PITMA | P203 | INSV | INST | HUSSAARM | 2013-10-13 | 598 PITMAN RD |  |  |  |  | 30.00 A |  | AW | AIR (BREAKER)
5132394 | SQUARE D |  | PITMANIC-MCC Booster Pump #1 /BRKR |  | NJBC | E | NJBC-GL-PITMA | P203 | INSV | INST | HUSSAARM | 2013-10-13 | 598 PITMAN RD |  |  |  |  | 60.00 A |  | AW | AIR (BREAKER)
5132396 | SQUARE D |  | PITMANIC-MCC Booster Pump #2 /BRKR |  | NJBC | E | NJBC-GL-PITMA | P203 | INSV | INST | HUSSAARM | 2013-10-13 | 598 PITMAN RD |  |  |  |  | 60.00 A |  | AW | AIR (BREAKER)
5133004 | SQUARE D |  | PINEHILLCRIC-MCC 2 XFMR FD /BRKR |  | NJBC | E | NJBC-CM-PINEH | P203 | INSV | INST | HUSSAARM | 2013-10-13 | [5 empty] | 15.00 A |  | AW | AIR (BREAKER)
5133006 | SQUARE D |  | PINEHILLCRIC-MCC BSTPMP1VFD /BRKR |  | NJBC | E | NJBC-CM-PINEH | P203 | INSV | INST | HUSSAARM | 2013-10-13 | [5 empty] | 15.00 A |  | AW | AIR (BREAKER)
5133008 | SQUARE D |  | PINEHILLCRIC-MCC BSTPMP2VFD /BRKR |  | NJBC | E | NJBC-CM-PINEH | P203 | INSV | INST | HUSSAARM | 2013-10-13 | [5 empty] | 15.00 A |  | AW | AIR (BREAKER)
5133010 | UNKNOWN |  | PINEHILLCRIC-MCC Main /BRKR |  | NJBC | E | NJBC-CM-PINEH | P203 | INSV | INST | HUSSAARM | 2013-10-13 | [5 empty] | 30.00 A |  | AW | AIR (BREAKER) |  |  | 120/240
5133012 | GE |  | WOODBURY-MCC 2 XFMR FD /BRKR |  | NJBC | E | NJBC-GL-WOODB | P203 | INSV | INST | HUSSAARM | 2013-10-13 | 770 Clearview Ave |  |  |  |  | 40.00 A |  | AW | AIR (BREAKER)
5128723 | UNKNOWN |  | MURRAY-MCC Transformer Feeder /BRKR |  | NJBC | E | NJBC-CM-MURRA | P203 | INSV | INST | HUSSAARM | 2013-10-13 | 802 MURRAY AVE | [6 empty] | AW | AIR (BREAKER)
5096669 | UNKNOWN |  | WOOD Master Breaker /BRKR |  | NJHR | E | NJHR-Z1-WOOD. | P203 | INSV | INST | HUSSAARM | 2013-10-13 | 260 Woodland Ave |  |  |  |  | 400.00 A |  | AW | AIR (BREAKER) |  |  | 480
5096671 | UNKNOWN |  | WALN Master Breaker /BRKR |  | NJHR | E | NJHR-Z1-WALN. | P203 | INSV | INST | HUSSAARM | 2013-10-13 | 102 BRIDGETON PIKE |  |  |  |  | 300.00 A |  | AW | AIR (BREAKER) |  |  | 480
5103834 | UNKNOWN |  | RANN-SWTGR Panel LP2 /BRKR |  | NJPG | E | NJPG-PG-RANN.-SWTG | P203 | INSV | INST | HUSSAARM | 2013-10-13 | 370 HARDING HWY |  |  |  |  | 0.00 A |  | AW | AIR (BREAKER)
5117375 | UNKNOWN |  | HOME-MCCSTATION POLE BARN /BRKR |  | NJBC | E | NJBC-HS-HOME. | P203 | INSV | INST | HUSSAARM | 2013-10-13 | JACK HEDDING ROAD |  |  |  |  | 0.00 A |  | AW | AIR (BREAKER) |  |  | 480
5117377 | UNKNOWN |  | HOME-MCCSTATION HTRS5&6 /BRKR |  | NJBC | E | NJBC-HS-HOME. | P203 | INSV | INST | HUSSAARM | 2013-10-13 | JACK HEDDING ROAD |  |  |  |  | 0.00 A |  | AW | AIR (BREAKER) |  |  | 480
5117379 | UNKNOWN |  | HOME-MCCSTATION HTRS1&2 /BRKR |  | NJBC | E | NJBC-HS-HOME. | P203 | INSV | INST | HUSSAARM | 2013-10-13 | JACK HEDDING ROAD |  |  |  |  | 0.00 A |  | AW | AIR (BREAKER) |  |  | 480
5117382 | UNKNOWN |  | HOME-MCCSTATION HTRS3&4 /BRKR |  | NJBC | E | NJBC-HS-HOME. | P203 | INSV | INST | HUSSAARM | 2013-10-13 | JACK HEDDING ROAD |  |  |  |  | 0.00 A |  | AW | AIR (BREAKER) |  |  | 480
5117394 | SQUARE D |  | HOME-MCC STATION Main Breaker /BRKR |  | NJBC | E | NJBC-HS-HOME. | P203 | INSV | INST | HUSSAARM | 2013-10-13 | JACK HEDDING ROAD |  |  |  |  | 400.00 A |  | AW | AIR (BREAKER) |  |  | 480
5117398 | UNKNOWN |  | GREEN-MCC Compressor /BRKR |  | NJBC | E | NJBC-MH-GREEN | P203 | INSV | INST | HUSSAARM | 2013-10-13 | GREEN STREET |  |  |  |  | 0.00 A |  | AW | AIR (BREAKER) |  |  | 480
5117902 | UNKNOWN |  | GREEN-MCC Lab Hot Water Heater /BRKR |  | NJBC | E | NJBC-MH-GREEN | P203 | INSV | INST | HUSSAARM | 2013-10-13 | GREEN STREET |  |  |  |  | 0.00 A |  | AW | AIR (BREAKER) |  |  | 480
5117927 | UNKNOWN |  | GREEN-MCC MS Control Cabinet 1 /BRKR |  | NJBC | E | NJBC-MH-GREEN | P203 | INSV | INST | HUSSAARM | 2013-10-13 | GREEN STREET |  |  |  |  | 0.00 A |  | AW | AIR (BREAKER) |  |  | 480
5117929 | UNKNOWN |  | GREEN-MCC MS Control Cabinet 2 /BRKR |  | NJBC | E | NJBC-MH-GREEN | P203 | INSV | INST | HUSSAARM | 2013-10-13 | GREEN STREET |  |  |  |  | 0.00 A |  | AW | AIR (BREAKER) |  |  | 480
5117935 | CUTLER HAMMER | RP6525A250 | MANS GEN CIRCBRKR2500A /BRKR |  | NJBC | E | NJBC-MF-MANS. | P203 | INSV | INST | HUSSAARM | 2013-10-13 | 3165 RTE 206 |  |  |  |  | 2,500.00 A |  | AW | AIR (BREAKER) |  |  | 480
5117937 | CUTLER HAMMER |  | MANS 15kV Switch /BRKR |  | NJBC | E | NJBC-MF-MANS. | P203 | INSV | INST | HUSSAARM | 2013-10-13 | 3165 RTE 206 |  |  |  |  | 600.00 A |  | AW | AIR (BREAKER) |  |  | 13KV
5117939 | SQUARE D |  | WOOD Main Switch /BRKR |  | NJBC | E | NJBC-MH-WOOD. | P203 | INSV | INST | HUSSAARM | 2013-10-13 | WOODLANE RD |  |  |  |  | 800.00 A |  | AW | GAS (BREAKER) |  |  | 480
5117943 | UNKNOWN |  | WOOD GEN CIRCBRKR500A /BRKR |  | NJBC | E | NJBC-MH-WOOD. | P203 | INSV | INST | HUSSAARM | 2013-10-13 | WOODLANE RD |  |  |  |  | 0.00 A |  | AW | AIR (BREAKER)
5117945 | UNKNOWN |  | WOOD CB#1 500A /BRKR |  | NJBC | E | NJBC-MH-WOOD. | P203 | INSV | INST | HUSSAARM | 2013-10-13 | WOODLANE RD |  |  |  |  | 0.00 A |  | AW | AIR (BREAKER)
5117947 | UNKNOWN |  | WOOD CB#2 500A /BRKR |  | NJBC | E | NJBC-MH-WOOD. | P203 | INSV | INST | HUSSAARM | 2013-10-13 | WOODLANE RD |  |  |  |  | 0.00 A |  | AW | AIR (BREAKER)
5117949 | SQUARE D |  | HOME 225A MCCB /BRKR |  | NJBC | E | NJBC-HS-HOME. | P203 | INSV | INST | HUSSAARM | 2013-10-13 | JACK HEDDING ROAD |  |  |  |  | 0.00 A |  | AW | AIR (BREAKER) |  |  | 480
5117955 | SQUARE D |  | HOME 225A MCCB WWTP /BRKR |  | NJBC | E | NJBC-HS-HOME. | P203 | INSV | INST | HUSSAARM | 2013-10-13 | JACK HEDDING ROAD |  |  |  |  | 0.00 A |  | AW | AIR (BREAKER) |  |  | 480
5127879 | UNKNOWN |  | HIGHLAND-MCC 120V Transformer /BRKR |  | NJBC | E | NJBC-BU-HIGHL | P203 | INSV | INST | HUSSAARM | 2013-10-13 | 1007 Highland Ave |  |  |  |  | 0.00 A |  | AW | AIR (BREAKER)
5127883 | UNKNOWN |  | POMONA-MCC Transformer Feeder /BRKR |  | NJBC | E | NJBC-BU-POMON | P203 | INSV | INST | HUSSAARM | 2013-10-13 | 915 POMONA ROAD |  |  |  |  | 0.00 A |  | AW | AIR (BREAKER)
5127887 | UNKNOWN |  | POMONA-MCC 15KVA Transformer /BRKR |  | NJBC | E | NJBC-BU-POMON | P203 | INSV | INST | HUSSAARM | 2013-10-13 | 915 POMONA ROAD |  |  |  |  | 0.00 A |  | AW | AIR (BREAKER)
5127895 | UNKNOWN |  | COOPER-IVY-MCC LGHTNG XFMR /BRKR |  | NJBC | E | NJBC-BU-COOPE-IVY. | P203 | INSV | INST | HUSSAARM | 2013-10-13 | 213 IVY RD | [6 empty] | AW | AIR (BREAKER)
5128702 | UNKNOWN |  | COOPER-IVY-MCC PB SUB XFMR /BRKR |  | NJBC | E | NJBC-BU-COOPE-IVY. | P203 | INSV | INST | HUSSAARM | 2013-10-13 | 213 IVY RD | [6 empty] | AW | AIR (BREAKER)
5133014 | GE |  | WOODBURY-MCC Booster Pump #1 /BRKR |  | NJBC | E | NJBC-GL-WOODB | P203 | INSV | INST | HUSSAARM | 2013-10-13 | 770 Clearview Ave |  |  |  |  | 15.00 A |  | AW | AIR (BREAKER)
5133680 | UNKNOWN |  | ASHLAND-W17 /BRKR |  | NJBC | E | NJBC-CM-ASHLA-W17. | P203 | INSV | INST | HUSSAARM | 2013-10-13 | 107 ATLANTIC AVE | [6 empty] | AW | AIR (BREAKER)
5133684 | UNKNOWN |  | ASHLAND-W32 /BRKR |  | NJBC | E | NJBC-CM-ASHLA-W32. | P203 | INSV | INST | HUSSAARM | 2013-10-13 | 107 ATLANTIC AVE | [6 empty] | AW | AIR (BREAKER)
5133689 | UNKNOWN |  | BEVERLY-W15 /BRKR |  | NJBC | E | NJBC-BU-BEVER-W15. | P203 | INSV | INAC INST | HUSSAARM | 2013-10-13 | 40 BROAD ST | [6 empty] | AW | AIR (BREAKER)
5133693 | UNKNOWN |  | BROWNING High Service Pump #3 /BRKR |  | NJBC | E | NJBC-CM-BROWN | P203 | INSV | INST | HUSSAARM | 2013-10-13 | BROWINING LANE |  |  |  |  | 0.00 A |  | AW | AIR (BREAKER)
5133697 | UNKNOWN |  | BROWNING HYPOCHLOR XFR PMP /BRKR |  | NJBC | E | NJBC-CM-BROWN | P203 | INSV | INST | HUSSAARM | 2013-10-13 | BROWINING LANE |  |  |  |  | 0.00 A |  | AW | AIR (BREAKER)
5134102 | UNKNOWN |  | BROWNING Sludge Pump #3 /BRKR |  | NJBC | E | NJBC-CM-BROWN | P203 | INSV | INST | HUSSAARM | 2013-10-13 | BROWINING LANE |  |  |  |  | 0.00 A |  | AW | AIR (BREAKER)
5134106 | UNKNOWN |  | BROWNING Wash Water #1 (A) Pump /BRKR |  | NJBC | E | NJBC-CM-BROWN | P203 | INSV | INST | HUSSAARM | 2013-10-13 | BROWINING LANE |  |  |  |  | 0.00 A |  | AW | AIR (BREAKER)
5134110 | UNKNOWN |  | BROWNING Wash Water #2 (B) Pump /BRKR |  | NJBC | E | NJBC-CM-BROWN | P203 | INSV | INST | HUSSAARM | 2013-10-13 | BROWINING LANE |  |  |  |  | 0.00 A |  | AW | AIR (BREAKER)
5134114 | UNKNOWN |  | CAMDEN Air Stripper #1 /BRKR |  | NJBC | E | NJBC-CM-CASTA | P203 | INSV | INST | HUSSAARM | 2013-10-13 | 791 N 30TH ST | [6 empty] | AW | AIR (BREAKER)
5134119 | UNKNOWN |  | CAMDEN Air Stripper #2 /BRKR |  | NJBC | E | NJBC-CM-CASTA | P203 | INSV | INST | HUSSAARM | 2013-10-13 | 791 N 30TH ST | [6 empty] | AW | AIR (BREAKER)
5134123 | UNKNOWN |  | CAMDEN Air Stripper #3 /BRKR |  | NJBC | E | NJBC-CM-CASTA | P203 | INSV | INST | HUSSAARM | 2013-10-13 | 791 N 30TH ST | [6 empty] | AW | AIR (BREAKER)
5134127 | UNKNOWN |  | CAMDEN High Service Pump #1 /BRKR |  | NJBC | E | NJBC-CM-CASTA | P203 | INSV | INST | HUSSAARM | 2013-10-13 | 791 N 30TH ST | [6 empty] | AW | AIR (BREAKER)
5134132 | UNKNOWN |  | CAMDEN High Service Pump #2 /BRKR |  | NJBC | E | NJBC-CM-CASTA | P203 | INSV | INST | HUSSAARM | 2013-10-13 | 791 N 30TH ST | [6 empty] | AW | AIR (BREAKER)
5134136 | UNKNOWN |  | CAMDEN High Service Pump #3 /BRKR |  | NJBC | E | NJBC-CM-CASTA | P203 | INSV | INST | HUSSAARM | 2013-10-13 | 791 N 30TH ST | [6 empty] | AW | AIR (BREAKER)
5134141 | UNKNOWN |  | CAMDEN HYPOCHLOR XFR PMP /BRKR |  | NJBC | E | NJBC-CM-CASTA | P203 | INSV | INST | HUSSAARM | 2013-10-13 | 791 N 30TH ST | [6 empty] | AW | AIR (BREAKER)
5134144 | UNKNOWN |  | CAMDEN LS INTAKE PMP1 /BRKR |  | NJBC | E | NJBC-CM-CASTA | P203 | INSV | INST | HUSSAARM | 2013-10-13 | 791 N 30TH ST | [6 empty] | AW | AIR (BREAKER)
5134150 | UNKNOWN |  | CAMDEN LS INTAKE PMP2 /BRKR |  | NJBC | E | NJBC-CM-CASTA | P203 | INSV | INST | HUSSAARM | 2013-10-13 | 791 N 30TH ST | [6 empty] | AW | AIR (BREAKER)
5134154 | UNKNOWN |  | CAMDEN Rinse #1 /BRKR |  | NJBC | E | NJBC-CM-CASTA | P203 | INSV | INST | HUSSAARM | 2013-10-13 | 791 N 30TH ST | [6 empty] | AW | AIR (BREAKER)
5134158 | UNKNOWN |  | CAMDEN-W50 /BRKR |  | NJBC | E | NJBC-CM-CASTA-WL50 | P203 | INSV | INST | HUSSAARM | 2013-10-13 | 922 REEVES AVE | [6 empty] | AW | AIR (BREAKER)
5134162 | UNKNOWN |  | CAMDEN-W51 /BRKR |  | NJBC | E | NJBC-CM-CASTA-WL51 | P203 | INSV | INST | HUSSAARM | 2013-10-13 | 807 LOIS AVE | [6 empty] | AW | AIR (BREAKER)
5134167 | UNKNOWN |  | CAMDEN-W52 /BRKR |  | NJBC | E | NJBC-CM-CASTA-WL52 | P203 | INSV | INST | HUSSAARM | 2013-10-13 | 710 N 29TH AND CLEVELAND AVE | [6 empty] | AW | AIR (BREAKER)
5134171 | UNKNOWN |  | CAMDEN-W53 /BRKR |  | NJBC | E | NJBC-CM-CASTA-WL53 | P203 | INSV | INST | HUSSAARM | 2013-10-13 | 800 BERGEN AVE | [6 empty] | AW | AIR (BREAKER)
5134175 | UNKNOWN |  | CAMDEN-W54 /BRKR |  | NJBC | E | NJBC-CM-CASTA-WL54 | P203 | INSV | INST | HUSSAARM | 2013-10-13 | 812 N 34TH ST | [6 empty] | AW | AIR (BREAKER)
5134179 | UNKNOWN |  | CAMDEN-W55 /BRKR |  | NJBC | E | NJBC-CM-CASTA-WL55 | P203 | INSV | INST | HUSSAARM | 2013-10-13 | 786 N 30TH ST | [6 empty] | AW | AIR (BREAKER)
5134185 | UNKNOWN |  | COLUMBIALK High Service Pump #1 /BRKR |  | NJBC | E | NJBC-CM-COLUM | P203 | INSV | INST | HUSSAARM | 2013-10-13 | 330 OAK AVE | [6 empty] | AW | AIR (BREAKER)
5133676 | UNKNOWN |  | 30TH High Service Pump #3 /BRKR |  | NJBC | E | NJBC-CM-30TH. | P203 | INSV | INST | HUSSAARM | 2013-10-13 | 2940 SAUNDERS ST | [6 empty] | AW | AIR (BREAKER)
5133016 | GE |  | WOODBURY-MCC Booster Pump #2 /BRKR |  | NJBC | E | NJBC-GL-WOODB | P203 | INSV | INST | HUSSAARM | 2013-10-13 | 770 Clearview Ave |  |  |  |  | 15.00 A |  | AW | AIR (BREAKER)
5133019 | GE |  | WOODBURY-MCC Main /BRKR |  | NJBC | E | NJBC-GL-WOODB | P203 | INSV | INST | HUSSAARM | 2013-10-13 | 770 Clearview Ave |  |  |  |  | 80.00 A |  | AW | AIR (BREAKER)
5133026 | SQUARE D |  | MEDFORDIC-MCCMDP 2 XFMR FD /BRKR |  | NJBC | E | NJBC-BU-MEDFO | P203 | INSV | INST | HUSSAARM | 2013-10-13 | 333 MEDFORD-MT HOLLY ROAD |  |  |  |  | 50.00 A |  | AW | AIR (BREAKER)
5133028 | SQUARE D |  | MEDFORDIC-MCC MDP Heater /BRKR |  | NJBC | E | NJBC-BU-MEDFO | P203 | INSV | INST | HUSSAARM | 2013-10-13 | 333 MEDFORD-MT HOLLY ROAD |  |  |  |  | 15.00 A |  | AW | AIR (BREAKER)
5133065 | UNKNOWN |  | POMONA Dehumidifier /BRKR |  | NJBC | E | NJBC-BU-POMON | P203 | INSV | INST | HUSSAARM | 2013-10-13 | 915 POMONA ROAD |  |  |  |  | 0.00 A |  | AW | AIR (BREAKER)
5133067 | UNKNOWN |  | POMONA Condenser /BRKR |  | NJBC | E | NJBC-BU-POMON | P203 | INSV | INST | HUSSAARM | 2013-10-13 | 915 POMONA ROAD |  |  |  |  | 0.00 A |  | AW | AIR (BREAKER)
5133073 | UNKNOWN |  | COOPER Main /BRKR |  | NJBC | E | NJBC-BU-COOPE | P203 | INSV | INST | HUSSAARM | 2013-10-13 | 100 HENDRICKSON AVE |  |  |  |  | 400.00 A |  | AW | AIR (BREAKER)
5133079 | UNKNOWN |  | MAGNOLIA Main /BRKR |  | NJBC | E | NJBC-CM-MAGNO | P203 | INSV | INST | HUSSAARM | 2013-10-13 | 625 N WALNUT AVENUE |  |  |  |  | 800.00 A |  | AW | AIR (BREAKER) |  |  | 480
5133081 | WESTINGHOUSE |  | OLDORCHARD Main /BRKR |  | NJBC | E | NJBC-CM-OLDOR | P203 | INSV | INST | HUSSAARM | 2013-10-13 | ROUTE 70 EAST AT OLD ORCHARD ROAD |  |  |  |  | 1,200.00 A |  | AW | AIR (BREAKER) |  |  | 480
5133602 | UNKNOWN |  | GIBBSSTA Main /BRKR |  | NJBC | E | NJBC-CM-GBSTA | P203 | INSV | INST | HUSSAARM | 2013-10-13 | 1 LINDEN AVE |  |  |  |  | 1,200.00 A |  | AW | AIR (BREAKER)
5133605 | UNKNOWN |  | GIBBSSTA Emergency /BRKR |  | NJBC | E | NJBC-CM-GBSTA | P203 | INSV | INST | HUSSAARM | 2013-10-13 | 1 LINDEN AVE |  |  |  |  | 1,200.00 A |  | AW | AIR (BREAKER)
5133608 | ITE |  | LAURELSP Main /BRKR |  | NJBC | E | NJBC-CM-LAURE | P203 | INSV | INST | HUSSAARM | 2013-10-13 | 820 GRAND AVENUE |  |  |  |  | 400.00 A |  | AW | AIR (BREAKER)
5133610 | UNKNOWN |  | OTTERBROOK Main /BRKR |  | NJBC | E | NJBC-CM-OTTER | P203 | INSV | INST | HUSSAARM | 2013-10-13 | 900 SAN JOSE DR |  |  |  |  | 600.00 A |  | AW | AIR (BREAKER) |  |  | 480
5133614 | UNKNOWN |  | CHURCHRCHL Main Panel /BRKR |  | NJBC | E | NJBC-BU-CHURC | P203 | INSV | INST | HUSSAARM | 2013-10-13 | CHURCH ROAD |  |  |  |  | 100.00 A |  | AW | AIR (BREAKER)
5133618 | UNKNOWN |  | GIBBSBOROBS Main /BRKR |  | NJBC | E | NJBC-CM-GBBST | P203 | INSV | INST | HUSSAARM | 2013-10-13 | 79 LUCAS BLVD |  |  |  |  | 400.00 A |  | AW | AIR (BREAKER) |  |  | 480
5133620 | UNKNOWN |  | GIBBSBOROBS Booster Pump #4 /BRKR |  | NJBC | E | NJBC-CM-GBBST | P203 | INSV | INST | HUSSAARM | 2013-10-13 | 79 LUCAS BLVD |  |  |  |  | 150.00 A |  | AW | AIR (BREAKER)
5133625 | UNKNOWN |  | GIBBSBOROBS Booster Pump #3 /BRKR |  | NJBC | E | NJBC-CM-GBBST | P203 | INSV | INST | HUSSAARM | 2013-10-13 | 79 LUCAS BLVD |  |  |  |  | 250.00 A |  | AW | AIR (BREAKER)
5133629 | UNKNOWN |  | GIBBSBOROBS Transformer Main /BRKR |  | NJBC | E | NJBC-CM-GBBST | P203 | INSV | INST | HUSSAARM | 2013-10-13 | 79 LUCAS BLVD |  |  |  |  | 30.00 A |  | AW | AIR (BREAKER)
5133638 | UNKNOWN |  | HADDONHTS Main /BRKR |  | NJBC | E | NJBC-CM-HAHTS | P203 | INSV | INST | HUSSAARM | 2013-10-13 | 614 W. Atlantic Ave |  |  |  |  | 1,600.00 A |  | AW | AIR (BREAKER)
5133640 | UNKNOWN |  | HADDONHTS Generator /BRKR |  | NJBC | E | NJBC-CM-HAHTS | P203 | INSV | INST | HUSSAARM | 2013-10-13 | 614 W. Atlantic Ave |  |  |  |  | 400.00 A |  | AW | AIR (BREAKER)
5133642 | UNKNOWN |  | WINSLOWBS Main /BRKR |  | NJBC | E | NJBC-CM-WIBST | P203 | INSV | INST | HUSSAARM | 2013-10-13 | 80 COOPER RD |  |  |  |  | 400.00 A |  | AW | AIR (BREAKER)
5133646 | UNKNOWN |  | WINSLOWBS Transformer /BRKR |  | NJBC | E | NJBC-CM-WIBST | P203 | INSV | INST | HUSSAARM | 2013-10-13 | 80 COOPER RD |  |  |  |  | 0.00 A |  | AW | AIR (BREAKER)
5133648 | UNKNOWN |  | WINSLOWBS Booster Pump #1 /BRKR |  | NJBC | E | NJBC-CM-WIBST | P203 | INSV | INST | HUSSAARM | 2013-10-13 | 80 COOPER RD |  |  |  |  | 0.00 A |  | AW | AIR (BREAKER)
5133652 | UNKNOWN |  | WINSLOWBS Booster Pump #2 /BRKR |  | NJBC | E | NJBC-CM-WIBST | P203 | INSV | INST | HUSSAARM | 2013-10-13 | 80 COOPER RD |  |  |  |  | 0.00 A |  | AW | AIR (BREAKER)
5133673 | UNKNOWN |  | 30TH High Service Pump #2 /BRKR |  | NJBC | E | NJBC-CM-30TH. | P203 | INSV | INST | HUSSAARM | 2013-10-13 | 2940 SAUNDERS ST | [6 empty] | AW | AIR (BREAKER)

## Plant Valve
Equipment |  | Inventory no. | Description | Full Name | AuthorizGroup | EquipCategory | Functional Loc. | Planning plant | User status | System status | Created by | Created on | Street | Size/dimens. | ManufSerialNo. | ManufPartNo. | Install. date | Actuator Manufacture | Actuator Type | Application | Automated/Actuated | Bypass Valve? | Fail Position | Gear Type | Joint Type | Material of Construc | Normal Position | Normal Sys Pressure | Number of Turns | Open Direction | Open/Close Switches? | Owned By | Plant Valve Type | Pressure Class | Special Mtn Note | Special Mtn Note Det | Vlv-Valve Size
10418171 | UNKNOWN |  | BIRCH Air Relief Valve /VALVE |  | NJLO | V | NJLO-Z1-BIRCH-GACR | P203 | INSV | INST | HUSSAARM | 2013-10-12 | 322 BIRCH CREEK RD | [6 empty] | IN PLANT | Y | XX |  |  | XX |  | XX |  | 999.00 TN | XX |  | AW | PNEUMATIC PVLV | XX |  |  | XX
10556483 | PRATT |  | HADDONCRIC Pressure Relief Val /Valve |  | NJBC | V | NJBC-CM-HACIC | P203 | INSV | INST | HUSSAARM | 2013-10-13 | 429 W CRYSTAL LAKE AVE | [5 empty] | MANUAL | ISOLATION | N | XX |  |  | XX |  | XX |  | 999.00 TN | XX |  | AW | MANUAL PVLV | XX |  |  | 6
10556492 | CLA-VAL |  | HADDONCRIC Pressure Relief /Valve |  | NJBC | V | NJBC-CM-HACIC | P203 | INSV | INST | HUSSAARM | 2013-10-13 | 429 W CRYSTAL LAKE AVE | [7 empty] | Y | XX |  |  | XX |  | XX |  | 999.00 TN | XX |  | AW | HYDRAULIC ONLY PVLV | XX |  |  | XX
10556477 | PRATT |  | HADDONCRIC PRSREL SUCT SIDEBTRFLY /VALVE |  | NJBC | V | NJBC-CM-HACIC | P203 | INSV | INST | HUSSAARM | 2013-10-13 | 429 W CRYSTAL LAKE AVE | [5 empty] | MANUAL | ISOLATION | N | XX |  |  | XX |  | XX |  | 999.00 TN | XX |  | AW | MANUAL PVLV | XX |  |  | 6
10556472 | PRATT |  | HADDONCRIC Bstr Pmp2 DisButrMan /Valve |  | NJBC | V | NJBC-CM-HACIC | P203 | INSV | INST | HUSSAARM | 2013-10-13 | 429 W CRYSTAL LAKE AVE | [5 empty] | MANUAL | ISOLATION | N | XX |  |  | XX |  | XX |  | 999.00 TN | XX |  | AW | MANUAL PVLV | XX |  |  | 6
10556464 | PRATT |  | HADDONCRIC BSTPMP2 SUCTBTRFLY /VALVE |  | NJBC | V | NJBC-CM-HACIC | P203 | INSV | INST | HUSSAARM | 2013-10-13 | 429 W CRYSTAL LAKE AVE | [5 empty] | MANUAL | ISOLATION | N | XX |  |  | XX |  | XX |  | 999.00 TN | XX |  | AW | MANUAL PVLV | XX |  |  | 8
10578078 | UNKNOWN | NJHH-7-VAVA-10 | DRWTP-RWPS PMP 1 BSE PLTE AIR/VAC /VALVE |  | NJBC | V | NJBC-BU-DRWTP-RWPS | P203 | INSV | INST | HUSSAARM | 2013-10-13 | 213 CARRIAGE LN | [5 empty] | HYDRAULIC | AIR RELEASE | Y | XX |  |  | XX |  | XX |  | 999.00 TN | XX |  | AW | HYDRAULIC ONLY PVLV | XX |  |  | 1
10578080 | UNKNOWN | NJHH-7-VAVA-11 | DRWTP-RWPS PMP 1 TAG 444 AIR/VAC /VALVE |  | NJBC | V | NJBC-BU-DRWTP-RWPS | P203 | INSV | INST | HUSSAARM | 2013-10-13 | 213 CARRIAGE LN | [5 empty] | HYDRAULIC | AIR RELEASE | Y | XX |  |  | XX |  | XX |  | 999.00 TN | XX |  | AW | HYDRAULIC ONLY PVLV | XX |  |  | 4
10578082 | UNKNOWN | NJHH-7-VAVA-12 | DRWTP-RWPS PMP 2 BSE PLTE AIR/VAC /VALVE |  | NJBC | V | NJBC-BU-DRWTP-RWPS | P203 | INSV | INST | HUSSAARM | 2013-10-13 | 213 CARRIAGE LN | [5 empty] | HYDRAULIC | AIR RELEASE | Y | XX |  |  | XX |  | XX |  | 999.00 TN | XX |  | AW | HYDRAULIC ONLY PVLV | XX |  |  | 1
10578084 | UNKNOWN | NJHH-7-VAVA-13 | DRWTP-RWPS PMP 2 TAG 443 AIR/VAC /VALVE |  | NJBC | V | NJBC-BU-DRWTP-RWPS | P203 | INSV | INST | HUSSAARM | 2013-10-13 | 213 CARRIAGE LN | [5 empty] | HYDRAULIC | AIR RELEASE | Y | XX |  |  | XX |  | XX |  | 999.00 TN | XX |  | AW | HYDRAULIC ONLY PVLV | XX |  |  | 4
10578085 | UNKNOWN | NJHH-7-VAVA-14 | DRWTP-RWPS PMP 4 BSE PLTE AIR/VAC /VALVE |  | NJBC | V | NJBC-BU-DRWTP-RWPS | P203 | INSV | INST | HUSSAARM | 2013-10-13 | 213 CARRIAGE LN | [5 empty] | HYDRAULIC | AIR RELEASE | Y | XX |  |  | XX |  | XX |  | 999.00 TN | XX |  | AW | HYDRAULIC ONLY PVLV | XX |  |  | 1
10556457 | PRATT |  | HADDONCRIC Bster Pmp Dis ButrMan /Valve |  | NJBC | V | NJBC-CM-HACIC | P203 | INSV | INST | HUSSAARM | 2013-10-13 | 429 W CRYSTAL LAKE AVE | [5 empty] | MANUAL | ISOLATION | N | XX |  |  | XX |  | XX |  | 999.00 TN | XX |  | AW | MANUAL PVLV | XX |  |  | 6
10556452 | PRATT |  | HADDONCRIC BSTPMP1 SUCTBTRFLY /VALVE |  | NJBC | V | NJBC-CM-HACIC | P203 | INSV | INST | HUSSAARM | 2013-10-13 | 429 W CRYSTAL LAKE AVE | [5 empty] | MANUAL | ISOLATION | N | XX |  |  | XX |  | XX |  | 999.00 TN | XX |  | AW | MANUAL PVLV | XX |  |  | 8
10556445 | US PIPE |  | HADDONCRIC Gate on Bypass /Valve |  | NJBC | V | NJBC-CM-HACIC | P203 | INSV | INST | HUSSAARM | 2013-10-13 | 429 W CRYSTAL LAKE AVE | [5 empty] | MANUAL | ISOLATION | N | XX |  |  | XX |  | XX |  | 999.00 TN | XX |  | AW | MANUAL PVLV | XX |  |  | 4
10556437 | PRATT |  | HADDONCRIC Butterfly After Meter /Valve |  | NJBC | V | NJBC-CM-HACIC | P203 | INSV | INST | HUSSAARM | 2013-10-13 | 429 W CRYSTAL LAKE AVE | [5 empty] | MANUAL | ISOLATION | N | XX |  |  | XX |  | XX |  | 999.00 TN | XX |  | AW | MANUAL PVLV | XX |  |  | 4
10556432 | US PIPE |  | HADDONCRIC Gate Before Meter /Valve |  | NJBC | V | NJBC-CM-HACIC | P203 | INSV | INST | HUSSAARM | 2013-10-13 | 429 W CRYSTAL LAKE AVE | [5 empty] | MANUAL | ISOLATION | N | XX |  |  | XX |  | XX |  | 999.00 TN | XX |  | AW | MANUAL PVLV | XX |  |  | 4
10556426 | APCO |  | HADDONCRIC Bypass Check /Valve |  | NJBC | V | NJBC-CM-HACIC | P203 | INSV | INST | HUSSAARM | 2013-10-13 | 429 W CRYSTAL LAKE AVE | [7 empty] | Y | XX |  |  | XX |  | XX |  | 999.00 TN | XX |  | AW | HYDRAULIC ONLY PVLV | XX |  |  | XX
10556418 | APCO |  | HADDONCRIC BSTPMP2 DISCHRG CHK /VALVE |  | NJBC | V | NJBC-CM-HACIC | P203 | INSV | INST | HUSSAARM | 2013-10-13 | 429 W CRYSTAL LAKE AVE | [7 empty] | Y | XX |  |  | XX |  | XX |  | 999.00 TN | XX |  | AW | HYDRAULIC ONLY PVLV | XX |  |  | XX
10556413 | APCO |  | HADDONCRIC BSTPMP1 DISCHRG CHK /VALVE |  | NJBC | V | NJBC-CM-HACIC | P203 | INSV | INST | HUSSAARM | 2013-10-13 | 429 W CRYSTAL LAKE AVE | [7 empty] | Y | XX |  |  | XX |  | XX |  | 999.00 TN | XX |  | AW | HYDRAULIC ONLY PVLV | XX |  |  | XX
10556406 | CLA-VAL |  | NATIONPKIC Pressure Reducing /Valve |  | NJBC | V | NJBC-GL-NATIO | P203 | INSV | INST | HUSSAARM | 2013-10-13 | 7 S GROVE AVE | [7 empty] | Y | XX |  |  | XX |  | XX | 0 PSI | 999.00 TN | XX |  | AW | HYDRAULIC W-PILOTS PVLV | XX |  |  | XX
10555598 | PRATT |  | NATIONPKIC Flow Control /Valve |  | NJBC | V | NJBC-GL-NATIO | P203 | INSV | INST | HUSSAARM | 2013-10-13 | 7 S GROVE AVE |  | 845897-1-1HP | [5 empty] | Y | XX |  |  | XX |  | XX |  | 999.00 TN | XX |  | AW | ELECTRIC MOTOR PVLV | XX |  |  | XX
10555590 | MH |  | MEDFORDIC Gate on Bypass Return /Valve |  | NJBC | V | NJBC-BU-MEDFO | P203 | INSV | INST | HUSSAARM | 2013-10-13 | 333 MEDFORD-MT HOLLY ROAD | [5 empty] | MANUAL | ISOLATION | N | XX |  |  | XX |  | XX |  | 999.00 TN | XX |  | AW | MANUAL PVLV | XX |  |  | 8
10578087 | UNKNOWN | NJHH-7-VAVA-15 | DRWTP-RWPS PMP 4 TAG 442 AIR/VAC /VALVE |  | NJBC | V | NJBC-BU-DRWTP-RWPS | P203 | INSV | INST | HUSSAARM | 2013-10-13 | 213 CARRIAGE LN | [5 empty] | HYDRAULIC | AIR RELEASE | Y | XX |  |  | XX |  | XX |  | 999.00 TN | XX |  | AW | HYDRAULIC ONLY PVLV | XX |  |  | 4
10578089 | UNKNOWN | NJHH-7-VAVA-16 | DRWTP-LLPS PMP 1 BSE PLTE AIR/VAC /VALVE |  | NJBC | V | NJBC-BU-DRWTP-LLPS | P203 | INSV | INST | HUSSAARM | 2013-10-13 | 213 CARRIAGE LANE | [5 empty] | HYDRAULIC | AIR RELEASE | Y | XX |  |  | XX |  | XX |  | 999.00 TN | XX |  | AW | HYDRAULIC ONLY PVLV | XX |  |  | 1
10578091 | UNKNOWN | NJHH-7-VAVA-17 | DRWTP-LLPS PMP 1 TAG 027 AIR/VAC /VALVE |  | NJBC | V | NJBC-BU-DRWTP-LLPS | P203 | INSV | INST | HUSSAARM | 2013-10-13 | 213 CARRIAGE LANE | [5 empty] | HYDRAULIC | AIR RELEASE | Y | XX |  |  | XX |  | XX |  | 999.00 TN | XX |  | AW | HYDRAULIC ONLY PVLV | XX |  |  | 4
10578092 | UNKNOWN | NJHH-7-VAVA-18 | DRWTP-LLPS PMP 2 BSE PLTE AIR/VAC /VALVE |  | NJBC | V | NJBC-BU-DRWTP-LLPS | P203 | INSV | INST | HUSSAARM | 2013-10-13 | 213 CARRIAGE LANE | [5 empty] | HYDRAULIC | AIR RELEASE | Y | XX |  |  | XX |  | XX |  | 999.00 TN | XX |  | AW | HYDRAULIC ONLY PVLV | XX |  |  | 1
10578094 | UNKNOWN | NJHH-7-VAVA-19 | DRWTP-LLPS PMP 2 TAG 029 AIR/VAC /VALVE |  | NJBC | V | NJBC-BU-DRWTP-LLPS | P203 | INSV | INST | HUSSAARM | 2013-10-13 | 213 CARRIAGE LANE | [5 empty] | HYDRAULIC | AIR RELEASE | Y | XX |  |  | XX |  | XX |  | 999.00 TN | XX |  | AW | HYDRAULIC ONLY PVLV | XX |  |  | 4
10578096 | UNKNOWN | NJHH-7-VAVA-20 | DRWTP-LLPS PMP 3 BSE PLTE AIR/VAC /VALVE |  | NJBC | V | NJBC-BU-DRWTP-LLPS | P203 | INSV | INST | HUSSAARM | 2013-10-13 | 213 CARRIAGE LANE | [5 empty] | HYDRAULIC | AIR RELEASE | Y | XX |  |  | XX |  | XX |  | 999.00 TN | XX |  | AW | HYDRAULIC ONLY PVLV | XX |  |  | 1
10578098 | UNKNOWN | NJHH-7-VAVA-21 | DRWTP-LLPS PMP 3 TAG 028 AIR/VAC /VALVE |  | NJBC | V | NJBC-BU-DRWTP-LLPS | P203 | INSV | INST | HUSSAARM | 2013-10-13 | 213 CARRIAGE LANE | [5 empty] | HYDRAULIC | AIR RELEASE | Y | XX |  |  | XX |  | XX |  | 999.00 TN | XX |  | AW | HYDRAULIC ONLY PVLV | XX |  |  | 4
10581200 | UNKNOWN | NJHH-7-VAVA-22 | DRWTP-HSPS PMP 1 BSE PLTE AIR/VAC /VALVE |  | NJBC | V | NJBC-BU-DRWTP-HSPS | P203 | INSV | INST | HUSSAARM | 2013-10-13 | 213 CARRIAGE LANE | [5 empty] | HYDRAULIC | AIR RELEASE | Y | XX |  |  | XX |  | XX |  | 999.00 TN | XX |  | AW | HYDRAULIC ONLY PVLV | XX |  |  | 1
10581201 | UNKNOWN | NJHH-7-VAVA-23 | DRWTP-HSPS PMP 1 TAG 031B AIR/VAC /VALVE |  | NJBC | V | NJBC-BU-DRWTP-HSPS | P203 | INSV | INST | HUSSAARM | 2013-10-13 | 213 CARRIAGE LANE | [5 empty] | HYDRAULIC | AIR RELEASE | Y | XX |  |  | XX |  | XX | 0 PSI | 999.00 TN | XX |  | AW | HYDRAULIC ONLY PVLV | XX |  |  | 4
10581203 | UNKNOWN | NJHH-7-VAVA-24 | DRWTP-HSPS PMP 2 BSE PLTE AIR/VAC /VALVE |  | NJBC | V | NJBC-BU-DRWTP-HSPS | P203 | INSV | INST | HUSSAARM | 2013-10-13 | 213 CARRIAGE LANE | [5 empty] | HYDRAULIC | AIR RELEASE | Y | XX |  |  | XX |  | XX |  | 999.00 TN | XX |  | AW | HYDRAULIC ONLY PVLV | XX |  |  | 1
10581205 | UNKNOWN | NJHH-7-VAVA-25 | DRWTP-HSPS PMP 2 TAG 030B AIR/VAC /VALVE |  | NJBC | V | NJBC-BU-DRWTP-HSPS | P203 | INSV | INST | HUSSAARM | 2013-10-13 | 213 CARRIAGE LANE | [5 empty] | HYDRAULIC | AIR RELEASE | Y | XX |  |  | XX |  | XX | 0 PSI | 999.00 TN | XX |  | AW | HYDRAULIC ONLY PVLV | XX |  |  | 4
10581208 | UNKNOWN | NJHH-7-VAVA-26 | DRWTP-HSPS PMP 3 BSE PLTE AIR/VAC /VALVE |  | NJBC | V | NJBC-BU-DRWTP-HSPS | P203 | INSV | INST | HUSSAARM | 2013-10-13 | 213 CARRIAGE LANE | [5 empty] | HYDRAULIC | AIR RELEASE | Y | XX |  |  | XX |  | XX |  | 999.00 TN | XX |  | AW | HYDRAULIC ONLY PVLV | XX |  |  | 1
10581210 | UNKNOWN | NJHH-7-VAVA-27 | DRWTP-HSPS PMP 3 TAG 033B AIR/VAC /VALVE |  | NJBC | V | NJBC-BU-DRWTP-HSPS | P203 | INSV | INST | HUSSAARM | 2013-10-13 | 213 CARRIAGE LANE | [5 empty] | HYDRAULIC | AIR RELEASE | Y | XX |  |  | XX |  | XX |  | 999.00 TN | XX |  | AW | HYDRAULIC ONLY PVLV | XX |  |  | 4
10581212 | UNKNOWN | NJHH-7-VAVA-28 | DRWTP-HSPS PMP 4 BSE PLTE AIR/VAC /VALVE |  | NJBC | V | NJBC-BU-DRWTP-HSPS | P203 | INSV | INST | HUSSAARM | 2013-10-13 | 213 CARRIAGE LANE | [5 empty] | HYDRAULIC | AIR RELEASE | Y | XX |  |  | XX |  | XX |  | 999.00 TN | XX |  | AW | HYDRAULIC ONLY PVLV | XX |  |  | 1
10581214 | UNKNOWN | NJHH-7-VAVA-29 | DRWTP-HSPS PMP 4 TAG 028B AIR/VAC /VALVE |  | NJBC | V | NJBC-BU-DRWTP-HSPS | P203 | INSV | INST | HUSSAARM | 2013-10-13 | 213 CARRIAGE LANE | [5 empty] | HYDRAULIC | AIR RELEASE | Y | XX |  |  | XX |  | XX |  | 999.00 TN | XX |  | AW | HYDRAULIC ONLY PVLV | XX |  |  | 4
10581216 | UNKNOWN | NJHH-7-VAVA-30 | DRWTP-HSPS PMP 5 BSE PLTE AIR/VAC /VALVE |  | NJBC | V | NJBC-BU-DRWTP-HSPS | P203 | INSV | INST | HUSSAARM | 2013-10-13 | 213 CARRIAGE LANE | [5 empty] | HYDRAULIC | AIR RELEASE | Y | XX |  |  | XX |  | XX | 0 PSI | 999.00 TN | XX |  | AW | HYDRAULIC ONLY PVLV | XX |  |  | 1
10581218 | UNKNOWN | NJHH-7-VAVA-31 | DRWTP-HSPS PMP 5 TAG 032B AIR/VAC /VALVE |  | NJBC | V | NJBC-BU-DRWTP-HSPS | P203 | INSV | INST | HUSSAARM | 2013-10-13 | 213 CARRIAGE LANE | [5 empty] | HYDRAULIC | AIR RELEASE | Y | XX |  |  | XX |  | XX |  | 999.00 TN | XX |  | AW | HYDRAULIC ONLY PVLV | XX |  |  | 4
10581219 | UNKNOWN | NJHH-7-VAVA-32 | DRWTP-HSPS BW 1 BSE PLTE AIR/VAC /VALVE |  | NJBC | V | NJBC-BU-DRWTP-HSPS | P203 | INSV | INST | HUSSAARM | 2013-10-13 | 213 CARRIAGE LANE | [5 empty] | HYDRAULIC | AIR RELEASE | Y | XX |  |  | XX |  | XX |  | 999.00 TN | XX |  | AW | HYDRAULIC ONLY PVLV | XX |  |  | 1
10581221 | UNKNOWN | NJHH-7-VAVA-33 | DRWTP-HSPS BW 1 TAG 489 AIR/VAC /VALVE |  | NJBC | V | NJBC-BU-DRWTP-HSPS | P203 | INSV | INST | HUSSAARM | 2013-10-13 | 213 CARRIAGE LANE | [5 empty] | HYDRAULIC | AIR RELEASE | Y | XX |  |  | XX |  | XX |  | 999.00 TN | XX |  | AW | HYDRAULIC ONLY PVLV | XX |  |  | 4
10581223 | UNKNOWN | NJHH-7-VAVA-34 | DRWTP-HSPS BW 2 BSE PLTE AIR/VAC /VALVE |  | NJBC | V | NJBC-BU-DRWTP-HSPS | P203 | INSV | INST | HUSSAARM | 2013-10-13 | 213 CARRIAGE LANE | [5 empty] | HYDRAULIC | AIR RELEASE | Y | XX |  |  | XX |  | XX |  | 999.00 TN | XX |  | AW | HYDRAULIC ONLY PVLV | XX |  |  | 1
10581225 | UNKNOWN | NJHH-7-VAVA-35 | DRWTP-HSPS BW 2 TAG 029B AIR/VAC /VALVE |  | NJBC | V | NJBC-BU-DRWTP-HSPS | P203 | INSV | INST | HUSSAARM | 2013-10-13 | 213 CARRIAGE LANE | [5 empty] | HYDRAULIC | AIR RELEASE | Y | XX |  |  | XX |  | XX |  | 999.00 TN | XX |  | AW | HYDRAULIC ONLY PVLV | XX |  |  | 4
10581227 | UNKNOWN | NJHH-7-VAVA-36 | DRWTP-RWPS SCRN FLUSH H20 AIR/VAC /VALVE |  | NJBC | V | NJBC-BU-DRWTP-RWPS | P203 | INSV | INST | HUSSAARM | 2013-10-13 | 213 CARRIAGE LN | [5 empty] | HYDRAULIC | AIR RELEASE | Y | XX |  |  | XX |  | XX |  | 999.00 TN | XX |  | AW | HYDRAULIC ONLY PVLV | XX |  |  | 4
10553189 | PRATT |  | OLDORCHARD BKWSHPMP2DISCHRGBTRFLY /VALVE |  | NJBC | V | NJBC-CM-OLDOR | P203 | INSV | INST | HUSSAARM | 2013-10-13 | ROUTE 70 EAST AT OLD ORCHARD ROAD | [5 empty] | MANUAL | PUMP DISCHARGE | N | N | LAST | WORM | FLANGED | CAST IRON | OPEN |  | 999.00 TN | XX | N | AW | MANUAL PVLV | XX |  |  | 12
10553198 | PRATT |  | OLDORCHARD HS PMP1 SUCTBTRFLY /VALVE |  | NJBC | V | NJBC-CM-OLDOR | P203 | INSV | INST | HUSSAARM | 2013-10-13 | ROUTE 70 EAST AT OLD ORCHARD ROAD | [5 empty] | MANUAL | PUMP SUCTION | N | N | LAST | WORM | FLANGED | CAST IRON | OPEN |  | 999.00 TN | XX | N | AW | MANUAL PVLV | XX |  |  | 10
10553706 | PRATT |  | OLDORCHARD HS PMP2 SUCTBTRFLY /VALVE |  | NJBC | V | NJBC-CM-OLDOR | P203 | INSV | INST | HUSSAARM | 2013-10-13 | ROUTE 70 EAST AT OLD ORCHARD ROAD | [5 empty] | MANUAL | PUMP SUCTION | N | N | LAST | WORM | FLANGED | CAST IRON | OPEN |  | 999.00 TN | XX | N | AW | MANUAL PVLV | XX |  |  | 10
10553714 | PRATT |  | OLDORCHARD HS PMP3 SUCTBTRFLY /VALVE |  | NJBC | V | NJBC-CM-OLDOR | P203 | INSV | INST | HUSSAARM | 2013-10-13 | ROUTE 70 EAST AT OLD ORCHARD ROAD | [5 empty] | MANUAL | PUMP SUCTION | N | N | LAST | WORM | FLANGED | CAST IRON | OPEN |  | 999.00 TN | XX | N | AW | MANUAL PVLV | XX |  |  | 10
10553718 | PRATT |  | OLDORCHARD FILT1 INF BTRFLY /VALVE |  | NJBC | V | NJBC-CM-OLDOR | P203 | INSV | INST | HUSSAARM | 2013-10-13 | ROUTE 70 EAST AT OLD ORCHARD ROAD | [7 empty] | Y | XX |  |  | XX |  | XX |  | 999.00 TN | XX |  | AW | ELECTRIC MOTOR PVLV | XX |  |  | XX
10553727 | PRATT |  | OLDORCHARD FILT1 INF BTRFLY MAN /VALVE |  | NJBC | V | NJBC-CM-OLDOR | P203 | INSV | INST | HUSSAARM | 2013-10-13 | ROUTE 70 EAST AT OLD ORCHARD ROAD | [5 empty] | MANUAL | RAW WATER | N | N | LAST | WORM | FLANGED | CAST IRON | OPEN |  | 999.00 TN | XX | N | AW | MANUAL PVLV | XX |  |  | 8
10553734 | PRATT |  | OLDORCHARD FILT2 INF BTRFLY /VALVE |  | NJBC | V | NJBC-CM-OLDOR | P203 | INSV | INST | HUSSAARM | 2013-10-13 | ROUTE 70 EAST AT OLD ORCHARD ROAD | [7 empty] | Y | XX |  |  | XX |  | XX |  | 999.00 TN | XX |  | AW | ELECTRIC MOTOR PVLV | XX |  |  | XX
10553741 | PRATT |  | OLDORCHARD FILT2 INF BTRFLY MAN /VALVE |  | NJBC | V | NJBC-CM-OLDOR | P203 | INSV | INST | HUSSAARM | 2013-10-13 | ROUTE 70 EAST AT OLD ORCHARD ROAD | [5 empty] | MANUAL | RAW WATER | N | N | LAST | WORM | FLANGED | CAST IRON | OPEN |  | 999.00 TN | XX | N | AW | MANUAL PVLV | XX |  |  | 8
10553750 | PRATT |  | OLDORCHARD FILT3 INF BTRFLY /VALVE |  | NJBC | V | NJBC-CM-OLDOR | P203 | INSV | INST | HUSSAARM | 2013-10-13 | ROUTE 70 EAST AT OLD ORCHARD ROAD | [7 empty] | Y | XX |  |  | XX |  | XX |  | 999.00 TN | XX |  | AW | ELECTRIC MOTOR PVLV | XX |  |  | XX
10553755 | PRATT |  | OLDORCHARD FILT3 INF BTRFLY MAN /VALVE |  | NJBC | V | NJBC-CM-OLDOR | P203 | INSV | INST | HUSSAARM | 2013-10-13 | ROUTE 70 EAST AT OLD ORCHARD ROAD | [5 empty] | MANUAL | RAW WATER | N | N | LAST | WORM | FLANGED | CAST IRON | OPEN |  | 999.00 TN | XX | N | AW | MANUAL PVLV | XX |  |  | 8
10553763 | PRATT |  | OLDORCHARD FILT4 INF BTRFLY /VALVE |  | NJBC | V | NJBC-CM-OLDOR | P203 | INSV | INST | HUSSAARM | 2013-10-13 | ROUTE 70 EAST AT OLD ORCHARD ROAD | [7 empty] | Y | XX |  |  | XX |  | XX |  | 999.00 TN | XX |  | AW | ELECTRIC MOTOR PVLV | XX |  |  | XX
10553771 | PRATT |  | OLDORCHARD FILT4 INF BTRFLY MAN /VALVE |  | NJBC | V | NJBC-CM-OLDOR | P203 | INSV | INST | HUSSAARM | 2013-10-13 | ROUTE 70 EAST AT OLD ORCHARD ROAD | [5 empty] | MANUAL | RAW WATER | N | N | LAST | WORM | FLANGED | CAST IRON | OPEN |  | 999.00 TN | XX | N | AW | MANUAL PVLV | XX |  |  | 8
10553776 | PRATT |  | OLDORCHARD FILT1 WST BTRFLY /VALVE |  | NJBC | V | NJBC-CM-OLDOR | P203 | INSV | INST | HUSSAARM | 2013-10-13 | ROUTE 70 EAST AT OLD ORCHARD ROAD | [7 empty] | Y | XX |  |  | XX |  | XX |  | 999.00 TN | XX |  | AW | ELECTRIC MOTOR PVLV | XX |  |  | XX
10553784 | PRATT |  | OLDORCHARD FILT2 WST BTRFLY /VALVE |  | NJBC | V | NJBC-CM-OLDOR | P203 | INSV | INST | HUSSAARM | 2013-10-13 | ROUTE 70 EAST AT OLD ORCHARD ROAD | [7 empty] | Y | XX |  |  | XX |  | XX |  | 999.00 TN | XX |  | AW | ELECTRIC MOTOR PVLV | XX |  |  | XX
10553790 | PRATT |  | OLDORCHARD FILT3 WST BTRFLY /VALVE |  | NJBC | V | NJBC-CM-OLDOR | P203 | INSV | INST | HUSSAARM | 2013-10-13 | ROUTE 70 EAST AT OLD ORCHARD ROAD | [7 empty] | Y | XX |  |  | XX |  | XX |  | 999.00 TN | XX |  | AW | ELECTRIC MOTOR PVLV | XX |  |  | XX
10553798 | PRATT |  | OLDORCHARD FILT4 WST BTRFLY /VALVE |  | NJBC | V | NJBC-CM-OLDOR | P203 | INSV | INST | HUSSAARM | 2013-10-13 | ROUTE 70 EAST AT OLD ORCHARD ROAD | [7 empty] | Y | XX |  |  | XX |  | XX |  | 999.00 TN | XX |  | AW | ELECTRIC MOTOR PVLV | XX |  |  | XX
10554504 | PRATT |  | OLDORCHARD FILTS1-4 DRAIN BTRFLY /VALVE |  | NJBC | V | NJBC-CM-OLDOR | P203 | INSV | INST | HUSSAARM | 2013-10-13 | ROUTE 70 EAST AT OLD ORCHARD ROAD | [5 empty] | MANUAL | RAW WATER | N | N | LAST | WORM | FLANGED | CAST IRON | CLOSED |  | 999.00 TN | XX | N | AW | MANUAL PVLV | XX |  |  | 4
10554509 | PRATT |  | MURRAY UPSTRM PH MET AIR REL /VALVE |  | NJBC | V | NJBC-CM-MURRA | P203 | INSV | INST | HUSSAARM | 2013-10-13 | 802 MURRAY AVE | [7 empty] | Y | XX |  |  | XX |  | XX |  | 999.00 TN | XX |  | AW | HYDRAULIC ONLY PVLV | XX |  |  | XX
10554519 | PRATT |  | MURRAY DOWNSTRM PH MET AIR REL /VALVE |  | NJBC | V | NJBC-CM-MURRA | P203 | INSV | INST | HUSSAARM | 2013-10-13 | 802 MURRAY AVE | [7 empty] | Y | XX |  |  | XX |  | XX |  | 999.00 TN | XX |  | AW | HYDRAULIC ONLY PVLV | XX |  |  | XX
10554526 | PRATT |  | MURRAY Effluent Air Relief /Valve |  | NJBC | V | NJBC-CM-MURRA | P203 | INSV | INST | HUSSAARM | 2013-10-13 | 802 MURRAY AVE | [7 empty] | Y | XX |  |  | XX |  | XX |  | 999.00 TN | XX |  | AW | HYDRAULIC ONLY PVLV | XX |  |  | XX
10554530 | PRATT |  | MURRAY Pressure Relief Line /Valve |  | NJBC | V | NJBC-CM-MURRA | P203 | INSV | INST | HUSSAARM | 2013-10-13 | 802 MURRAY AVE | [7 empty] | Y | XX |  |  | XX |  | XX |  | 999.00 TN | XX |  | AW | HYDRAULIC ONLY PVLV | XX |  |  | XX
10554536 | PRATT |  | MURRAY Recharge Line /Valve |  | NJBC | V | NJBC-CM-MURRA | P203 | INSV | INST | HUSSAARM | 2013-10-13 | 802 MURRAY AVE | [7 empty] | Y | XX |  |  | XX |  | XX |  | 999.00 TN | XX |  | AW | ELECTRIC MOTOR PVLV | XX |  |  | XX
10554545 | PRATT |  | MURRAY Distribution /Valve |  | NJBC | V | NJBC-CM-MURRA | P203 | INSV | INST | HUSSAARM | 2013-10-13 | 802 MURRAY AVE | [7 empty] | Y | XX |  |  | XX |  | XX |  | 999.00 TN | XX |  | AW | MANUAL PVLV | XX |  |  | XX
10554550 | PRATT |  | MURRAY Recovery Line /Valve |  | NJBC | V | NJBC-CM-MURRA | P203 | INSV | INST | HUSSAARM | 2013-10-13 | 802 MURRAY AVE | [7 empty] | Y | XX |  |  | XX |  | XX |  | 999.00 TN | XX |  | AW | ELECTRIC MOTOR PVLV | XX |  |  | XX
10554557 | PRATT |  | MURRAY Waste Line /Valve |  | NJBC | V | NJBC-CM-MURRA | P203 | INSV | INST | HUSSAARM | 2013-10-13 | 802 MURRAY AVE | [7 empty] | Y | XX |  |  | XX |  | XX |  | 999.00 TN | XX |  | AW | ELECTRIC MOTOR PVLV | XX |  |  | XX
10554567 | PRATT |  | PINEHILLCRIC Flow Control /Valve |  | NJBC | V | NJBC-CM-PINEH | P203 | INSV | INST | HUSSAARM | 2013-10-13 | [8 empty] | Y | XX |  |  | XX |  | XX |  | 999.00 TN | XX |  | AW | ELECTRIC MOTOR PVLV | XX |  |  | XX
10554576 | MH |  | PINEHLLCRIC STA SUCT B4 MET GT /VALVE |  | NJBC | V | NJBC-CM-PINEH | P203 | INSV | INST | HUSSAARM | 2013-10-13 | [6 empty] | MANUAL | ISOLATION | N | XX |  |  | XX |  | XX |  | 999.00 TN | XX |  | AW | MANUAL PVLV | XX |  |  | 4
10554582 | MH |  | PINEHLLCRIC STA SUCT AFT MET GT /VALVE |  | NJBC | V | NJBC-CM-PINEH | P203 | INSV | INST | HUSSAARM | 2013-10-13 | [6 empty] | MANUAL | ISOLATION | N | XX |  |  | XX |  | XX |  | 999.00 TN | XX |  | AW | MANUAL PVLV | XX |  |  | 4
10554589 | PRATT |  | PINEHILLCRIC BSTPMP1 SUCTBTRFLY /VALVE |  | NJBC | V | NJBC-CM-PINEH | P203 | INSV | INST | HUSSAARM | 2013-10-13 | [6 empty] | MANUAL | ISOLATION | N | XX |  |  | XX |  | XX |  | 999.00 TN | XX |  | AW | MANUAL PVLV | XX |  |  | 8
10554596 | PRATT |  | PINEHLLCRIC BSTPMP1 DISCHRGBTRFLY /VALVE |  | NJBC | V | NJBC-CM-PINEH | P203 | INSV | INST | HUSSAARM | 2013-10-13 | [6 empty] | MANUAL | ISOLATION | N | XX |  |  | XX |  | XX |  | 999.00 TN | XX |  | AW | MANUAL PVLV | XX |  |  | 8
10555500 | PRATT |  | PINEHILLCRIC BSTPMP2 SUCTBTRFLY /VALVE |  | NJBC | V | NJBC-CM-PINEH | P203 | INSV | INST | HUSSAARM | 2013-10-13 | [6 empty] | MANUAL | ISOLATION | N | XX |  |  | XX |  | XX |  | 999.00 TN | XX |  | AW | MANUAL PVLV | XX |  |  | 8
10555508 | PRATT |  | PINEHLLCRIC BSTPMP2 DISCHRGBTRFLY /VALVE |  | NJBC | V | NJBC-CM-PINEH | P203 | INSV | INST | HUSSAARM | 2013-10-13 | [6 empty] | MANUAL | ISOLATION | N | XX |  |  | XX |  | XX |  | 999.00 TN | XX |  | AW | MANUAL PVLV | XX |  |  | 6
10555516 | PRATT |  | PINEHLLCRIC PRSREL SUCTSIDEBTRFLY /VALVE |  | NJBC | V | NJBC-CM-PINEH | P203 | INSV | INST | HUSSAARM | 2013-10-13 | [6 empty] | MANUAL | ISOLATION | N | XX |  |  | XX |  | XX |  | 999.00 TN | XX |  | AW | MANUAL PVLV | XX |  |  | 4
10555525 | PRATT |  | PINEHILLCRIC Pres Relif Vlv Buly /Valve |  | NJBC | V | NJBC-CM-PINEH | P203 | INSV | INST | HUSSAARM | 2013-10-13 | [6 empty] | MANUAL | ISOLATION | N | XX |  |  | XX |  | XX |  | 999.00 TN | XX |  | AW | MANUAL PVLV | XX |  |  | 4
10555528 | PRATT |  | PINEHILLCRIC Take PneuTnk Butrfly /Valve |  | NJBC | V | NJBC-CM-PINEH | P203 | INSV | INST | HUSSAARM | 2013-10-13 | [6 empty] | MANUAL | ISOLATION | N | XX |  |  | XX |  | XX |  | 999.00 TN | XX |  | AW | MANUAL PVLV | XX |  |  | 4
10555534 | PRATT |  | PINEHILLCRIC Suction/Discharge /Valve |  | NJBC | V | NJBC-CM-PINEH | P203 | INSV | INST | HUSSAARM | 2013-10-13 | [6 empty] | MANUAL | ISOLATION | N | XX |  |  | XX |  | XX |  | 999.00 TN | XX |  | AW | MANUAL PVLV | XX |  |  | 4
10555543 | CLA-VAL |  | PINEHILLCRIC Pressure Relief /Valve |  | NJBC | V | NJBC-CM-PINEH | P203 | INSV | INST | HUSSAARM | 2013-10-13 | [8 empty] | Y | XX |  |  | XX |  | XX |  | 999.00 TN | XX |  | AW | HYDRAULIC ONLY PVLV | XX |  |  | XX
10555550 | APCO |  | MANTUAIC Air Release /Valve |  | NJBC | V | NJBC-GL-MANTU | P203 | INSV | INST | HUSSAARM | 2013-10-13 | 638 MAIN ST | [7 empty] | Y | XX |  |  | XX |  | XX |  | 999.00 TN | XX |  | AW | HYDRAULIC ONLY PVLV | XX |  |  | XX
10555556 | APCO |  | MANTUAIC Discharge Check /Valve |  | NJBC | V | NJBC-GL-MANTU | P203 | INSV | INST | HUSSAARM | 2013-10-13 | 638 MAIN ST | [7 empty] | Y | XX |  |  | XX |  | XX |  | 999.00 TN | XX |  | AW | HYDRAULIC ONLY PVLV | XX |  |  | XX
10555563 | PRATT |  | MANTUAIC Flow Control /Valve |  | NJBC | V | NJBC-GL-MANTU | P203 | INSV | INST | HUSSAARM | 2013-10-13 | 638 MAIN ST | [7 empty] | Y | XX |  |  | XX |  | XX |  | 999.00 TN | XX |  | AW | ELECTRIC MOTOR PVLV | XX |  |  | XX
10555569 | PRATT |  | MANTUAIC STA SUCTBTRFLY /VALVE |  | NJBC | V | NJBC-GL-MANTU | P203 | INSV | INST | HUSSAARM | 2013-10-13 | 638 MAIN ST | [5 empty] | MANUAL | ISOLATION | N | XX |  |  | XX |  | XX |  | 999.00 TN | XX |  | AW | MANUAL PVLV | XX |  |  | 8
10555576 | PRATT |  | MANTUAIC STA DISCHRGBTRFLY /VALVE |  | NJBC | V | NJBC-GL-MANTU | P203 | INSV | INST | HUSSAARM | 2013-10-13 | 638 MAIN ST | [5 empty] | MANUAL | ISOLATION | N | XX |  |  | XX |  | XX |  | 999.00 TN | XX |  | AW | MANUAL PVLV | XX |  |  | 8
10555584 | MH |  | MEDFORDIC Gate on Bypass Takeoff /Valve |  | NJBC | V | NJBC-BU-MEDFO | P203 | INSV | INST | HUSSAARM | 2013-10-13 | 333 MEDFORD-MT HOLLY ROAD | [5 empty] | MANUAL | ISOLATION | N | XX |  |  | XX |  | XX |  | 999.00 TN | XX |  | AW | MANUAL PVLV | XX |  |  | 8
10581229 | UNKNOWN | NJHH-7-VCHK-10 | DRWTP-HSPS FILT AW BLWR 1 DIS CK /VALVE |  | NJBC | V | NJBC-BU-DRWTP-HSPS | P203 | INSV | INST | HUSSAARM | 2013-10-13 | 213 CARRIAGE LANE | [6 empty] | BACKFLOW PREVENTION | N | XX |  |  | XX |  | XX |  | 999.00 TN | XX |  | AW | HYDRAULIC ONLY PVLV | XX |  |  | XX
10581276 | UNKNOWN | NJHH-7-VAWS-11 | DRWTP-TRMT-FILT 1 AIR WSH ISO MAN /VALVE |  | NJBC | V | NJBC-BU-DRWTP-TRMT-FILT | P203 | INSV | INST | HUSSAARM | 2013-10-13 | 213 CARRIAGE LANE | [5 empty] | MANUAL | ISOLATION | N | XX |  |  | XX |  | XX |  | 999.00 TN | XX |  | AW | MANUAL PVLV | XX |  |  | XX
10581277 | UNKNOWN | NJHH-7-VAWS-12 | DRWTP-TRMT-FILT 2 AIR WSH MOTOR /VALVE |  | NJBC | V | NJBC-BU-DRWTP-TRMT-FILT | P203 | INSV | INST | HUSSAARM | 2013-10-13 | 213 CARRIAGE LANE | [5 empty] | ELECTRIC | IN PLANT | Y | XX |  |  | XX |  | XX |  | 999.00 TN | XX |  | AW | ELECTRIC MOTOR PVLV | XX |  |  | XX
10581278 | UNKNOWN | NJHH-7-VAWS-13 | DRWTP-TRMT-FILT 2 AIR WSH ISO MAN /VALVE |  | NJBC | V | NJBC-BU-DRWTP-TRMT-FILT | P203 | INSV | INST | HUSSAARM | 2013-10-13 | 213 CARRIAGE LANE | [5 empty] | MANUAL | ISOLATION | N | XX |  |  | XX |  | XX |  | 999.00 TN | XX |  | AW | MANUAL PVLV | XX |  |  | XX
10581279 | UNKNOWN | NJHH-7-VAWS-14 | DRWTP-TRMT-FILT 3 AIR WSH MOTOR /VALVE |  | NJBC | V | NJBC-BU-DRWTP-TRMT-FILT | P203 | INSV | INST | HUSSAARM | 2013-10-13 | 213 CARRIAGE LANE | [5 empty] | ELECTRIC | IN PLANT | Y | XX |  |  | XX |  | XX |  | 999.00 TN | XX |  | AW | ELECTRIC MOTOR PVLV | XX |  |  | XX
10581280 | UNKNOWN | NJHH-7-VAWS-15 | DRWTP-TRMT-FILT 3 AIR WSH ISO MAN /VALVE |  | NJBC | V | NJBC-BU-DRWTP-TRMT-FILT | P203 | INSV | INST | HUSSAARM | 2013-10-13 | 213 CARRIAGE LANE | [5 empty] | MANUAL | ISOLATION | N | XX |  |  | XX |  | XX |  | 999.00 TN | XX |  | AW | MANUAL PVLV | XX |  |  | XX
10581281 | UNKNOWN | NJHH-7-VAWS-16 | DRWTP-TRMT-FILT 4 AIR WSH MOTOR /VALVE |  | NJBC | V | NJBC-BU-DRWTP-TRMT-FILT | P203 | INSV | INST | HUSSAARM | 2013-10-13 | 213 CARRIAGE LANE | [5 empty] | ELECTRIC | IN PLANT | Y | XX |  |  | XX |  | XX |  | 999.00 TN | XX |  | AW | ELECTRIC MOTOR PVLV | XX |  |  | XX
10581282 | UNKNOWN | NJHH-7-VAWS-17 | DRWTP-TRMT-FILT 4 AIR WSH ISO MAN /VALVE |  | NJBC | V | NJBC-BU-DRWTP-TRMT-FILT | P203 | INSV | INST | HUSSAARM | 2013-10-13 | 213 CARRIAGE LANE | [5 empty] | MANUAL | ISOLATION | N | XX |  |  | XX |  | XX |  | 999.00 TN | XX |  | AW | MANUAL PVLV | XX |  |  | XX
10581283 | UNKNOWN | NJHH-7-VAWS-18 | DRWTP-TRMT-FILT 5 AIR WSH MOTOR /VALVE |  | NJBC | V | NJBC-BU-DRWTP-TRMT-FILT | P203 | INSV | INST | HUSSAARM | 2013-10-13 | 213 CARRIAGE LANE | [5 empty] | ELECTRIC | IN PLANT | Y | XX |  |  | XX |  | XX |  | 999.00 TN | XX |  | AW | ELECTRIC MOTOR PVLV | XX |  |  | XX
10581284 | UNKNOWN | NJHH-7-VAWS-19 | DRWTP-TRMT-FILT 5 AIR WSH ISO MAN /VALVE |  | NJBC | V | NJBC-BU-DRWTP-TRMT-FILT | P203 | INSV | INST | HUSSAARM | 2013-10-13 | 213 CARRIAGE LANE | [5 empty] | MANUAL | ISOLATION | N | XX |  |  | XX |  | XX |  | 999.00 TN | XX |  | AW | MANUAL PVLV | XX |  |  | XX
10581285 | UNKNOWN | NJHH-7-VAWS-20 | DRWTP-TRMT-FILT 6 AIR WSH MOTOR /VALVE |  | NJBC | V | NJBC-BU-DRWTP-TRMT-FILT | P203 | INSV | INST | HUSSAARM | 2013-10-13 | 213 CARRIAGE LANE | [5 empty] | ELECTRIC | IN PLANT | Y | XX |  |  | XX |  | XX |  | 999.00 TN | XX |  | AW | ELECTRIC MOTOR PVLV | XX |  |  | XX
10581286 | UNKNOWN | NJHH-7-VAWS-21 | DRWTP-TRMT-FILT 6 AIR WSH ISO MAN /VALVE |  | NJBC | V | NJBC-BU-DRWTP-TRMT-FILT | P203 | INSV | INST | HUSSAARM | 2013-10-13 | 213 CARRIAGE LANE | [5 empty] | MANUAL | ISOLATION | N | XX |  |  | XX |  | XX |  | 999.00 TN | XX |  | AW | MANUAL PVLV | XX |  |  | XX
10581287 | UNKNOWN | NJHH-7-VAWS-22 | DRWTP-TRMT-FILT 7 AIR WSH MOTOR /VALVE |  | NJBC | V | NJBC-BU-DRWTP-TRMT-FILT | P203 | INSV | INST | HUSSAARM | 2013-10-13 | 213 CARRIAGE LANE | [5 empty] | ELECTRIC | IN PLANT | Y | XX |  |  | XX |  | XX |  | 999.00 TN | XX |  | AW | ELECTRIC MOTOR PVLV | XX |  |  | XX
10581288 | UNKNOWN | NJHH-7-VAWS-23 | DRWTP-TRMT-FILT 7 AIR WSH ISO MAN /VALVE |  | NJBC | V | NJBC-BU-DRWTP-TRMT-FILT | P203 | INSV | INST | HUSSAARM | 2013-10-13 | 213 CARRIAGE LANE | [5 empty] | MANUAL | ISOLATION | N | XX |  |  | XX |  | XX |  | 999.00 TN | XX |  | AW | MANUAL PVLV | XX |  |  | XX
10581289 | UNKNOWN | NJHH-7-VAWS-24 | DRWTP-TRMT-FILT 8 AIR WSH MOTOR /VALVE |  | NJBC | V | NJBC-BU-DRWTP-TRMT-FILT | P203 | INSV | INST | HUSSAARM | 2013-10-13 | 213 CARRIAGE LANE | [5 empty] | ELECTRIC | IN PLANT | Y | XX |  |  | XX |  | XX |  | 999.00 TN | XX |  | AW | ELECTRIC MOTOR PVLV | XX |  |  | XX
10581290 | UNKNOWN | NJHH-7-VAWS-25 | DRWTP-TRMT-FILT 8 AIR WSH ISO MAN /VALVE |  | NJBC | V | NJBC-BU-DRWTP-TRMT-FILT | P203 | INSV | INST | HUSSAARM | 2013-10-13 | 213 CARRIAGE LANE | [5 empty] | MANUAL | ISOLATION | N | XX |  |  | XX |  | XX |  | 999.00 TN | XX |  | AW | MANUAL PVLV | XX |  |  | XX
10581291 | UNKNOWN | NJHH-7-VAWS-26 | DRWTP-TRMT MAIN LINE RISER 486 /VALVE |  | NJBC | V | NJBC-BU-DRWTP-TRMT | P203 | INSV | INST | HUSSAARM | 2013-10-13 | 213 CARRIAGE LANE | [5 empty] | MANUAL | ISOLATION | N | XX |  |  | XX |  | XX |  | 999.00 TN | XX |  | AW | MANUAL PVLV | XX |  |  | 12
10581292 | UNKNOWN | NJHH-7-VAWS-27 | DRWTP-TRMT MAIN LINE RISER 488 /VALVE |  | NJBC | V | NJBC-BU-DRWTP-TRMT | P203 | INSV | INST | HUSSAARM | 2013-10-13 | 213 CARRIAGE LANE | [5 empty] | MANUAL | ISOLATION | N | XX |  |  | XX |  | XX |  | 999.00 TN | XX |  | AW | MANUAL PVLV | XX |  |  | 12
10581293 | UNKNOWN | NJHH-7-VDRN-10 | DRWTP-TRMT-FILT 1 DRN MOTOR /VALVE |  | NJBC | V | NJBC-BU-DRWTP-TRMT-FILT | P203 | INSV | INST | HUSSAARM | 2013-10-13 | 213 CARRIAGE LANE | [5 empty] | ELECTRIC | IN PLANT | Y | XX |  |  | XX |  | XX |  | 999.00 TN | XX |  | AW | ELECTRIC MOTOR PVLV | XX |  |  | 30
10581294 | UNKNOWN | NJHH-7-VDRN-11 | DRWTP-TRMT-FILT 1 DRN MAN /VALVE |  | NJBC | V | NJBC-BU-DRWTP-TRMT-FILT | P203 | INSV | INST | HUSSAARM | 2013-10-13 | 213 CARRIAGE LANE | [5 empty] | MANUAL | ISOLATION | N | XX |  |  | XX |  | XX |  | 999.00 TN | XX |  | AW | MANUAL PVLV | XX |  |  | 4
10581295 | UNKNOWN | NJHH-7-VDRN-12 | DRWTP-TRMT-FILT 2 DRN MOTOR /VALVE |  | NJBC | V | NJBC-BU-DRWTP-TRMT-FILT | P203 | INSV | INST | HUSSAARM | 2013-10-13 | 213 CARRIAGE LANE | [5 empty] | ELECTRIC | IN PLANT | Y | XX |  |  | XX |  | XX |  | 999.00 TN | XX |  | AW | ELECTRIC MOTOR PVLV | XX |  |  | 30
10581296 | UNKNOWN | NJHH-7-VDRN-13 | DRWTP-TRMT-FILT 2 DRN MAN /VALVE |  | NJBC | V | NJBC-BU-DRWTP-TRMT-FILT | P203 | INSV | INST | HUSSAARM | 2013-10-13 | 213 CARRIAGE LANE | [5 empty] | MANUAL | ISOLATION | N | XX |  |  | XX |  | XX |  | 999.00 TN | XX |  | AW | MANUAL PVLV | XX |  |  | 4
10581297 | UNKNOWN | NJHH-7-VDRN-14 | DRWTP-TRMT-FILT 3 DRN MOTOR /VALVE |  | NJBC | V | NJBC-BU-DRWTP-TRMT-FILT | P203 | INSV | INST | HUSSAARM | 2013-10-13 | 213 CARRIAGE LANE | [5 empty] | ELECTRIC | IN PLANT | Y | XX |  |  | XX |  | XX |  | 999.00 TN | XX |  | AW | ELECTRIC MOTOR PVLV | XX |  |  | 30
10581298 | UNKNOWN | NJHH-7-VDRN-15 | DRWTP-TRMT-FILT 3 DRN MAN /VALVE |  | NJBC | V | NJBC-BU-DRWTP-TRMT-FILT | P203 | INSV | INST | HUSSAARM | 2013-10-13 | 213 CARRIAGE LANE | [5 empty] | MANUAL | ISOLATION | N | XX |  |  | XX |  | XX |  | 999.00 TN | XX |  | AW | MANUAL PVLV | XX |  |  | 4
10581299 | UNKNOWN | NJHH-7-VDRN-16 | DRWTP-TRMT-FILT 4 DRN MOTOR /VALVE |  | NJBC | V | NJBC-BU-DRWTP-TRMT-FILT | P203 | INSV | INST | HUSSAARM | 2013-10-13 | 213 CARRIAGE LANE | [5 empty] | ELECTRIC | IN PLANT | Y | XX |  |  | XX |  | XX |  | 999.00 TN | XX |  | AW | ELECTRIC MOTOR PVLV | XX |  |  | 30
10584100 | UNKNOWN | NJHH-7-VDRN-17 | DRWTP-TRMT-FILT 4 DRN MAN /VALVE |  | NJBC | V | NJBC-BU-DRWTP-TRMT-FILT | P203 | INSV | INST | HUSSAARM | 2013-10-13 | 213 CARRIAGE LANE | [5 empty] | MANUAL | ISOLATION | N | XX |  |  | XX |  | XX |  | 999.00 TN | XX |  | AW | MANUAL PVLV | XX |  |  | 4
10584101 | UNKNOWN | NJHH-7-VDRN-18 | DRWTP-TRMT-FILT 5 DRN MOTOR /VALVE |  | NJBC | V | NJBC-BU-DRWTP-TRMT-FILT | P203 | INSV | INST | HUSSAARM | 2013-10-13 | 213 CARRIAGE LANE | [5 empty] | ELECTRIC | IN PLANT | Y | XX |  |  | XX |  | XX |  | 999.00 TN | XX |  | AW | ELECTRIC MOTOR PVLV | XX |  |  | 30
10584102 | UNKNOWN | NJHH-7-VDRN-19 | DRWTP-TRMT-FILT 5 DRN MAN /VALVE |  | NJBC | V | NJBC-BU-DRWTP-TRMT-FILT | P203 | INSV | INST | HUSSAARM | 2013-10-13 | 213 CARRIAGE LANE | [5 empty] | MANUAL | ISOLATION | N | XX |  |  | XX |  | XX |  | 999.00 TN | XX |  | AW | MANUAL PVLV | XX |  |  | 4
10584103 | UNKNOWN | NJHH-7-VDRN-20 | DRWTP-TRMT-FILT 6 DRN MOTOR /VALVE |  | NJBC | V | NJBC-BU-DRWTP-TRMT-FILT | P203 | INSV | INST | HUSSAARM | 2013-10-13 | 213 CARRIAGE LANE | [5 empty] | ELECTRIC | IN PLANT | Y | XX |  |  | XX |  | XX |  | 999.00 TN | XX |  | AW | ELECTRIC MOTOR PVLV | XX |  |  | 30
10584104 | UNKNOWN | NJHH-7-VDRN-21 | DRWTP-TRMT-FILT 6 DRN MAN /VALVE |  | NJBC | V | NJBC-BU-DRWTP-TRMT-FILT | P203 | INSV | INST | HUSSAARM | 2013-10-13 | 213 CARRIAGE LANE | [5 empty] | MANUAL | ISOLATION | N | XX |  |  | XX |  | XX |  | 999.00 TN | XX |  | AW | MANUAL PVLV | XX |  |  | 4
10584105 | UNKNOWN | NJHH-7-VDRN-22 | DRWTP-TRMT-FILT 7 DRN MOTOR /VALVE |  | NJBC | V | NJBC-BU-DRWTP-TRMT-FILT | P203 | INSV | INST | HUSSAARM | 2013-10-13 | 213 CARRIAGE LANE | [5 empty] | ELECTRIC | IN PLANT | Y | XX |  |  | XX |  | XX |  | 999.00 TN | XX |  | AW | ELECTRIC MOTOR PVLV | XX |  |  | 30
10584106 | UNKNOWN | NJHH-7-VDRN-23 | DRWTP-TRMT-FILT 7 DRN MAN /VALVE |  | NJBC | V | NJBC-BU-DRWTP-TRMT-FILT | P203 | INSV | INST | HUSSAARM | 2013-10-13 | 213 CARRIAGE LANE | [5 empty] | MANUAL | ISOLATION | N | XX |  |  | XX |  | XX |  | 999.00 TN | XX |  | AW | MANUAL PVLV | XX |  |  | 4
10584107 | UNKNOWN | NJHH-7-VDRN-24 | DRWTP-TRMT-FILT 8 DRN MOTOR /VALVE |  | NJBC | V | NJBC-BU-DRWTP-TRMT-FILT | P203 | INSV | INST | HUSSAARM | 2013-10-13 | 213 CARRIAGE LANE | [5 empty] | ELECTRIC | IN PLANT | Y | XX |  |  | XX |  | XX |  | 999.00 TN | XX |  | AW | ELECTRIC MOTOR PVLV | XX |  |  | 30
10584108 | UNKNOWN | NJHH-7-VDRN-25 | DRWTP-TRMT-FILT 8 DRN MAN /VALVE |  | NJBC | V | NJBC-BU-DRWTP-TRMT-FILT | P203 | INSV | INST | HUSSAARM | 2013-10-13 | 213 CARRIAGE LANE | [5 empty] | MANUAL | ISOLATION | N | XX |  |  | XX |  | XX |  | 999.00 TN | XX |  | AW | MANUAL PVLV | XX |  |  | 4
10584109 | UNKNOWN | NJHH-7-VDRN-26 | DRWTP-RWPS RW HDR 435 DRN /VALVE |  | NJBC | V | NJBC-BU-DRWTP-RWPS | P203 | INSV | INST | HUSSAARM | 2013-10-13 | 213 CARRIAGE LN | [5 empty] | MANUAL | IN PLANT | N | XX |  |  | XX |  | XX |  | 999.00 TN | XX |  | AW | MANUAL PVLV | XX |  |  | 8
10584110 | UNKNOWN | NJHH-7-VDRN-27 | DRWTP-RWPS PIG LAUNCH TEE 424 DRN /VALVE |  | NJBC | V | NJBC-BU-DRWTP-RWPS | P203 | INSV | INST | HUSSAARM | 2013-10-13 | 213 CARRIAGE LN | [5 empty] | MANUAL | IN PLANT | N | XX |  |  | XX |  | XX |  | 999.00 TN | XX |  | AW | MANUAL PVLV | XX |  |  | 4
10584111 | UNKNOWN | NJHH-7-VEFF-10 | DRWTP-TRMT-FILT 1 EFF MOTOR /VALVE |  | NJBC | V | NJBC-BU-DRWTP-TRMT-FILT | P203 | INSV | INST | HUSSAARM | 2013-10-13 | 213 CARRIAGE LANE | [5 empty] | ELECTRIC | IN PLANT | Y | XX |  |  | XX |  | XX |  | 999.00 TN | XX |  | AW | ELECTRIC MOTOR PVLV | XX |  |  | XX
10584112 | UNKNOWN | NJHH-7-VEFF-11 | DRWTP-TRMT-FILT 1 EFF ISO MAN /VALVE |  | NJBC | V | NJBC-BU-DRWTP-TRMT-FILT | P203 | INSV | INST | HUSSAARM | 2013-10-13 | 213 CARRIAGE LANE | [5 empty] | MANUAL | ISOLATION | N | XX |  |  | XX |  | XX |  | 999.00 TN | XX |  | AW | MANUAL PVLV | XX |  |  | XX
10584113 | UNKNOWN | NJHH-7-VEFF-12 | DRWTP-TRMT-FILT 2 EFF MOTOR /VALVE |  | NJBC | V | NJBC-BU-DRWTP-TRMT-FILT | P203 | INSV | INST | HUSSAARM | 2013-10-13 | 213 CARRIAGE LANE | [5 empty] | ELECTRIC | IN PLANT | Y | XX |  |  | XX |  | XX |  | 999.00 TN | XX |  | AW | ELECTRIC MOTOR PVLV | XX |  |  | XX
10584114 | UNKNOWN | NJHH-7-VEFF-13 | DRWTP-TRMT-FILT 2 EFF ISO MAN /VALVE |  | NJBC | V | NJBC-BU-DRWTP-TRMT-FILT | P203 | INSV | INST | HUSSAARM | 2013-10-13 | 213 CARRIAGE LANE | [5 empty] | MANUAL | ISOLATION | N | XX |  |  | XX |  | XX |  | 999.00 TN | XX |  | AW | MANUAL PVLV | XX |  |  | XX
10584115 | UNKNOWN | NJHH-7-VEFF-14 | DRWTP-TRMT-FILT 3 EFF MOTOR /VALVE |  | NJBC | V | NJBC-BU-DRWTP-TRMT-FILT | P203 | INSV | INST | HUSSAARM | 2013-10-13 | 213 CARRIAGE LANE | [5 empty] | ELECTRIC | IN PLANT | Y | XX |  |  | XX |  | XX |  | 999.00 TN | XX |  | AW | ELECTRIC MOTOR PVLV | XX |  |  | XX
10584116 | UNKNOWN | NJHH-7-VEFF-15 | DRWTP-TRMT-FILT 3 EFF ISO MAN /VALVE |  | NJBC | V | NJBC-BU-DRWTP-TRMT-FILT | P203 | INSV | INST | HUSSAARM | 2013-10-13 | 213 CARRIAGE LANE | [5 empty] | MANUAL | ISOLATION | N | XX |  |  | XX |  | XX |  | 999.00 TN | XX |  | AW | MANUAL PVLV | XX |  |  | XX
10584117 | UNKNOWN | NJHH-7-VEFF-16 | DRWTP-TRMT-FILT 4 EFF MOTOR /VALVE |  | NJBC | V | NJBC-BU-DRWTP-TRMT-FILT | P203 | INSV | INST | HUSSAARM | 2013-10-13 | 213 CARRIAGE LANE | [5 empty] | ELECTRIC | IN PLANT | Y | XX |  |  | XX |  | XX |  | 999.00 TN | XX |  | AW | ELECTRIC MOTOR PVLV | XX |  |  | XX
10584118 | UNKNOWN | NJHH-7-VEFF-17 | DRWTP-TRMT-FILT 4 EFF ISO MAN /VALVE |  | NJBC | V | NJBC-BU-DRWTP-TRMT-FILT | P203 | INSV | INST | HUSSAARM | 2013-10-13 | 213 CARRIAGE LANE | [5 empty] | MANUAL | ISOLATION | N | XX |  |  | XX |  | XX |  | 999.00 TN | XX |  | AW | MANUAL PVLV | XX |  |  | XX
10581230 | UNKNOWN | NJHH-7-VCHK-11 | DRWTP-HSPS FILT AW BLWR 2 DIS CK /VALVE |  | NJBC | V | NJBC-BU-DRWTP-HSPS | P203 | INSV | INST | HUSSAARM | 2013-10-13 | 213 CARRIAGE LANE | [6 empty] | BACKFLOW PREVENTION | N | XX |  |  | XX |  | XX |  | 999.00 TN | XX |  | AW | HYDRAULIC ONLY PVLV | XX |  |  | XX
10581232 | UNKNOWN | NJHH-7-VCHK-12 | DRWTP-HSPS PMP 1 DIS CK /VALVE |  | NJBC | V | NJBC-BU-DRWTP-HSPS | P203 | INSV | INST | HUSSAARM | 2013-10-13 | 213 CARRIAGE LANE | [6 empty] | BACKFLOW PREVENTION | N | XX |  |  | XX |  | XX |  | 999.00 TN | XX |  | AW | HYDRAULIC ONLY PVLV | XX |  |  | XX
10581234 | UNKNOWN | NJHH-7-VCHK-13 | DRWTP-HSPS PMP 2 DIS CK /VALVE |  | NJBC | V | NJBC-BU-DRWTP-HSPS | P203 | INSV | INST | HUSSAARM | 2013-10-13 | 213 CARRIAGE LANE | [6 empty] | BACKFLOW PREVENTION | N | XX |  |  | XX |  | XX |  | 999.00 TN | XX |  | AW | HYDRAULIC ONLY PVLV | XX |  |  | XX
10581236 | UNKNOWN | NJHH-7-VCHK-14 | DRWTP-HSPS PMP 3 DIS CK /VALVE |  | NJBC | V | NJBC-BU-DRWTP-HSPS | P203 | INSV | INST | HUSSAARM | 2013-10-13 | 213 CARRIAGE LANE | [6 empty] | BACKFLOW PREVENTION | N | XX |  |  | XX |  | XX |  | 999.00 TN | XX |  | AW | HYDRAULIC ONLY PVLV | XX |  |  | XX
10581237 | UNKNOWN | NJHH-7-VCHK-15 | DRWTP-HSPS PMP 4 DIS CK /VALVE |  | NJBC | V | NJBC-BU-DRWTP-HSPS | P203 | INSV | INST | HUSSAARM | 2013-10-13 | 213 CARRIAGE LANE | [6 empty] | BACKFLOW PREVENTION | N | XX |  |  | XX |  | XX |  | 999.00 TN | XX |  | AW | HYDRAULIC ONLY PVLV | XX |  |  | XX
10581238 | UNKNOWN | NJHH-7-VCHK-16 | DRWTP-HSPS PMP 5 DIS CK /VALVE |  | NJBC | V | NJBC-BU-DRWTP-HSPS | P203 | INSV | INST | HUSSAARM | 2013-10-13 | 213 CARRIAGE LANE | [6 empty] | BACKFLOW PREVENTION | N | XX |  |  | XX |  | XX |  | 999.00 TN | XX |  | AW | HYDRAULIC ONLY PVLV | XX |  |  | XX
10581239 | UNKNOWN | NJHH-7-VCHK-17 | DRWTP-TRMT-CHLR SCRBR PMP 1 CK /VALVE |  | NJBC | V | NJBC-BU-DRWTP-TRMT-CHLR | P203 | INSV | INST | HUSSAARM | 2013-10-13 | 213 CARRIAGE LANE | [6 empty] | BACKFLOW PREVENTION | N | XX |  |  | XX |  | XX |  | 999.00 TN | XX |  | AW | HYDRAULIC ONLY PVLV | XX |  |  | XX
10581240 | UNKNOWN | NJHH-7-VCHK-18 | DRWTP-TRMT-CHLR SCRBR PMP 2 CK /VALVE |  | NJBC | V | NJBC-BU-DRWTP-TRMT-CHLR | P203 | INSV | INST | HUSSAARM | 2013-10-13 | 213 CARRIAGE LANE | [6 empty] | BACKFLOW PREVENTION | N | XX |  |  | XX |  | XX |  | 999.00 TN | XX |  | AW | HYDRAULIC ONLY PVLV | XX |  |  | XX
10581241 | UNKNOWN | NJHH-7-VCHK-19 | DRWTP-TRMT-CHLR SCRBR EDCTR CK /VALVE |  | NJBC | V | NJBC-BU-DRWTP-TRMT-CHLR | P203 | INSV | INST | HUSSAARM | 2013-10-13 | 213 CARRIAGE LANE | [6 empty] | BACKFLOW PREVENTION | N | XX |  |  | XX |  | XX |  | 999.00 TN | XX |  | AW | HYDRAULIC ONLY PVLV | XX |  |  | XX
10581242 | UNKNOWN | NJHH-7-VCHK-20 | DRWTP-HSPS PMP 6 DIS CK /VALVE |  | NJBC | V | NJBC-BU-DRWTP-HSPS | P203 | INSV | INST | HUSSAARM | 2013-10-13 | 213 CARRIAGE LANE | [6 empty] | BACKFLOW PREVENTION | N | XX |  |  | XX |  | XX |  | 999.00 TN | XX |  | AW | HYDRAULIC ONLY PVLV | XX |  |  | XX
10581243 | UNKNOWN | NJHH-7-VCHK-21 | DRWTP-LLPS PMP 4 DIS CK /VALVE |  | NJBC | V | NJBC-BU-DRWTP-LLPS | P203 | INSV | INST | HUSSAARM | 2013-10-13 | 213 CARRIAGE LANE | [6 empty] | BACKFLOW PREVENTION | N | XX |  |  | XX |  | XX |  | 999.00 TN | XX |  | AW | HYDRAULIC ONLY PVLV | XX |  |  | XX
10581244 | UNKNOWN | NJHH-7-VCHK-22 | DRWTP-RWPS PMP 3 DIS CK /VALVE |  | NJBC | V | NJBC-BU-DRWTP-RWPS | P203 | INSV | INST | HUSSAARM | 2013-10-13 | 213 CARRIAGE LN | [6 empty] | BACKFLOW PREVENTION | N | XX |  |  | XX |  | XX |  | 999.00 TN | XX |  | AW | HYDRAULIC ONLY PVLV | XX |  |  | XX
10581245 | HAYWARD | NJHH-7-CLBV-1 | DRWTP-TRMT CV-1TONCYL RM CL2 BALL /VALVE |  | NJBC | V | NJBC-BU-DRWTP-TRMT | P203 | INSV | INST | HUSSAARM | 2013-10-13 | 213 CARRIAGE LANE | [5 empty] | MANUAL | ISOLATION | N | XX |  |  | XX |  | XX |  | 999.00 TN | XX |  | AW | MANUAL PVLV | XX |  |  | XX
10581246 | HAYWARD | NJHH-7-CLBV-2 | DRWTP-TRMT CHLRNTR RM CL2 BALL /VALVE |  | NJBC | V | NJBC-BU-DRWTP-TRMT | P203 | INSV | INST | HUSSAARM | 2013-10-13 | 213 CARRIAGE LANE |  |  | PLAST-O-MATIC |  |  | MANUAL | ISOLATION | N | XX |  |  | XX |  | XX |  | 999.00 TN | XX |  | AW | MANUAL PVLV | XX |  |  | XX
10581247 | UNKNOWN | NJHH-7-VCIN-1 | DRWTP-RSHS BW CLAR 1 INF MOTOR /VALVE |  | NJBC | V | NJBC-BU-DRWTP-RSHS | P203 | INSV | INST | HUSSAARM | 2013-10-13 | 213 CARRIAGE LANE | [5 empty] | ELECTRIC | ISOLATION | Y | XX |  |  | XX |  | XX |  | 999.00 TN | XX |  | AW | ELECTRIC MOTOR PVLV | XX |  |  | 36
10581248 | UNKNOWN | NJHH-7-VCIN-2 | DRWTP-RSHS BW CLAR 1 INF MAN /VALVE |  | NJBC | V | NJBC-BU-DRWTP-RSHS | P203 | INSV | INST | HUSSAARM | 2013-10-13 | 213 CARRIAGE LANE | [5 empty] | MANUAL | ISOLATION | N | XX |  |  | XX |  | XX |  | 999.00 TN | XX |  | AW | MANUAL PVLV | XX |  |  | 36
10581249 | UNKNOWN | NJHH-7-VCIN-3 | DRWTP-RSHS BW CLAR 2 INF MOTOR /VALVE |  | NJBC | V | NJBC-BU-DRWTP-RSHS | P203 | INSV | INST | HUSSAARM | 2013-10-13 | 213 CARRIAGE LANE | [5 empty] | ELECTRIC | ISOLATION | Y | XX |  |  | XX |  | XX |  | 999.00 TN | XX |  | AW | ELECTRIC MOTOR PVLV | XX |  |  | 36
10581250 | UNKNOWN | NJHH-7-VCIN-4 | DRWTP-RSHS BW CLAR 2 INF MAN /VALVE |  | NJBC | V | NJBC-BU-DRWTP-RSHS | P203 | INSV | INST | HUSSAARM | 2013-10-13 | 213 CARRIAGE LANE | [5 empty] | MANUAL | ISOLATION | N | XX |  |  | XX |  | XX |  | 999.00 TN | XX |  | AW | MANUAL PVLV | XX |  |  | 36
10581251 | UNKNOWN | NJHH-7-VCWW-1 | DRWTP-HSPS WET WELL 1 BF001 /VALVE |  | NJBC | V | NJBC-BU-DRWTP-HSPS | P203 | INSV | INST | HUSSAARM | 2013-10-13 | 213 CARRIAGE LANE | [5 empty] | MANUAL | IN PLANT | N | XX |  |  | XX |  | XX |  | 999.00 TN | XX |  | AW | MANUAL PVLV | XX |  |  | 48
10581252 | UNKNOWN | NJHH-7-VCWW-10 | DRWTP-HSPS WET WELL 1&2 BF010 /VALVE |  | NJBC | V | NJBC-BU-DRWTP-HSPS | P203 | INSV | INST | HUSSAARM | 2013-10-13 | 213 CARRIAGE LANE | [5 empty] | MANUAL | IN PLANT | N | XX |  |  | XX |  | XX |  | 999.00 TN | XX |  | AW | MANUAL PVLV | XX |  |  | 48
10581253 | UNKNOWN | NJHH-7-VCWW-11 | DRWTP-HSPS CLRWL 2 TO WW 2 BF011 /VALVE |  | NJBC | V | NJBC-BU-DRWTP-HSPS | P203 | INSV | INST | HUSSAARM | 2013-10-13 | 213 CARRIAGE LANE | [5 empty] | MANUAL | IN PLANT | N | XX |  |  | XX |  | XX |  | 999.00 TN | XX |  | AW | MANUAL PVLV | XX |  |  | 48
10581254 | UNKNOWN | NJHH-7-VCWW-12 | DRWTP-HSPS CLRWL 2 TO WW 2 BF012 /VALVE |  | NJBC | V | NJBC-BU-DRWTP-HSPS | P203 | INSV | INST | HUSSAARM | 2013-10-13 | 213 CARRIAGE LANE | [5 empty] | MANUAL | IN PLANT | N | XX |  |  | XX |  | XX |  | 999.00 TN | XX |  | AW | MANUAL PVLV | XX |  |  | 48
10581255 | UNKNOWN | NJHH-7-VCWW-2 | DRWTP-HSPS WET WELL 1 BF002 /VALVE |  | NJBC | V | NJBC-BU-DRWTP-HSPS | P203 | INSV | INST | HUSSAARM | 2013-10-13 | 213 CARRIAGE LANE | [5 empty] | MANUAL | IN PLANT | N | XX |  |  | XX |  | XX |  | 999.00 TN | XX |  | AW | MANUAL PVLV | XX |  |  | 48
10581256 | UNKNOWN | NJHH-7-VCWW-3 | DRWTP-HSPS WET WELL 1&2 IC BF003 /VALVE |  | NJBC | V | NJBC-BU-DRWTP-HSPS | P203 | INSV | INST | HUSSAARM | 2013-10-13 | 213 CARRIAGE LANE | [5 empty] | MANUAL | IN PLANT | N | XX |  |  | XX |  | XX |  | 999.00 TN | XX |  | AW | MANUAL PVLV | XX |  |  | 48
10581257 | UNKNOWN | NJHH-7-VCWW-4 | DRWTP-HSPS WET WELL 2 BF004 /VALVE |  | NJBC | V | NJBC-BU-DRWTP-HSPS | P203 | INSV | INST | HUSSAARM | 2013-10-13 | 213 CARRIAGE LANE | [5 empty] | MANUAL | IN PLANT | N | XX |  |  | XX |  | XX |  | 999.00 TN | XX |  | AW | MANUAL PVLV | XX |  |  | 48
10581258 | UNKNOWN | NJHH-7-VCWW-5 | DRWTP-HSPS WET WELL 2 BF005 /VALVE |  | NJBC | V | NJBC-BU-DRWTP-HSPS | P203 | INSV | INST | HUSSAARM | 2013-10-13 | 213 CARRIAGE LANE | [5 empty] | MANUAL | IN PLANT | N | XX |  |  | XX |  | XX |  | 999.00 TN | XX |  | AW | MANUAL PVLV | XX |  |  | 48
10581259 | UNKNOWN | NJHH-7-VCWW-6 | DRWTP-HSPS CLRWL 2 POST TRT BF006 /VALVE |  | NJBC | V | NJBC-BU-DRWTP-HSPS | P203 | INSV | INST | HUSSAARM | 2013-10-13 | 213 CARRIAGE LANE | [5 empty] | MANUAL | IN PLANT | N | XX |  |  | XX |  | XX |  | 999.00 TN | XX |  | AW | MANUAL PVLV | XX |  |  | 54
10581260 | UNKNOWN | NJHH-7-VCWW-7 | DRWTP-HSPS CLRWL 1 POST TRT BF007 /VALVE |  | NJBC | V | NJBC-BU-DRWTP-HSPS | P203 | INSV | INST | HUSSAARM | 2013-10-13 | 213 CARRIAGE LANE | [5 empty] | MANUAL | IN PLANT | N | XX |  |  | XX |  | XX |  | 999.00 TN | XX |  | AW | MANUAL PVLV | XX |  |  | 54
10581261 | UNKNOWN | NJHH-7-VCWW-8 | DRWTP-HSPS CLRWL 1 TO WW 1 BF008 /VALVE |  | NJBC | V | NJBC-BU-DRWTP-HSPS | P203 | INSV | INST | HUSSAARM | 2013-10-13 | 213 CARRIAGE LANE | [5 empty] | MANUAL | IN PLANT | N | XX |  |  | XX |  | XX |  | 999.00 TN | XX |  | AW | MANUAL PVLV | XX |  |  | 48
10581262 | UNKNOWN | NJHH-7-VCWW-9 | DRWTP-HSPS CLRWL 1 TO WW 1 BF009 /VALVE |  | NJBC | V | NJBC-BU-DRWTP-HSPS | P203 | INSV | INST | HUSSAARM | 2013-10-13 | 213 CARRIAGE LANE | [5 empty] | MANUAL | IN PLANT | N | XX |  |  | XX |  | XX |  | 999.00 TN | XX |  | AW | MANUAL PVLV | XX |  |  | 48
10581263 | UNKNOWN | NJHH-7-VCWM-10 | DRWTP-TRMT-OZNE GEN1 IN COOL BF /VALVE |  | NJBC | V | NJBC-BU-DRWTP-TRMT-OZNE | P203 | INSV | INST | HUSSAARM | 2013-10-13 | 213 CARRIAGE LANE | [5 empty] | ELECTRIC | IN PLANT | Y | XX |  |  | XX |  | XX |  | 999.00 TN | XX |  | AW | ELECTRIC MOTOR PVLV | XX |  |  | XX
10581264 | UNKNOWN | NJHH-7-VCWM-11 | DRWTP-TRMT-OZNE GEN2 IN COOL BF /VALVE |  | NJBC | V | NJBC-BU-DRWTP-TRMT-OZNE | P203 | INSV | INST | HUSSAARM | 2013-10-13 | 213 CARRIAGE LANE | [5 empty] | ELECTRIC | IN PLANT | Y | XX |  |  | XX |  | XX |  | 999.00 TN | XX |  | AW | ELECTRIC MOTOR PVLV | XX |  |  | XX
10581265 | UNKNOWN | NJHH-7-VCWM-12 | DRWTP-TRMT-OZNE GEN3 IN COOL BF /VALVE |  | NJBC | V | NJBC-BU-DRWTP-TRMT-OZNE | P203 | INSV | INST | HUSSAARM | 2013-10-13 | 213 CARRIAGE LANE | [5 empty] | ELECTRIC | IN PLANT | Y | XX |  |  | XX |  | XX |  | 999.00 TN | XX |  | AW | ELECTRIC MOTOR PVLV | XX |  |  | XX
10581266 | UNKNOWN | NJHH-7-VCWP-10 | DRWTP-TRMT-OZNE GEN1 IN COOL PSRG /VALVE |  | NJBC | V | NJBC-BU-DRWTP-TRMT-OZNE | P203 | INSV | INST | HUSSAARM | 2013-10-13 | 213 CARRIAGE LANE | [5 empty] | HYDRAULIC | PRESSURE REGULATION | Y | XX |  |  | XX |  | XX |  | 999.00 TN | XX |  | AW | HYDRAULIC ONLY PVLV | XX |  |  | XX
10581267 | UNKNOWN | NJHH-7-VCWP-11 | DRWTP-TRMT-OZNE GEN2 IN COOL PSRG /VALVE |  | NJBC | V | NJBC-BU-DRWTP-TRMT-OZNE | P203 | INSV | INST | HUSSAARM | 2013-10-13 | 213 CARRIAGE LANE | [5 empty] | HYDRAULIC | PRESSURE REGULATION | Y | XX |  |  | XX |  | XX | 0 PSI | 999.00 TN | XX |  | AW | HYDRAULIC ONLY PVLV | XX |  |  | XX
10581268 | UNKNOWN | NJHH-7-VCWP-12 | DRWTP-TRMT-OZNE GEN3 IN COOL PSRG /VALVE |  | NJBC | V | NJBC-BU-DRWTP-TRMT-OZNE | P203 | INSV | INST | HUSSAARM | 2013-10-13 | 213 CARRIAGE LANE | [5 empty] | HYDRAULIC | PRESSURE REGULATION | Y | XX |  |  | XX |  | XX |  | 999.00 TN | XX |  | AW | HYDRAULIC ONLY PVLV | XX |  |  | XX
10581269 | UNKNOWN | NJHH-7-VCWP-13 | DRWTP-TRMT-OZNE PSU1 IN COOL PSRG /VALVE |  | NJBC | V | NJBC-BU-DRWTP-TRMT-OZNE | P203 | INSV | INST | HUSSAARM | 2013-10-13 | 213 CARRIAGE LANE | [5 empty] | HYDRAULIC | PRESSURE REGULATION | Y | XX |  |  | XX |  | XX |  | 999.00 TN | XX |  | AW | HYDRAULIC ONLY PVLV | XX |  |  | XX
10581270 | UNKNOWN | NJHH-7-VCWP-14 | DRWTP-TRMT-OZNE PSU2 IN COOL PSRG /VALVE |  | NJBC | V | NJBC-BU-DRWTP-TRMT-OZNE | P203 | INSV | INST | HUSSAARM | 2013-10-13 | 213 CARRIAGE LANE | [5 empty] | HYDRAULIC | PRESSURE REGULATION | Y | XX |  |  | XX |  | XX | 0 PSI | 999.00 TN | XX |  | AW | HYDRAULIC ONLY PVLV | XX |  |  | XX
10581271 | UNKNOWN | NJHH-7-VCWP-15 | DRWTP-TRMT-OZNE PSU3 IN COOL PSRG /VALVE |  | NJBC | V | NJBC-BU-DRWTP-TRMT-OZNE | P203 | INSV | INST | HUSSAARM | 2013-10-13 | 213 CARRIAGE LANE | [5 empty] | HYDRAULIC | PRESSURE REGULATION | Y | XX |  |  | XX |  | XX |  | 999.00 TN | XX |  | AW | HYDRAULIC ONLY PVLV | XX |  |  | XX
10581272 | UNKNOWN | NJHH-7-VCWR-10 | DRWTP-TRMT-OZNE GEN1 COOL PRES /VALVE |  | NJBC | V | NJBC-BU-DRWTP-TRMT-OZNE | P203 | INSV | INST | HUSSAARM | 2013-10-13 | 213 CARRIAGE LANE | [5 empty] | HYDRAULIC | PRESSURE REGULATION | Y | XX |  |  | XX |  | XX |  | 999.00 TN | XX |  | AW | HYDRAULIC ONLY PVLV | XX |  |  | XX
10581273 | UNKNOWN | NJHH-7-VCWR-11 | DRWTP-TRMT-OZNE GEN2 COOL PRES /VALVE |  | NJBC | V | NJBC-BU-DRWTP-TRMT-OZNE | P203 | INSV | INST | HUSSAARM | 2013-10-13 | 213 CARRIAGE LANE | [5 empty] | HYDRAULIC | PRESSURE REGULATION | Y | XX |  |  | XX |  | XX | 0 PSI | 999.00 TN | XX |  | AW | HYDRAULIC ONLY PVLV | XX |  |  | XX
10581274 | UNKNOWN | NJHH-7-VCWR-12 | DRWTP-TRMT-OZNE GEN3 COOL PRES /VALVE |  | NJBC | V | NJBC-BU-DRWTP-TRMT-OZNE | P203 | INSV | INST | HUSSAARM | 2013-10-13 | 213 CARRIAGE LANE | [5 empty] | HYDRAULIC | PRESSURE REGULATION | Y | XX |  |  | XX |  | XX |  | 999.00 TN | XX |  | AW | HYDRAULIC ONLY PVLV | XX |  |  | XX
10581275 | UNKNOWN | NJHH-7-VAWS-10 | DRWTP-TRMT-FILT 1 AIR WSH MOTOR /VALVE |  | NJBC | V | NJBC-BU-DRWTP-TRMT-FILT | P203 | INSV | INST | HUSSAARM | 2013-10-13 | 213 CARRIAGE LANE | [5 empty] | ELECTRIC | IN PLANT | Y | XX |  |  | XX |  | XX |  | 999.00 TN | XX |  | AW | ELECTRIC MOTOR PVLV | XX |  |  | XX
10553181 | PRATT |  | OLDORCHARD BKWSH PMP2 SUCTBTRFLY /VALVE |  | NJBC | V | NJBC-CM-OLDOR | P203 | INSV | INST | HUSSAARM | 2013-10-13 | ROUTE 70 EAST AT OLD ORCHARD ROAD | [5 empty] | MANUAL | PUMP SUCTION | N | N | LAST | WORM | FLANGED | CAST IRON | OPEN |  | 999.00 TN | XX | N | AW | MANUAL PVLV | XX |  |  | 12
10547669 | US PIPE |  | PITMANIC Gate Before Flowmeter /Valve |  | NJBC | V | NJBC-GL-PITMA | P203 | INSV | INST | HUSSAARM | 2013-10-13 | 598 PITMAN RD | [5 empty] | MANUAL | ISOLATION | N | XX |  |  | XX |  | XX |  | 999.00 TN | XX |  | AW | MANUAL PVLV | XX |  |  | 4
10547671 | PRATT |  | PITMANIC BTRFLY AFT FLOMET /VALVE |  | NJBC | V | NJBC-GL-PITMA | P203 | INSV | INST | HUSSAARM | 2013-10-13 | 598 PITMAN RD |  | 30865-1 |  |  |  | MANUAL | ISOLATION | N | XX |  |  | XX |  | XX |  | 999.00 TN | XX |  | AW | MANUAL PVLV | XX |  |  | 4
10547673 | PRATT |  | PITMANIC FLOMET BYP BTRFLY /VALVE |  | NJBC | V | NJBC-GL-PITMA | P203 | INSV | INST | HUSSAARM | 2013-10-13 | 598 PITMAN RD |  | 30865-2 |  |  |  | MANUAL | ISOLATION | N | XX |  |  | XX |  | XX |  | 999.00 TN | XX |  | AW | MANUAL PVLV | XX |  |  | 6
10547674 | PRATT |  | HARRHEIC Flow Control - Mantua /Valve |  | NJBC | V | NJBC-GL-HARRH | P203 | INSV | INST | HUSSAARM | 2013-10-13 | 121 HELIG RD | [7 empty] | Y | XX |  |  | XX |  | XX |  | 999.00 TN | XX |  | AW | ELECTRIC MOTOR PVLV | XX |  |  | XX
10547676 | PRATT |  | HARRHEIC Flow Control - S Jersey /Valve |  | NJBC | V | NJBC-GL-HARRH | P203 | INSV | INST | HUSSAARM | 2013-10-13 | 121 HELIG RD | [7 empty] | Y | XX |  |  | XX |  | XX |  | 999.00 TN | XX |  | AW | ELECTRIC MOTOR PVLV | XX |  |  | XX
10547678 | UNKNOWN |  | HARRHEIC Suction Gate - S Jersey /Valve |  | NJBC | V | NJBC-GL-HARRH | P203 | INSV | INST | HUSSAARM | 2013-10-13 | 121 HELIG RD | [5 empty] | MANUAL | ISOLATION | N | XX |  |  | XX |  | XX |  | 999.00 TN | XX |  | AW | MANUAL PVLV | XX |  |  | 8
10547680 | UNKNOWN |  | HARRHEIC Suction Gate - Mantua /Valve |  | NJBC | V | NJBC-GL-HARRH | P203 | INSV | INST | HUSSAARM | 2013-10-13 | 121 HELIG RD | [5 empty] | MANUAL | ISOLATION | N | XX |  |  | XX |  | XX |  | 999.00 TN | XX |  | AW | MANUAL PVLV | XX |  |  | 8
10547682 | CLA-VAL |  | HARRHEIC PRS CTRL-MANTUA /VALVE |  | NJBC | V | NJBC-GL-HARRH | P203 | INSV | INST | HUSSAARM | 2013-10-13 | 121 HELIG RD | [7 empty] | Y | XX |  |  | XX |  | XX | 0 PSI | 999.00 TN | XX |  | AW | HYDRAULIC W-PILOTS PVLV | XX |  |  | XX
10547683 | CLA-VAL |  | HARRHEIC PRS CTRL-S JERSEY /VALVE |  | NJBC | V | NJBC-GL-HARRH | P203 | INSV | INST | HUSSAARM | 2013-10-13 | 121 HELIG RD | [7 empty] | Y | XX |  |  | XX |  | XX | 0 PSI | 999.00 TN | XX |  | AW | HYDRAULIC W-PILOTS PVLV | XX |  |  | XX
10547685 | VAL-MATIC |  | HARRHEIC Air Release - S Jersey /Valve |  | NJBC | V | NJBC-GL-HARRH | P203 | INSV | INST | HUSSAARM | 2013-10-13 | 121 HELIG RD | [7 empty] | Y | XX |  |  | XX |  | XX |  | 999.00 TN | XX |  | AW | HYDRAULIC ONLY PVLV | XX |  |  | XX
10547688 | VAL-MATIC |  | HARRHEIC Air Release - Mantua /Valve |  | NJBC | V | NJBC-GL-HARRH | P203 | INSV | INST | HUSSAARM | 2013-10-13 | 121 HELIG RD | [7 empty] | Y | XX |  |  | XX |  | XX |  | 999.00 TN | XX |  | AW | HYDRAULIC ONLY PVLV | XX |  |  | XX
10547691 | UNKNOWN |  | OTTERBROOK By Pass /Valve |  | NJBC | V | NJBC-CM-OTTER | P203 | INSV | INST | HUSSAARM | 2013-10-13 | 900 SAN JOSE DR | [7 empty] | Y | XX |  |  | XX |  | XX |  | 999.00 TN | XX |  | AW | ELECTRIC MOTOR PVLV | XX |  |  | XX
10547693 | UNKNOWN |  | OLDORCHARD CLARIF TK ISOL /VALVE |  | NJBC | V | NJBC-CM-OLDOR | P203 | INSV | INST | HUSSAARM | 2013-10-13 | ROUTE 70 EAST AT OLD ORCHARD ROAD | [5 empty] | MANUAL | ISOLATION | N | XX | LAST |  | XX |  | OPEN |  | 999.00 TN | XX |  | AW | MANUAL PVLV | XX |  |  | XX
10547695 | UNKNOWN |  | BROWNING Clarifier Tank Isolation /Valve |  | NJBC | V | NJBC-CM-BROWN | P203 | INSV | INST | HUSSAARM | 2013-10-13 | BROWINING LANE | [5 empty] | MANUAL | ISOLATION | N | XX |  |  | XX |  | XX | 0 PSI | 999.00 TN | XX |  | AW | MANUAL PVLV | XX |  |  | XX
10547698 | UNKNOWN |  | GIBBSSTA Clarifier Tank Isolation /Valve |  | NJBC | V | NJBC-CM-GBSTA | P203 | INSV | INST | HUSSAARM | 2013-10-13 | 1 LINDEN AVE | [5 empty] | MANUAL | ISOLATION | N | XX |  |  | XX |  | XX |  | 999.00 TN | XX |  | AW | MANUAL PVLV | XX |  |  | XX
10549201 | APCO |  | HADDONHTS FILT1 BACK END AIR REL /VALVE |  | NJBC | V | NJBC-CM-HAHTS | P203 | INSV | INST | HUSSAARM | 2013-10-13 | 614 W. Atlantic Ave | [7 empty] | Y | XX |  |  | XX |  | XX |  | 999.00 TN | XX |  | AW | HYDRAULIC ONLY PVLV | XX |  |  | XX
10549203 | APCO |  | HADDONHTS FILT1 FRNT END AIR REL /VALVE |  | NJBC | V | NJBC-CM-HAHTS | P203 | INSV | INST | HUSSAARM | 2013-10-13 | 614 W. Atlantic Ave | [7 empty] | Y | XX |  |  | XX |  | XX |  | 999.00 TN | XX |  | AW | HYDRAULIC ONLY PVLV | XX |  |  | XX
10549205 | APCO |  | HADDONHTS FILT2 BACK END AIR REL /VALVE |  | NJBC | V | NJBC-CM-HAHTS | P203 | INSV | INST | HUSSAARM | 2013-10-13 | 614 W. Atlantic Ave | [7 empty] | Y | XX |  |  | XX |  | XX |  | 999.00 TN | XX |  | AW | HYDRAULIC ONLY PVLV | XX |  |  | XX
10549209 | APCO |  | HADDONHTS FILT2 FRNT END AIR REL /VALVE |  | NJBC | V | NJBC-CM-HAHTS | P203 | INSV | INST | HUSSAARM | 2013-10-13 | 614 W. Atlantic Ave | [7 empty] | Y | XX |  |  | XX |  | XX |  | 999.00 TN | XX |  | AW | HYDRAULIC ONLY PVLV | XX |  |  | XX
10549212 | APCO |  | HADDONHTS FILT3 BACK END AIR REL /VALVE |  | NJBC | V | NJBC-CM-HAHTS | P203 | INSV | INST | HUSSAARM | 2013-10-13 | 614 W. Atlantic Ave | [7 empty] | Y | XX |  |  | XX |  | XX |  | 999.00 TN | XX |  | AW | HYDRAULIC ONLY PVLV | XX |  |  | XX
10549214 | APCO |  | HADDONHTS FILT3 FRNT END AIR REL /VALVE |  | NJBC | V | NJBC-CM-HAHTS | P203 | INSV | INST | HUSSAARM | 2013-10-13 | 614 W. Atlantic Ave | [7 empty] | Y | XX |  |  | XX |  | XX |  | 999.00 TN | XX |  | AW | HYDRAULIC ONLY PVLV | XX |  |  | XX
10549217 | APCO |  | HADDONHTS FILT4 BACK END AIR REL /VALVE |  | NJBC | V | NJBC-CM-HAHTS | P203 | INSV | INST | HUSSAARM | 2013-10-13 | 614 W. Atlantic Ave | [7 empty] | Y | XX |  |  | XX |  | XX |  | 999.00 TN | XX |  | AW | HYDRAULIC ONLY PVLV | XX |  |  | XX
10549221 | APCO |  | HADDONHTS FILT4 FRNT END AIR REL /VALVE |  | NJBC | V | NJBC-CM-HAHTS | P203 | INSV | INST | HUSSAARM | 2013-10-13 | 614 W. Atlantic Ave | [7 empty] | Y | XX |  |  | XX |  | XX |  | 999.00 TN | XX |  | AW | HYDRAULIC ONLY PVLV | XX |  |  | XX
10549224 | PRATT |  | HADDONHTS FILT1 BACKWSH BTRFLY /VALVE |  | NJBC | V | NJBC-CM-HAHTS | P203 | INSV | INST | HUSSAARM | 2013-10-13 | 614 W. Atlantic Ave | [7 empty] | Y | XX |  |  | XX |  | XX |  | 999.00 TN | XX |  | AW | ELECTRIC MOTOR PVLV | XX |  |  | XX
10549226 | PRATT |  | HADDONHTS FILT2 BACKWSH BTRFLY /VALVE |  | NJBC | V | NJBC-CM-HAHTS | P203 | INSV | INST | HUSSAARM | 2013-10-13 | 614 W. Atlantic Ave | [7 empty] | Y | XX |  |  | XX |  | XX |  | 999.00 TN | XX |  | AW | ELECTRIC MOTOR PVLV | XX |  |  | XX
10549229 | PRATT |  | HADDONHTS FILT3 BACKWSH BTRFLY /VALVE |  | NJBC | V | NJBC-CM-HAHTS | P203 | INSV | INST | HUSSAARM | 2013-10-13 | 614 W. Atlantic Ave | [7 empty] | Y | XX |  |  | XX |  | XX |  | 999.00 TN | XX |  | AW | ELECTRIC MOTOR PVLV | XX |  |  | XX
10549233 | PRATT |  | HADDONHTS FILT4 BACKWSH BTRFLY /VALVE |  | NJBC | V | NJBC-CM-HAHTS | P203 | INSV | INST | HUSSAARM | 2013-10-13 | 614 W. Atlantic Ave | [7 empty] | Y | XX |  |  | XX |  | XX |  | 999.00 TN | XX |  | AW | ELECTRIC MOTOR PVLV | XX |  |  | XX
10549237 | PRATT |  | HADDONHTS FILT1 WST BTRFLY /VALVE |  | NJBC | V | NJBC-CM-HAHTS | P203 | INSV | INST | HUSSAARM | 2013-10-13 | 614 W. Atlantic Ave | [7 empty] | Y | XX |  |  | XX |  | XX |  | 999.00 TN | XX |  | AW | ELECTRIC MOTOR PVLV | XX |  |  | XX
10549240 | PRATT |  | HADDONHTS FILT2 WST BTRFLY /VALVE |  | NJBC | V | NJBC-CM-HAHTS | P203 | INSV | INST | HUSSAARM | 2013-10-13 | 614 W. Atlantic Ave | [7 empty] | Y | XX |  |  | XX |  | XX |  | 999.00 TN | XX |  | AW | ELECTRIC MOTOR PVLV | XX |  |  | XX
10549243 | PRATT |  | HADDONHTS FILT3 WST BTRFLY /VALVE |  | NJBC | V | NJBC-CM-HAHTS | P203 | INSV | INST | HUSSAARM | 2013-10-13 | 614 W. Atlantic Ave | [7 empty] | Y | XX |  |  | XX |  | XX |  | 999.00 TN | XX |  | AW | ELECTRIC MOTOR PVLV | XX |  |  | XX
10549247 | PRATT |  | HADDONHTS FILT4 WST BTRFLY /VALVE |  | NJBC | V | NJBC-CM-HAHTS | P203 | INSV | INST | HUSSAARM | 2013-10-13 | 614 W. Atlantic Ave | [7 empty] | Y | XX |  |  | XX |  | XX |  | 999.00 TN | XX |  | AW | ELECTRIC MOTOR PVLV | XX |  |  | XX
10549250 | PRATT |  | HADDONHTS FILT1-4 DRAIN BTRFLY /VALVE |  | NJBC | V | NJBC-CM-HAHTS | P203 | INSV | INST | HUSSAARM | 2013-10-13 | 614 W. Atlantic Ave | [7 empty] | N | XX |  |  | XX |  | XX |  | 999.00 TN | XX |  | AW | MANUAL PVLV | XX |  |  | XX
10549253 | PRATT |  | HADDONHTS FILT1 DRAIN BTRFLY /VALVE |  | NJBC | V | NJBC-CM-HAHTS | P203 | INSV | INST | HUSSAARM | 2013-10-13 | 614 W. Atlantic Ave | [7 empty] | Y | XX |  |  | XX |  | XX |  | 999.00 TN | XX |  | AW | ELECTRIC MOTOR PVLV | XX |  |  | XX
10549257 | PRATT |  | HADDONHTS FILT2 DRAIN BTRFLY /VALVE |  | NJBC | V | NJBC-CM-HAHTS | P203 | INSV | INST | HUSSAARM | 2013-10-13 | 614 W. Atlantic Ave | [7 empty] | Y | XX |  |  | XX |  | XX |  | 999.00 TN | XX |  | AW | ELECTRIC MOTOR PVLV | XX |  |  | XX
10549260 | PRATT |  | HADDONHTS FILT3 DRAIN BTRFLY /VALVE |  | NJBC | V | NJBC-CM-HAHTS | P203 | INSV | INST | HUSSAARM | 2013-10-13 | 614 W. Atlantic Ave | [7 empty] | Y | XX |  |  | XX |  | XX |  | 999.00 TN | XX |  | AW | ELECTRIC MOTOR PVLV | XX |  |  | XX
10549264 | PRATT |  | HADDONHTS FILT4 DRAIN BTRFLY /VALVE |  | NJBC | V | NJBC-CM-HAHTS | P203 | INSV | INST | HUSSAARM | 2013-10-13 | 614 W. Atlantic Ave | [7 empty] | Y | XX |  |  | XX |  | XX |  | 999.00 TN | XX |  | AW | ELECTRIC MOTOR PVLV | XX |  |  | XX
10549267 | PRATT |  | HADDONHTS FILT1 EFF BTRFLY /VALVE |  | NJBC | V | NJBC-CM-HAHTS | P203 | INSV | INST | HUSSAARM | 2013-10-13 | 614 W. Atlantic Ave | [7 empty] | Y | XX |  |  | XX |  | XX |  | 999.00 TN | XX |  | AW | ELECTRIC MOTOR PVLV | XX |  |  | XX
10549269 | PRATT |  | HADDONHTS FILT1 EFF BTRFLY MAN /VALVE |  | NJBC | V | NJBC-CM-HAHTS | P203 | INSV | INST | HUSSAARM | 2013-10-13 | 614 W. Atlantic Ave | [5 empty] | MANUAL | RAW WATER | N | N | LAST | WORM | FLANGED | CAST IRON | OPEN |  | 999.00 TN | XX | N | AW | MANUAL PVLV | XX |  |  | 8
10549274 | PRATT |  | HADDONHTS FILT2 EFF BTRFLY /VALVE |  | NJBC | V | NJBC-CM-HAHTS | P203 | INSV | INST | HUSSAARM | 2013-10-13 | 614 W. Atlantic Ave | [7 empty] | Y | XX |  |  | XX |  | XX |  | 999.00 TN | XX |  | AW | ELECTRIC MOTOR PVLV | XX |  |  | XX
10549279 | PRATT |  | HADDONHTS FILT2 EFF BTRFLY MAN /VALVE |  | NJBC | V | NJBC-CM-HAHTS | P203 | INSV | INST | HUSSAARM | 2013-10-13 | 614 W. Atlantic Ave | [5 empty] | MANUAL | RAW WATER | N | N | LAST | WORM | FLANGED | CAST IRON | OPEN |  | 999.00 TN | XX | N | AW | MANUAL PVLV | XX |  |  | 8
10549282 | PRATT |  | HADDONHTS FILT3 EFF BTRFLY /VALVE |  | NJBC | V | NJBC-CM-HAHTS | P203 | INSV | INST | HUSSAARM | 2013-10-13 | 614 W. Atlantic Ave | [7 empty] | Y | XX |  |  | XX |  | XX |  | 999.00 TN | XX |  | AW | ELECTRIC MOTOR PVLV | XX |  |  | XX
10549285 | PRATT |  | HADDONHTS FILT3 EFF BTRFLY MAN /VALVE |  | NJBC | V | NJBC-CM-HAHTS | P203 | INSV | INST | HUSSAARM | 2013-10-13 | 614 W. Atlantic Ave | [5 empty] | MANUAL | RAW WATER | N | N | LAST | WORM | FLANGED | CAST IRON | OPEN |  | 999.00 TN | XX | N | AW | MANUAL PVLV | XX |  |  | 8
10549290 | PRATT |  | HADDONHTS FILT4 EFF BTRFLY /VALVE |  | NJBC | V | NJBC-CM-HAHTS | P203 | INSV | INST | HUSSAARM | 2013-10-13 | 614 W. Atlantic Ave | [7 empty] | Y | XX |  |  | XX |  | XX |  | 999.00 TN | XX |  | AW | ELECTRIC MOTOR PVLV | XX |  |  | XX
10546192 | VAL-MATIC |  | WDEPTPRKIC BSTPMP1 DISCHRG CHK /VALVE |  | NJBC | V | NJBC-GL-WDEPT | P203 | INSV | INST | HUSSAARM | 2013-10-13 | 901 DANTE CT | [7 empty] | Y | XX |  |  | XX |  | XX |  | 999.00 TN | XX |  | AW | HYDRAULIC ONLY PVLV | XX |  |  | XX
10546194 | VAL-MATIC |  | WDEPTPRKIC BSTPMP2 DISCHRG CHK /VALVE |  | NJBC | V | NJBC-GL-WDEPT | P203 | INSV | INST | HUSSAARM | 2013-10-13 | 901 DANTE CT | [7 empty] | Y | XX |  |  | XX |  | XX |  | 999.00 TN | XX |  | AW | HYDRAULIC ONLY PVLV | XX |  |  | XX
10546196 | VAL-MATIC |  | WDEPTPRKIC Bypass Check /Valve |  | NJBC | V | NJBC-GL-WDEPT | P203 | INSV | INST | HUSSAARM | 2013-10-13 | 901 DANTE CT | [7 empty] | Y | XX |  |  | XX |  | XX |  | 999.00 TN | XX |  | AW | HYDRAULIC ONLY PVLV | XX |  |  | XX
10546198 | PRATT |  | WDEPTPRKIC STA DISCHRGFLW CTRL /VALVE |  | NJBC | V | NJBC-GL-WDEPT | P203 | INSV | INST | HUSSAARM | 2013-10-13 | 901 DANTE CT | [7 empty] | Y | XX |  |  | XX |  | XX |  | 999.00 TN | XX |  | AW | ELECTRIC MOTOR PVLV | XX |  |  | XX
10546199 | PRATT |  | WDEPTPRKIC BSTPMP1 SUCTBTRFLY /VALVE |  | NJBC | V | NJBC-GL-WDEPT | P203 | INSV | INST | HUSSAARM | 2013-10-13 | 901 DANTE CT | [5 empty] | MANUAL | ISOLATION | N | XX |  |  | XX |  | XX |  | 999.00 TN | XX |  | AW | MANUAL PVLV | XX |  |  | 10
10547601 | PRATT |  | WDEPTPRKIC BTRFLY AFT FLOMET /VALVE |  | NJBC | V | NJBC-GL-WDEPT | P203 | INSV | INST | HUSSAARM | 2013-10-13 | 901 DANTE CT | [5 empty] | MANUAL | ISOLATION | N | XX |  |  | XX |  | XX |  | 999.00 TN | XX |  | AW | MANUAL PVLV | 150 |  |  | 4
10547603 | PRATT |  | WDEPTPRKIC Flow Meter Bypass /Valve |  | NJBC | V | NJBC-GL-WDEPT | P203 | INSV | INST | HUSSAARM | 2013-10-13 | 901 DANTE CT | [5 empty] | MANUAL | ISOLATION | N | XX |  |  | XX |  | XX |  | 999.00 TN | XX |  | AW | MANUAL PVLV | 150 |  |  | 6
10547605 | PRATT |  | WDEPTPRKIC BSTPMP1 DISCHRGBTRFLY /VALVE |  | NJBC | V | NJBC-GL-WDEPT | P203 | INSV | INST | HUSSAARM | 2013-10-13 | 901 DANTE CT | [5 empty] | MANUAL | ISOLATION | N | XX |  |  | XX |  | XX |  | 999.00 TN | XX |  | AW | MANUAL PVLV | 150 |  |  | 10
10547607 | PRATT |  | WDEPTPRKIC BSTPMP2 SUCTBTRFLY /VALVE |  | NJBC | V | NJBC-GL-WDEPT | P203 | INSV | INST | HUSSAARM | 2013-10-13 | 901 DANTE CT | [5 empty] | MANUAL | ISOLATION | N | XX |  |  | XX |  | XX |  | 999.00 TN | XX |  | AW | MANUAL PVLV | 150 |  |  | 10
10547608 | PRATT |  | WOODBURY BTRFLY ON BYP 4 HGTS /VALVE |  | NJBC | V | NJBC-GL-WOODB | P203 | INSV | INST | HUSSAARM | 2013-10-13 | 770 Clearview Ave | [5 empty] | MANUAL | ISOLATION | N | XX |  |  | XX |  | XX |  | 999.00 TN | XX |  | AW | MANUAL PVLV | 150 |  |  | 4
10547610 | PRATT |  | WDEPTPRKIC PRSREL SUCTSIDE BTRFLY /VALVE |  | NJBC | V | NJBC-GL-WDEPT | P203 | INSV | INST | HUSSAARM | 2013-10-13 | 901 DANTE CT | [5 empty] | MANUAL | ISOLATION | N | XX |  |  | XX |  | XX |  | 999.00 TN | XX |  | AW | MANUAL PVLV | 150 |  |  | 6
10547612 | PRATT |  | WDEPTPRKIC Pressure Relief Valc/Valve |  | NJBC | V | NJBC-GL-WDEPT | P203 | INSV | INST | HUSSAARM | 2013-10-13 | 901 DANTE CT | [5 empty] | MANUAL | ISOLATION | N | XX |  |  | XX |  | XX |  | 999.00 TN | XX |  | AW | MANUAL PVLV | 150 |  |  | 6
10547614 | PRATT |  | WDEPTPRKIC Bypass Suction Side /Valve |  | NJBC | V | NJBC-GL-WDEPT | P203 | INSV | INST | HUSSAARM | 2013-10-13 | 901 DANTE CT | [5 empty] | MANUAL | ISOLATION | N | XX |  |  | XX |  | XX |  | 999.00 TN | XX |  | AW | MANUAL PVLV | 150 |  |  | 8
10547616 | PRATT |  | WDEPTPRKIC Bypass Discharge Side /Valve |  | NJBC | V | NJBC-GL-WDEPT | P203 | INSV | INST | HUSSAARM | 2013-10-13 | 901 DANTE CT | [5 empty] | MANUAL | ISOLATION | N | XX |  |  | XX |  | XX |  | 999.00 TN | XX |  | AW | MANUAL PVLV | 150 |  |  | 8
10547617 | US PIPE |  | WDEPTPRKIC Gate Before Flowmeter /Valve |  | NJBC | V | NJBC-GL-WDEPT | P203 | INSV | INST | HUSSAARM | 2013-10-13 | 901 DANTE CT | [5 empty] | MANUAL | ISOLATION | N | XX |  |  | XX |  | XX |  | 999.00 TN | XX |  | AW | MANUAL PVLV | XX |  |  | 4
10547619 | CLA-VAL |  | WDEPTPRKIC Pressure Reducing /Valve |  | NJBC | V | NJBC-GL-WDEPT | P203 | INSV | INST | HUSSAARM | 2013-10-13 | 901 DANTE CT | [7 empty] | Y | XX |  |  | XX |  | XX | 0 PSI | 999.00 TN | XX |  | AW | HYDRAULIC W-PILOTS PVLV | XX |  |  | XX
10547621 | CLA-VAL |  | WDEPTPRKIC Pressure Relief /Valve |  | NJBC | V | NJBC-GL-WDEPT | P203 | INSV | INST | HUSSAARM | 2013-10-13 | 901 DANTE CT | [7 empty] | Y | XX |  |  | XX |  | XX |  | 999.00 TN | XX |  | AW | HYDRAULIC ONLY PVLV | XX |  |  | XX
10547623 | VAL-MATIC |  | EGREENHAIC BSTPMP1 DISCHRG CHK /VALVE |  | NJBC | V | NJBC-GL-EGHIC | P203 | INSV | INST | HUSSAARM | 2013-10-13 | 208 Harrison Ave | [7 empty] | Y | XX |  |  | XX |  | XX |  | 999.00 TN | XX |  | AW | HYDRAULIC ONLY PVLV | XX |  |  | XX
10547624 | VAL-MATIC |  | EGREENHAIC BSTPMP2 DISCHRG CHK /VALVE |  | NJBC | V | NJBC-GL-EGHIC | P203 | INSV | INST | HUSSAARM | 2013-10-13 | 208 Harrison Ave | [7 empty] | Y | XX |  |  | XX |  | XX |  | 999.00 TN | XX |  | AW | HYDRAULIC ONLY PVLV | XX |  |  | XX
10547626 | VAL-MATIC |  | EGREENHAIC PMPDISCHRG HDER AIRREL /VALVE |  | NJBC | V | NJBC-GL-EGHIC | P203 | INSV | INST | HUSSAARM | 2013-10-13 | 208 Harrison Ave | [7 empty] | Y | XX |  |  | XX |  | XX |  | 999.00 TN | XX |  | AW | HYDRAULIC ONLY PVLV | XX |  |  | XX
10547628 | PRATT |  | EGREENHAIC BSTPMP1 SUCTBTRFLY /VALVE |  | NJBC | V | NJBC-GL-EGHIC | P203 | INSV | INST | HUSSAARM | 2013-10-13 | 208 Harrison Ave |  | 414392-2-3 |  |  |  | MANUAL | ISOLATION | N | XX |  |  | XX |  | XX |  | 999.00 TN | XX |  | AW | MANUAL PVLV | XX |  |  | 8
10547630 | PRATT |  | EGREENHAIC BSTPMP1 DISCHRGBTRFLY /VALVE |  | NJBC | V | NJBC-GL-EGHIC | P203 | INSV | INST | HUSSAARM | 2013-10-13 | 208 Harrison Ave |  | 414392-2-3 |  |  |  | MANUAL | ISOLATION | N | XX |  |  | XX |  | XX |  | 999.00 TN | XX |  | AW | MANUAL PVLV | XX |  |  | 8
10547631 | PRATT |  | EGREENHAIC BSTPMP2 SUCTBTRFLY /VALVE |  | NJBC | V | NJBC-GL-EGHIC | P203 | INSV | INST | HUSSAARM | 2013-10-13 | 208 Harrison Ave |  | 414392-2-3 |  |  |  | MANUAL | ISOLATION | N | XX |  |  | XX |  | XX |  | 999.00 TN | XX |  | AW | MANUAL PVLV | XX |  |  | 8
10547633 | PRATT |  | EGREENHAIC BSTPMP2 DISCHRGBTRFLY /VALVE |  | NJBC | V | NJBC-GL-EGHIC | P203 | INSV | INST | HUSSAARM | 2013-10-13 | 208 Harrison Ave |  | 414392-2-3 |  |  |  | MANUAL | ISOLATION | N | XX |  |  | XX |  | XX |  | 999.00 TN | XX |  | AW | MANUAL PVLV | XX |  |  | 8
10547635 | PRATT |  | EGREENHAIC PRSREL SUCT SIDEBTRFLY /VALVE |  | NJBC | V | NJBC-GL-EGHIC | P203 | INSV | INST | HUSSAARM | 2013-10-13 | 208 Harrison Ave |  | 414392-4-HP |  |  |  | MANUAL | ISOLATION | N | XX |  |  | XX |  | XX |  | 999.00 TN | XX |  | AW | MANUAL PVLV | XX |  |  | 6
10547637 | PRATT |  | EGREENHAIC Pressure Relief Val/Valve |  | NJBC | V | NJBC-GL-EGHIC | P203 | INSV | INST | HUSSAARM | 2013-10-13 | 208 Harrison Ave |  | 414392-4-HP |  |  |  | MANUAL | ISOLATION | N | XX |  |  | XX |  | XX |  | 999.00 TN | XX |  | AW | MANUAL PVLV | XX |  |  | 6
10547638 | PRATT |  | EGREENUNIC FLW CTRL1 DISCHRG /VALVE |  | NJBC | V | NJBC-GL-EGUIC | P203 | INSV | INST | HUSSAARM | 2013-10-13 | 822 MIDDLESBOROUGH WAY |  | 966690-1-1HP | [5 empty] | Y | XX |  |  | XX |  | XX |  | 999.00 TN | XX |  | AW | ELECTRIC MOTOR PVLV | XX |  |  | XX
10547640 | UNKNOWN |  | EGREENUNIC Suction Gate (active) /Valve |  | NJBC | V | NJBC-GL-EGUIC | P203 | INSV | INST | HUSSAARM | 2013-10-13 | 822 MIDDLESBOROUGH WAY | [5 empty] | MANUAL | ISOLATION | N | XX |  |  | XX |  | XX |  | 999.00 TN | XX |  | AW | MANUAL PVLV | XX |  |  | 8
10547642 | UNKNOWN |  | EGREENUNIC SUCT GT INACTIV /VALVE |  | NJBC | V | NJBC-GL-EGUIC | P203 | INSV | INST | HUSSAARM | 2013-10-13 | 822 MIDDLESBOROUGH WAY | [5 empty] | MANUAL | ISOLATION | N | XX |  |  | XX |  | XX |  | 999.00 TN | XX |  | AW | MANUAL PVLV | XX |  |  | 8
10547644 | CLA-VAL |  | EGREENUNIC Pressure Reducing /Valve |  | NJBC | V | NJBC-GL-EGUIC | P203 | INSV | INST | HUSSAARM | 2013-10-13 | 822 MIDDLESBOROUGH WAY | [7 empty] | Y | XX |  |  | XX |  | XX | 0 PSI | 999.00 TN | XX |  | AW | HYDRAULIC W-PILOTS PVLV | XX |  |  | XX
10547646 | VAL-MATIC |  | EGREENUNIC Air Release /Valve |  | NJBC | V | NJBC-GL-EGUIC | P203 | INSV | INST | HUSSAARM | 2013-10-13 | 822 MIDDLESBOROUGH WAY | [7 empty] | Y | XX |  |  | XX |  | XX |  | 999.00 TN | XX |  | AW | HYDRAULIC ONLY PVLV | XX |  |  | XX
10547647 | PRATT |  | PITMANIC Discharge Flow Control /Valve |  | NJBC | V | NJBC-GL-PITMA | P203 | INSV | INST | HUSSAARM | 2013-10-13 | 598 PITMAN RD | [7 empty] | Y | XX |  |  | XX |  | XX | 0 PSI | 999.00 TN | XX |  | AW | HYDRAULIC W-PILOTS PVLV | XX |  |  | XX
10547649 | CLA-VAL |  | PITMANIC Pressure Relief /Valve |  | NJBC | V | NJBC-GL-PITMA | P203 | INSV | INST | HUSSAARM | 2013-10-13 | 598 PITMAN RD | [7 empty] | Y | XX |  |  | XX |  | XX |  | 999.00 TN | XX |  | AW | HYDRAULIC ONLY PVLV | XX |  |  | XX
10547651 | VAL-MATIC |  | PITMANIC BSTPMP1 DISCHRG CHK /VALVE |  | NJBC | V | NJBC-GL-PITMA | P203 | INSV | INST | HUSSAARM | 2013-10-13 | 598 PITMAN RD | [7 empty] | Y | XX |  |  | XX |  | XX |  | 999.00 TN | XX |  | AW | HYDRAULIC ONLY PVLV | XX |  |  | XX
10547653 | VAL-MATIC |  | PITMANIC BSTPMP2 DISCHRG CHK /VALVE |  | NJBC | V | NJBC-GL-PITMA | P203 | INSV | INST | HUSSAARM | 2013-10-13 | 598 PITMAN RD | [7 empty] | Y | XX |  |  | XX |  | XX |  | 999.00 TN | XX |  | AW | HYDRAULIC ONLY PVLV | XX |  |  | XX
10547655 | PRATT |  | PITMANIC DISCHRGFLW CTRL2 /VALVE |  | NJBC | V | NJBC-GL-PITMA | P203 | INSV | INST | HUSSAARM | 2013-10-13 | 598 PITMAN RD |  | 30865-6 | [5 empty] | Y | XX |  |  | XX |  | XX |  | 999.00 TN | XX |  | AW | ELECTRIC MOTOR PVLV | XX |  |  | XX
10547656 | PRATT |  | PITMANIC Suction Butterfly /Valve |  | NJBC | V | NJBC-GL-PITMA | P203 | INSV | INST | HUSSAARM | 2013-10-13 | 598 PITMAN RD |  | 30865-5 | [5 empty] | Y | XX |  |  | XX |  | XX |  | 999.00 TN | XX |  | AW | ELECTRIC MOTOR PVLV | XX |  |  | XX
10547658 | PRATT |  | PITMANIC BSTPMP1 SUCTBTRFLY /VALVE |  | NJBC | V | NJBC-GL-PITMA | P203 | INSV | INST | HUSSAARM | 2013-10-13 | 598 PITMAN RD |  | 30865-4 |  |  |  | MANUAL | ISOLATION | N | XX |  |  | XX |  | XX |  | 999.00 TN | XX |  | AW | MANUAL PVLV | XX |  |  | 8
10547660 | PRATT |  | PITMANIC BSTPMP1 DISCHRGBTRFLY /VALVE |  | NJBC | V | NJBC-GL-PITMA | P203 | INSV | INST | HUSSAARM | 2013-10-13 | 598 PITMAN RD |  | 30892-3 |  |  |  | MANUAL | ISOLATION | N | XX |  |  | XX |  | XX |  | 999.00 TN | XX |  | AW | MANUAL PVLV | XX |  |  | 8
10547662 | PRATT |  | PITMANIC BSTPMP2 SUCTBTRFLY /VALVE |  | NJBC | V | NJBC-GL-PITMA | P203 | INSV | INST | HUSSAARM | 2013-10-13 | 598 PITMAN RD |  | 30865-4 |  |  |  | MANUAL | ISOLATION | N | XX |  |  | XX |  | XX |  | 999.00 TN | XX |  | AW | MANUAL PVLV | XX |  |  | 8
10547664 | PRATT |  | PITMANIC BSTPMP2 DISCHRGBTRFLY /VALVE |  | NJBC | V | NJBC-GL-PITMA | P203 | INSV | INST | HUSSAARM | 2013-10-13 | 598 PITMAN RD |  | 30892-3 |  |  |  | MANUAL | ISOLATION | N | XX |  |  | XX |  | XX |  | 999.00 TN | XX |  | AW | MANUAL PVLV | XX |  |  | 8
10547666 | PRATT |  | PITMANIC CLA VAL SUCT SIDE BTRFLY /VALVE |  | NJBC | V | NJBC-GL-PITMA | P203 | INSV | INST | HUSSAARM | 2013-10-13 | 598 PITMAN RD |  | 30862-2 |  |  |  | MANUAL | ISOLATION | N | XX |  |  | XX |  | XX |  | 999.00 TN | XX |  | AW | MANUAL PVLV | XX |  |  | 6
10547667 | PRATT |  | PITMANIC CLA DISCHRG SIDE BTRFLY /VALVE |  | NJBC | V | NJBC-GL-PITMA | P203 | INSV | INST | HUSSAARM | 2013-10-13 | 598 PITMAN RD |  | 30862-2 |  |  |  | MANUAL | ISOLATION | N | XX |  |  | XX |  | XX |  | 999.00 TN | XX |  | AW | MANUAL PVLV | XX |  |  | 6
10549294 | PRATT |  | HADDONHTS FILT4 EFF BTRFLY MAN /VALVE |  | NJBC | V | NJBC-CM-HAHTS | P203 | INSV | INST | HUSSAARM | 2013-10-13 | 614 W. Atlantic Ave | [5 empty] | MANUAL | RAW WATER | N | N | LAST | WORM | FLANGED | CAST IRON | OPEN |  | 999.00 TN | XX | N | AW | MANUAL PVLV | XX |  |  | 8
10551805 | UNKNOWN |  | OTTERBRK SUPERNAT PMP2 DISCHRG GT /VALVE |  | NJBC | V | NJBC-CM-OTTER | P203 | INSV | INST | HUSSAARM | 2013-10-13 | 900 SAN JOSE DR | [5 empty] | MANUAL | PUMP DISCHARGE | N | N | LAST |  | FLANGED | CAST IRON | OPEN |  | 999.00 TN | XX | N | AW | MANUAL PVLV | XX |  |  | 4
10551808 | UNKNOWN |  | OTTERBRK SUPERNAT PMP1 CHK /VALVE |  | NJBC | V | NJBC-CM-OTTER | P203 | INSV | INST | HUSSAARM | 2013-10-13 | 900 SAN JOSE DR | [7 empty] | Y | XX |  |  | XX |  | XX |  | 999.00 TN | XX |  | AW | HYDRAULIC ONLY PVLV | XX |  |  | XX
10551814 | UNKNOWN |  | OTTERBRK SUPERNAT PMP2 CHK /VALVE |  | NJBC | V | NJBC-CM-OTTER | P203 | INSV | INST | HUSSAARM | 2013-10-13 | 900 SAN JOSE DR | [7 empty] | Y | XX |  |  | XX |  | XX |  | 999.00 TN | XX |  | AW | HYDRAULIC ONLY PVLV | XX |  |  | XX
10551820 | APCO |  | OTTERBRK SUPERNAT PMP1 AIR REL /VALVE |  | NJBC | V | NJBC-CM-OTTER | P203 | INSV | INST | HUSSAARM | 2013-10-13 | 900 SAN JOSE DR | [7 empty] | Y | XX |  |  | XX |  | XX |  | 999.00 TN | XX |  | AW | HYDRAULIC ONLY PVLV | XX |  |  | XX
10551826 | APCO |  | OTTERBRK SUPERNAT PMP2 AIR REL /VALVE |  | NJBC | V | NJBC-CM-OTTER | P203 | INSV | INST | HUSSAARM | 2013-10-13 | 900 SAN JOSE DR | [7 empty] | Y | XX |  |  | XX |  | XX |  | 999.00 TN | XX |  | AW | HYDRAULIC ONLY PVLV | XX |  |  | XX
10551831 | APCO |  | OTTERBROOK Filter #1 Air Release /Valve |  | NJBC | V | NJBC-CM-OTTER | P203 | INSV | INST | HUSSAARM | 2013-10-13 | 900 SAN JOSE DR | [7 empty] | Y | XX |  |  | XX |  | XX |  | 999.00 TN | XX |  | AW | HYDRAULIC ONLY PVLV | XX |  |  | XX
10551836 | APCO |  | OTTERBROOK Filter #2 Air Release /Valve |  | NJBC | V | NJBC-CM-OTTER | P203 | INSV | INST | HUSSAARM | 2013-10-13 | 900 SAN JOSE DR | [7 empty] | Y | XX |  |  | XX |  | XX |  | 999.00 TN | XX |  | AW | HYDRAULIC ONLY PVLV | XX |  |  | XX
10551840 | APCO |  | OTTERBROOK Filter #3 Air Release /Valve |  | NJBC | V | NJBC-CM-OTTER | P203 | INSV | INST | HUSSAARM | 2013-10-13 | 900 SAN JOSE DR | [7 empty] | Y | XX |  |  | XX |  | XX |  | 999.00 TN | XX |  | AW | HYDRAULIC ONLY PVLV | XX |  |  | XX
10551846 | APCO |  | OLDORCHARD FILT1 BACK END AIR REL /VALVE |  | NJBC | V | NJBC-CM-OLDOR | P203 | INSV | INST | HUSSAARM | 2013-10-13 | ROUTE 70 EAST AT OLD ORCHARD ROAD | [7 empty] | Y | XX |  |  | XX |  | XX |  | 999.00 TN | XX |  | AW | HYDRAULIC ONLY PVLV | XX |  |  | XX
10551851 | APCO |  | OLDORCHARD FILT1 FRNT END AIR REL /VALVE |  | NJBC | V | NJBC-CM-OLDOR | P203 | INSV | INST | HUSSAARM | 2013-10-13 | ROUTE 70 EAST AT OLD ORCHARD ROAD | [7 empty] | Y | XX |  |  | XX |  | XX |  | 999.00 TN | XX |  | AW | HYDRAULIC ONLY PVLV | XX |  |  | XX
10551856 | APCO |  | OLDORCHARD FILT2 BACK END AIR REL /VALVE |  | NJBC | V | NJBC-CM-OLDOR | P203 | INSV | INST | HUSSAARM | 2013-10-13 | ROUTE 70 EAST AT OLD ORCHARD ROAD | [7 empty] | Y | XX |  |  | XX |  | XX |  | 999.00 TN | XX |  | AW | HYDRAULIC ONLY PVLV | XX |  |  | XX
10551862 | APCO |  | OLDORCHARD FILT2 FRNT END AIR REL /VALVE |  | NJBC | V | NJBC-CM-OLDOR | P203 | INSV | INST | HUSSAARM | 2013-10-13 | ROUTE 70 EAST AT OLD ORCHARD ROAD | [7 empty] | Y | XX |  |  | XX |  | XX |  | 999.00 TN | XX |  | AW | HYDRAULIC ONLY PVLV | XX |  |  | XX
10551867 | APCO |  | OLDORCHARD FILT3 BACK END AIR REL /VALVE |  | NJBC | V | NJBC-CM-OLDOR | P203 | INSV | INST | HUSSAARM | 2013-10-13 | ROUTE 70 EAST AT OLD ORCHARD ROAD | [7 empty] | Y | XX |  |  | XX |  | XX |  | 999.00 TN | XX |  | AW | HYDRAULIC ONLY PVLV | XX |  |  | XX
10551874 | APCO |  | OLDORCHARD FILT3 FRNT END AIR REL /VALVE |  | NJBC | V | NJBC-CM-OLDOR | P203 | INSV | INST | HUSSAARM | 2013-10-13 | ROUTE 70 EAST AT OLD ORCHARD ROAD | [7 empty] | Y | XX |  |  | XX |  | XX |  | 999.00 TN | XX |  | AW | HYDRAULIC ONLY PVLV | XX |  |  | XX
10551881 | APCO |  | OLDORCHARD FILT4 BACK END AIR REL /VALVE |  | NJBC | V | NJBC-CM-OLDOR | P203 | INSV | INST | HUSSAARM | 2013-10-13 | ROUTE 70 EAST AT OLD ORCHARD ROAD | [7 empty] | Y | XX |  |  | XX |  | XX |  | 999.00 TN | XX |  | AW | HYDRAULIC ONLY PVLV | XX |  |  | XX
10551886 | APCO |  | OLDORCHARD FILT4 FRNT END AIR REL /VALVE |  | NJBC | V | NJBC-CM-OLDOR | P203 | INSV | INST | HUSSAARM | 2013-10-13 | ROUTE 70 EAST AT OLD ORCHARD ROAD | [7 empty] | Y | XX |  |  | XX |  | XX |  | 999.00 TN | XX |  | AW | HYDRAULIC ONLY PVLV | XX |  |  | XX
10551892 | PRATT |  | OLDORCHARD FILT1 BKWSH BTRFLY /VALVE |  | NJBC | V | NJBC-CM-OLDOR | P203 | INSV | INST | HUSSAARM | 2013-10-13 | ROUTE 70 EAST AT OLD ORCHARD ROAD | [7 empty] | Y | XX |  |  | XX |  | XX |  | 999.00 TN | XX |  | AW | ELECTRIC MOTOR PVLV | XX |  |  | XX
10551898 | PRATT |  | OLDORCHARD FILT2 BKWSH BTRFLY /VALVE |  | NJBC | V | NJBC-CM-OLDOR | P203 | INSV | INST | HUSSAARM | 2013-10-13 | ROUTE 70 EAST AT OLD ORCHARD ROAD | [7 empty] | Y | XX |  |  | XX |  | XX |  | 999.00 TN | XX |  | AW | ELECTRIC MOTOR PVLV | XX |  |  | XX
10552605 | PRATT |  | OLDORCHARD FILT3 BKWSH BTRFLY /VALVE |  | NJBC | V | NJBC-CM-OLDOR | P203 | INSV | INST | HUSSAARM | 2013-10-13 | ROUTE 70 EAST AT OLD ORCHARD ROAD | [7 empty] | Y | XX |  |  | XX |  | XX |  | 999.00 TN | XX |  | AW | ELECTRIC MOTOR PVLV | XX |  |  | XX
10552613 | PRATT |  | OLDORCHARD FILT4 BKWSH BTRFLY /VALVE |  | NJBC | V | NJBC-CM-OLDOR | P203 | INSV | INST | HUSSAARM | 2013-10-13 | ROUTE 70 EAST AT OLD ORCHARD ROAD | [7 empty] | Y | XX |  |  | XX |  | XX |  | 999.00 TN | XX |  | AW | ELECTRIC MOTOR PVLV | XX |  |  | XX
10552619 | PRATT |  | OLDORCHARD BKWSH PMP1 DISCHRG CHK /VALVE |  | NJBC | V | NJBC-CM-OLDOR | P203 | INSV | INST | HUSSAARM | 2013-10-13 | ROUTE 70 EAST AT OLD ORCHARD ROAD | [7 empty] | Y | XX |  |  | XX |  | XX |  | 999.00 TN | XX |  | AW | HYDRAULIC ONLY PVLV | XX |  |  | XX
10552625 | PRATT |  | OLDORCHARD BKWSH PMP2 DISCHRG CHK /VALVE |  | NJBC | V | NJBC-CM-OLDOR | P203 | INSV | INST | HUSSAARM | 2013-10-13 | ROUTE 70 EAST AT OLD ORCHARD ROAD | [7 empty] | Y | XX |  |  | XX |  | XX |  | 999.00 TN | XX |  | AW | HYDRAULIC ONLY PVLV | XX |  |  | XX
10552632 | PRATT |  | OLDORCHARD HS PMP1 DISCHRG CHK /VALVE |  | NJBC | V | NJBC-CM-OLDOR | P203 | INSV | INST | HUSSAARM | 2013-10-13 | ROUTE 70 EAST AT OLD ORCHARD ROAD | [7 empty] | Y | XX |  |  | XX |  | XX |  | 999.00 TN | XX |  | AW | HYDRAULIC ONLY PVLV | XX |  |  | XX
10552637 | PRATT |  | OLDORCHARD HS PMP2 DISCHRG CHK /VALVE |  | NJBC | V | NJBC-CM-OLDOR | P203 | INSV | INST | HUSSAARM | 2013-10-13 | ROUTE 70 EAST AT OLD ORCHARD ROAD | [7 empty] | Y | XX |  |  | XX |  | XX |  | 999.00 TN | XX |  | AW | HYDRAULIC ONLY PVLV | XX |  |  | XX
10552644 | PRATT |  | OLDORCHARD HS PMP3 DISCHRG CHK /VALVE |  | NJBC | V | NJBC-CM-OLDOR | P203 | INSV | INST | HUSSAARM | 2013-10-13 | ROUTE 70 EAST AT OLD ORCHARD ROAD | [7 empty] | Y | XX |  |  | XX |  | XX |  | 999.00 TN | XX |  | AW | HYDRAULIC ONLY PVLV | XX |  |  | XX
10552650 | PRATT |  | OLDORCHARD FILT1 DRAIN BTRFLY /VALVE |  | NJBC | V | NJBC-CM-OLDOR | P203 | INSV | INST | HUSSAARM | 2013-10-13 | ROUTE 70 EAST AT OLD ORCHARD ROAD | [7 empty] | Y | XX |  |  | XX |  | XX |  | 999.00 TN | XX |  | AW | ELECTRIC MOTOR PVLV | XX |  |  | XX
10552658 | PRATT |  | OLDORCHARD FILT2 DRAIN BTRFLY /VALVE |  | NJBC | V | NJBC-CM-OLDOR | P203 | INSV | INST | HUSSAARM | 2013-10-13 | ROUTE 70 EAST AT OLD ORCHARD ROAD | [7 empty] | Y | XX |  |  | XX |  | XX |  | 999.00 TN | XX |  | AW | ELECTRIC MOTOR PVLV | XX |  |  | XX
10552666 | PRATT |  | OLDORCHARD FILT3 DRAIN BTRFLY /VALVE |  | NJBC | V | NJBC-CM-OLDOR | P203 | INSV | INST | HUSSAARM | 2013-10-13 | ROUTE 70 EAST AT OLD ORCHARD ROAD | [7 empty] | Y | XX |  |  | XX |  | XX |  | 999.00 TN | XX |  | AW | ELECTRIC MOTOR PVLV | XX |  |  | XX
10552673 | PRATT |  | OLDORCHARD FILT4 DRAIN BTRFLY /VALVE |  | NJBC | V | NJBC-CM-OLDOR | P203 | INSV | INST | HUSSAARM | 2013-10-13 | ROUTE 70 EAST AT OLD ORCHARD ROAD | [7 empty] | Y | XX |  |  | XX |  | XX |  | 999.00 TN | XX |  | AW | ELECTRIC MOTOR PVLV | XX |  |  | XX
10552680 | PRATT |  | OLDORCHARD FILT1 EFF BTRFLY /VALVE |  | NJBC | V | NJBC-CM-OLDOR | P203 | INSV | INST | HUSSAARM | 2013-10-13 | ROUTE 70 EAST AT OLD ORCHARD ROAD | [7 empty] | Y | XX |  |  | XX |  | XX |  | 999.00 TN | XX |  | AW | ELECTRIC MOTOR PVLV | XX |  |  | XX
10552687 | PRATT |  | OLDORCHARD FILT1 EFF BTRFLY MAN /VALVE |  | NJBC | V | NJBC-CM-OLDOR | P203 | INSV | INST | HUSSAARM | 2013-10-13 | ROUTE 70 EAST AT OLD ORCHARD ROAD | [5 empty] | MANUAL | RAW WATER | N | N | LAST | WORM | FLANGED | CAST IRON | OPEN |  | 999.00 TN | XX | N | AW | MANUAL PVLV | XX |  |  | 8
10552695 | PRATT |  | OLDORCHARD FILT2 EFF BTRFLY /VALVE |  | NJBC | V | NJBC-CM-OLDOR | P203 | INSV | INST | HUSSAARM | 2013-10-13 | ROUTE 70 EAST AT OLD ORCHARD ROAD | [7 empty] | Y | XX |  |  | XX |  | XX |  | 999.00 TN | XX |  | AW | ELECTRIC MOTOR PVLV | XX |  |  | XX
10553103 | PRATT |  | OLDORCHARD FILT2 EFF BTRFLY MAN /VALVE |  | NJBC | V | NJBC-CM-OLDOR | P203 | INSV | INST | HUSSAARM | 2013-10-13 | ROUTE 70 EAST AT OLD ORCHARD ROAD | [5 empty] | MANUAL | RAW WATER | N | N | LAST | WORM | FLANGED | CAST IRON | OPEN |  | 999.00 TN | XX | N | AW | MANUAL PVLV | XX |  |  | 8
10553111 | PRATT |  | OLDORCHARD FILT3 EFF BTRFLY /VALVE |  | NJBC | V | NJBC-CM-OLDOR | P203 | INSV | INST | HUSSAARM | 2013-10-13 | ROUTE 70 EAST AT OLD ORCHARD ROAD | [7 empty] | Y | XX |  |  | XX |  | XX |  | 999.00 TN | XX |  | AW | ELECTRIC MOTOR PVLV | XX |  |  | XX
10553117 | PRATT |  | OLDORCHARD FILT3 EFF BTRFLY MAN /VALVE |  | NJBC | V | NJBC-CM-OLDOR | P203 | INSV | INST | HUSSAARM | 2013-10-13 | ROUTE 70 EAST AT OLD ORCHARD ROAD | [5 empty] | MANUAL | RAW WATER | N | N | LAST | WORM | FLANGED | CAST IRON | OPEN |  | 999.00 TN | XX | N | AW | MANUAL PVLV | XX |  |  | 8
10553124 | PRATT |  | OLDORCHARD FILT4 EFF BTRFLY /VALVE |  | NJBC | V | NJBC-CM-OLDOR | P203 | INSV | INST | HUSSAARM | 2013-10-13 | ROUTE 70 EAST AT OLD ORCHARD ROAD | [7 empty] | Y | XX |  |  | XX |  | XX |  | 999.00 TN | XX |  | AW | ELECTRIC MOTOR PVLV | XX |  |  | XX
10553133 | PRATT |  | OLDORCHARD FILT4 EFF BTRFLY MAN /VALVE |  | NJBC | V | NJBC-CM-OLDOR | P203 | INSV | INST | HUSSAARM | 2013-10-13 | ROUTE 70 EAST AT OLD ORCHARD ROAD | [5 empty] | MANUAL | RAW WATER | N | N | LAST | WORM | FLANGED | CAST IRON | OPEN |  | 999.00 TN | XX | N | AW | MANUAL PVLV | XX |  |  | 8
10553139 | PRATT |  | OLDORCHARD FILT1 RINSE BTRFLY /VALVE |  | NJBC | V | NJBC-CM-OLDOR | P203 | INSV | INST | HUSSAARM | 2013-10-13 | ROUTE 70 EAST AT OLD ORCHARD ROAD | [7 empty] | Y | XX |  |  | XX |  | XX |  | 999.00 TN | XX |  | AW | ELECTRIC MOTOR PVLV | XX |  |  | XX
10553145 | PRATT |  | OLDORCHARD FILT2 RINSE BTRFLY /VALVE |  | NJBC | V | NJBC-CM-OLDOR | P203 | INSV | INST | HUSSAARM | 2013-10-13 | ROUTE 70 EAST AT OLD ORCHARD ROAD | [7 empty] | Y | XX |  |  | XX |  | XX |  | 999.00 TN | XX |  | AW | ELECTRIC MOTOR PVLV | XX |  |  | XX
10553152 | PRATT |  | OLDORCHARD FILT3 RINSE BTRFLY /VALVE |  | NJBC | V | NJBC-CM-OLDOR | P203 | INSV | INST | HUSSAARM | 2013-10-13 | ROUTE 70 EAST AT OLD ORCHARD ROAD | [7 empty] | Y | XX |  |  | XX |  | XX |  | 999.00 TN | XX |  | AW | ELECTRIC MOTOR PVLV | XX |  |  | XX
10553161 | PRATT |  | OLDORCHARD FILT4 RINSE BTRFLY /VALVE |  | NJBC | V | NJBC-CM-OLDOR | P203 | INSV | INST | HUSSAARM | 2013-10-13 | ROUTE 70 EAST AT OLD ORCHARD ROAD | [7 empty] | Y | XX |  |  | XX |  | XX |  | 999.00 TN | XX |  | AW | ELECTRIC MOTOR PVLV | XX |  |  | XX
10553169 | PRATT |  | OLDORCHARD BKWSH PMP1 SUCTBTRFLY /VALVE |  | NJBC | V | NJBC-CM-OLDOR | P203 | INSV | INST | HUSSAARM | 2013-10-13 | ROUTE 70 EAST AT OLD ORCHARD ROAD | [5 empty] | MANUAL | PUMP SUCTION | N | N | LAST | WORM | FLANGED | CAST IRON | OPEN |  | 999.00 TN | XX | N | AW | MANUAL PVLV | XX |  |  | 12
10553175 | PRATT |  | OLDORCHARD BKWSHPMP1DISCHRGBTRFLY /VALVE |  | NJBC | V | NJBC-CM-OLDOR | P203 | INSV | INST | HUSSAARM | 2013-10-13 | ROUTE 70 EAST AT OLD ORCHARD ROAD | [5 empty] | MANUAL | PUMP DISCHARGE | N | N | LAST | WORM | FLANGED | CAST IRON | OPEN |  | 999.00 TN | XX | N | AW | MANUAL PVLV | XX |  |  | 12
10549296 | PRATT |  | HADDONHTS FILT1 RINSE BTRFLY /VALVE |  | NJBC | V | NJBC-CM-HAHTS | P203 | INSV | INST | HUSSAARM | 2013-10-13 | 614 W. Atlantic Ave | [7 empty] | Y | XX |  |  | XX |  | XX |  | 999.00 TN | XX |  | AW | ELECTRIC MOTOR PVLV | XX |  |  | XX
10550402 | PRATT |  | HADDONHTS FILT2 RINSE BTRFLY /VALVE |  | NJBC | V | NJBC-CM-HAHTS | P203 | INSV | INST | HUSSAARM | 2013-10-13 | 614 W. Atlantic Ave | [7 empty] | Y | XX |  |  | XX |  | XX |  | 999.00 TN | XX |  | AW | ELECTRIC MOTOR PVLV | XX |  |  | XX
10550408 | PRATT |  | HADDONHTS FILT3 RINSE BTRFLY /VALVE |  | NJBC | V | NJBC-CM-HAHTS | P203 | INSV | INST | HUSSAARM | 2013-10-13 | 614 W. Atlantic Ave | [7 empty] | Y | XX |  |  | XX |  | XX |  | 999.00 TN | XX |  | AW | ELECTRIC MOTOR PVLV | XX |  |  | XX
10550411 | PRATT |  | HADDONHTS FILT4 RINSE BTRFLY /VALVE |  | NJBC | V | NJBC-CM-HAHTS | P203 | INSV | INST | HUSSAARM | 2013-10-13 | 614 W. Atlantic Ave | [7 empty] | Y | XX |  |  | XX |  | XX |  | 999.00 TN | XX |  | AW | ELECTRIC MOTOR PVLV | XX |  |  | XX
10550415 | PRATT |  | HADDONHTS FILT1 INF BTRFLY /VALVE |  | NJBC | V | NJBC-CM-HAHTS | P203 | INSV | INST | HUSSAARM | 2013-10-13 | 614 W. Atlantic Ave | [7 empty] | Y | XX |  |  | XX |  | XX |  | 999.00 TN | XX |  | AW | ELECTRIC MOTOR PVLV | XX |  |  | XX
10550420 | PRATT |  | HADDONHTS FILT1 INF BTRFLY MAN /VALVE |  | NJBC | V | NJBC-CM-HAHTS | P203 | INSV | INST | HUSSAARM | 2013-10-13 | 614 W. Atlantic Ave | [5 empty] | MANUAL | RAW WATER | N | N | LAST | WORM | FLANGED | CAST IRON | OPEN |  | 999.00 TN | XX | N | AW | MANUAL PVLV | XX |  |  | 8
10550426 | PRATT |  | HADDONHTS FILT2 INF BTRFLY /VALVE |  | NJBC | V | NJBC-CM-HAHTS | P203 | INSV | INST | HUSSAARM | 2013-10-13 | 614 W. Atlantic Ave | [7 empty] | Y | XX |  |  | XX |  | XX |  | 999.00 TN | XX |  | AW | ELECTRIC MOTOR PVLV | XX |  |  | XX
10550430 | PRATT |  | HADDONHTS FILT2 INF BTRFLY MAN /VALVE |  | NJBC | V | NJBC-CM-HAHTS | P203 | INSV | INST | HUSSAARM | 2013-10-13 | 614 W. Atlantic Ave | [5 empty] | MANUAL | RAW WATER | N | N | LAST | WORM | FLANGED | CAST IRON | OPEN |  | 999.00 TN | XX | N | AW | MANUAL PVLV | XX |  |  | 8
10550434 | PRATT |  | HADDONHTS FILT3 INF BTRFLY /VALVE |  | NJBC | V | NJBC-CM-HAHTS | P203 | INSV | INST | HUSSAARM | 2013-10-13 | 614 W. Atlantic Ave | [7 empty] | Y | XX |  |  | XX |  | XX |  | 999.00 TN | XX |  | AW | ELECTRIC MOTOR PVLV | XX |  |  | XX
10550438 | PRATT |  | HADDONHTS FILT3 INF BTRFLY MAN /VALVE |  | NJBC | V | NJBC-CM-HAHTS | P203 | INSV | INST | HUSSAARM | 2013-10-13 | 614 W. Atlantic Ave | [5 empty] | MANUAL | RAW WATER | N | N | LAST | WORM | FLANGED | CAST IRON | OPEN |  | 999.00 TN | XX | N | AW | MANUAL PVLV | XX |  |  | 8
10550444 | PRATT |  | HADDONHTS FILT4 INF BTRFLY /VALVE |  | NJBC | V | NJBC-CM-HAHTS | P203 | INSV | INST | HUSSAARM | 2013-10-13 | 614 W. Atlantic Ave | [7 empty] | Y | XX |  |  | XX |  | XX |  | 999.00 TN | XX |  | AW | ELECTRIC MOTOR PVLV | XX |  |  | XX
10550449 | PRATT |  | HADDONHTS FILT4 INF BTRFLY MAN /VALVE |  | NJBC | V | NJBC-CM-HAHTS | P203 | INSV | INST | HUSSAARM | 2013-10-13 | 614 W. Atlantic Ave | [5 empty] | MANUAL | RAW WATER | N | N | LAST | WORM | FLANGED | CAST IRON | OPEN |  | 999.00 TN | XX | N | AW | MANUAL PVLV | XX |  |  | 8
10550453 | UNKNOWN |  | HADDONHTS CLARIF TK ISOL /VALVE |  | NJBC | V | NJBC-CM-HAHTS | P203 | INSV | INST | HUSSAARM | 2013-10-13 | 614 W. Atlantic Ave | [5 empty] | MANUAL | ISOLATION | N | XX |  |  | XX |  | XX |  | 999.00 TN | XX |  | AW | MANUAL PVLV | XX |  |  | XX
10550458 | PRATT |  | WOODBURY BTRFLY ON BYP 4 CITY /VALVE |  | NJBC | V | NJBC-GL-WOODB | P203 | INSV | INST | HUSSAARM | 2013-10-13 | 770 Clearview Ave | [5 empty] | MANUAL | ISOLATION | N | XX |  |  | XX |  | XX |  | 999.00 TN | XX |  | AW | MANUAL PVLV | XX |  |  | 4
10550464 | CLA-VAL |  | WOODBURY Pressure Control - City /Valve |  | NJBC | V | NJBC-GL-WOODB | P203 | INSV | INST | HUSSAARM | 2013-10-13 | 770 Clearview Ave | [7 empty] | Y | XX |  |  | XX |  | XX | 0 PSI | 999.00 TN | XX |  | AW | HYDRAULIC W-PILOTS PVLV | XX |  |  | XX
10550470 | CLA-VAL |  | WOODBURY PRS CTRL-HGTS /VALVE |  | NJBC | V | NJBC-GL-WOODB | P203 | INSV | INST | HUSSAARM | 2013-10-13 | 770 Clearview Ave | [7 empty] | Y | XX |  |  | XX |  | XX | 0 PSI | 999.00 TN | XX |  | AW | HYDRAULIC W-PILOTS PVLV | XX |  |  | XX
10550474 | CLA-VAL |  | WOODBURY Pressure Relief /Valve |  | NJBC | V | NJBC-GL-WOODB | P203 | INSV | INST | HUSSAARM | 2013-10-13 | 770 Clearview Ave | [7 empty] | Y | XX |  |  | XX |  | XX |  | 999.00 TN | XX |  | AW | HYDRAULIC ONLY PVLV | XX |  |  | XX
10550477 | CLA-VAL |  | MEDFORDIC BSTPMP1 DISCHRG CHK /VALVE |  | NJBC | V | NJBC-BU-MEDFO | P203 | INSV | INST | HUSSAARM | 2013-10-13 | 333 MEDFORD-MT HOLLY ROAD | [7 empty] | Y | XX |  |  | XX |  | XX |  | 999.00 TN | XX |  | AW | HYDRAULIC ONLY PVLV | XX |  |  | XX
10550483 | CLA-VAL |  | MEDFORDIC BSTPMP2 DISCHRG CHK /VALVE |  | NJBC | V | NJBC-BU-MEDFO | P203 | INSV | INST | HUSSAARM | 2013-10-13 | 333 MEDFORD-MT HOLLY ROAD | [7 empty] | Y | XX |  |  | XX |  | XX |  | 999.00 TN | XX |  | AW | HYDRAULIC ONLY PVLV | XX |  |  | XX
10550489 | CLA-VAL |  | MEDFORDIC Station Discharge Check /Valve |  | NJBC | V | NJBC-BU-MEDFO | P203 | INSV | INST | HUSSAARM | 2013-10-13 | 333 MEDFORD-MT HOLLY ROAD | [7 empty] | Y | XX |  |  | XX |  | XX |  | 999.00 TN | XX |  | AW | HYDRAULIC ONLY PVLV | XX |  |  | XX
10550492 | MH |  | MEDFORDIC BSTPMP DISCHRG HDER GT /VALVE |  | NJBC | V | NJBC-BU-MEDFO | P203 | INSV | INST | HUSSAARM | 2013-10-13 | 333 MEDFORD-MT HOLLY ROAD | [5 empty] | MANUAL | ISOLATION | N | XX |  |  | XX |  | XX |  | 999.00 TN | XX |  | AW | MANUAL PVLV | XX |  |  | 4
10550497 | MH |  | MEDFORDIC BSTPMP SUCT HDER GT /VALVE |  | NJBC | V | NJBC-BU-MEDFO | P203 | INSV | INST | HUSSAARM | 2013-10-13 | 333 MEDFORD-MT HOLLY ROAD | [5 empty] | MANUAL | ISOLATION | N | XX |  |  | XX |  | XX |  | 999.00 TN | XX |  | AW | MANUAL PVLV | XX |  |  | 4
10551001 | WATTS |  | MEDFORDIC BSTPMP1 SUCTBTRFLY /VALVE |  | NJBC | V | NJBC-BU-MEDFO | P203 | INSV | INST | HUSSAARM | 2013-10-13 | 333 MEDFORD-MT HOLLY ROAD | [5 empty] | MANUAL | ISOLATION | N | XX |  |  | XX |  | XX |  | 999.00 TN | XX |  | AW | MANUAL PVLV | XX |  |  | 4
10551006 | WATTS |  | MEDFORDIC BSTPMP1 DISCHRGBTRFLY /VALVE |  | NJBC | V | NJBC-BU-MEDFO | P203 | INSV | INST | HUSSAARM | 2013-10-13 | 333 MEDFORD-MT HOLLY ROAD | [5 empty] | MANUAL | ISOLATION | N | XX |  |  | XX |  | XX |  | 999.00 TN | XX |  | AW | MANUAL PVLV | XX |  |  | 4
10551010 | WATTS |  | MEDFORDIC BSTPMP2 SUCTBTRFLY /VALVE |  | NJBC | V | NJBC-BU-MEDFO | P203 | INSV | INST | HUSSAARM | 2013-10-13 | 333 MEDFORD-MT HOLLY ROAD | [5 empty] | MANUAL | ISOLATION | N | XX |  |  | XX |  | XX |  | 999.00 TN | XX |  | AW | MANUAL PVLV | XX |  |  | 4
10551016 | WATTS |  | MEDFORDIC BSTPMP2 DISCHRGBTRFLY /VALVE |  | NJBC | V | NJBC-BU-MEDFO | P203 | INSV | INST | HUSSAARM | 2013-10-13 | 333 MEDFORD-MT HOLLY ROAD | [5 empty] | MANUAL | ISOLATION | N | XX |  |  | XX |  | XX |  | 999.00 TN | XX |  | AW | MANUAL PVLV | XX |  |  | 4
10551022 | MH |  | MEDFORDIC GT UPSTRM OF FLOMET /VALVE |  | NJBC | V | NJBC-BU-MEDFO | P203 | INSV | INST | HUSSAARM | 2013-10-13 | 333 MEDFORD-MT HOLLY ROAD | [5 empty] | MANUAL | ISOLATION | N | XX |  |  | XX |  | XX |  | 999.00 TN | XX |  | AW | MANUAL PVLV | XX |  |  | 8
10551027 | MH |  | MEDFORDIC GT DWNSTRM OF FLOMET /VALVE |  | NJBC | V | NJBC-BU-MEDFO | P203 | INSV | INST | HUSSAARM | 2013-10-13 | 333 MEDFORD-MT HOLLY ROAD | [5 empty] | MANUAL | ISOLATION | N | XX |  |  | XX |  | XX |  | 999.00 TN | XX |  | AW | MANUAL PVLV | XX |  |  | 8
10551031 | PRATT |  | OTTERBROOK Filter Influent Line /Valve |  | NJBC | V | NJBC-CM-OTTER | P203 | INSV | INST | HUSSAARM | 2013-10-13 | 900 SAN JOSE DR | [5 empty] | MANUAL | PUMP SUCTION | N | N | LAST |  | FLANGED | CAST IRON | OPEN |  | 999.00 TN | XX | N | AW | MANUAL PVLV | XX |  |  | 16
10551036 | PRATT |  | OTTERBRK FILT1 INF BTRFLY /VALVE |  | NJBC | V | NJBC-CM-OTTER | P203 | INSV | INST | HUSSAARM | 2013-10-13 | 900 SAN JOSE DR | [7 empty] | Y | XX |  |  | XX |  | XX |  | 999.00 TN | XX |  | AW | ELECTRIC MOTOR PVLV | XX |  |  | XX
10551040 | PRATT |  | OTTERBRK FILT2 INF BTRFLY /VALVE |  | NJBC | V | NJBC-CM-OTTER | P203 | INSV | INST | HUSSAARM | 2013-10-13 | 900 SAN JOSE DR | [7 empty] | Y | XX |  |  | XX |  | XX |  | 999.00 TN | XX |  | AW | ELECTRIC MOTOR PVLV | XX |  |  | XX
10551046 | PRATT |  | OTTERBRK FILT3 INF BTRFLY /VALVE |  | NJBC | V | NJBC-CM-OTTER | P203 | INSV | INST | HUSSAARM | 2013-10-13 | 900 SAN JOSE DR | [7 empty] | Y | XX |  |  | XX |  | XX |  | 999.00 TN | XX |  | AW | ELECTRIC MOTOR PVLV | XX |  |  | XX
10551051 | PRATT |  | OTTERBROOK Filter #1 Drain Gate /Valve |  | NJBC | V | NJBC-CM-OTTER | P203 | INSV | INST | HUSSAARM | 2013-10-13 | 900 SAN JOSE DR | [5 empty] | MANUAL | RAW WATER | N | N | LAST |  | FLANGED | CAST IRON | CLOSED |  | 999.00 TN | XX | N | AW | MANUAL PVLV | XX |  |  | 4
10551056 | PRATT |  | OTTERBROOK Filter #2 Drain Gate /Valve |  | NJBC | V | NJBC-CM-OTTER | P203 | INSV | INST | HUSSAARM | 2013-10-13 | 900 SAN JOSE DR | [5 empty] | MANUAL | RAW WATER | N | N | LAST |  | FLANGED | CAST IRON | CLOSED |  | 999.00 TN | XX | N | AW | MANUAL PVLV | XX |  |  | 4
10551061 | PRATT |  | OTTERBROOK Filter #3 Drain Gate /Valve |  | NJBC | V | NJBC-CM-OTTER | P203 | INSV | INST | HUSSAARM | 2013-10-13 | 900 SAN JOSE DR | [5 empty] | MANUAL | RAW WATER | N | N | LAST |  | FLANGED | CAST IRON | CLOSED |  | 999.00 TN | XX | N | AW | MANUAL PVLV | XX |  |  | 4
10551067 | PRATT |  | OTTERBRK FILT1 EFF GT /VALVE |  | NJBC | V | NJBC-CM-OTTER | P203 | INSV | INST | HUSSAARM | 2013-10-13 | 900 SAN JOSE DR | [5 empty] | MANUAL | RAW WATER | N | N | LAST |  | FLANGED | CAST IRON | OPEN |  | 999.00 TN | XX | N | AW | MANUAL PVLV | XX |  |  | 8
10551071 | PRATT |  | OTTERBRK FILT2 EFF GT /VALVE |  | NJBC | V | NJBC-CM-OTTER | P203 | INSV | INST | HUSSAARM | 2013-10-13 | 900 SAN JOSE DR | [5 empty] | MANUAL | RAW WATER | N | N | LAST |  | FLANGED | CAST IRON | OPEN |  | 999.00 TN | XX | N | AW | MANUAL PVLV | XX |  |  | 8
10551076 | PRATT |  | OTTERBRK FILT3 EFF GT /VALVE |  | NJBC | V | NJBC-CM-OTTER | P203 | INSV | INST | HUSSAARM | 2013-10-13 | 900 SAN JOSE DR | [5 empty] | MANUAL | RAW WATER | N | N | LAST |  | FLANGED | CAST IRON | OPEN |  | 999.00 TN | XX | N | AW | MANUAL PVLV | XX |  |  | 8
10551080 | PRATT |  | OTTERBROOK Wash /Valve |  | NJBC | V | NJBC-CM-OTTER | P203 | INSV | INST | HUSSAARM | 2013-10-13 | 900 SAN JOSE DR | [7 empty] | Y | XX |  |  | XX |  | XX |  | 999.00 TN | XX |  | AW | ELECTRIC MOTOR PVLV | XX |  |  | XX
10551085 | PRATT |  | OTTERBROOK Waste /Valve |  | NJBC | V | NJBC-CM-OTTER | P203 | INSV | INST | HUSSAARM | 2013-10-13 | 900 SAN JOSE DR | [5 empty] | MANUAL | IN PLANT | N | N | LAST |  | FLANGED | CAST IRON | CLOSED |  | 999.00 TN | XX | Y | AW | MANUAL PVLV | XX |  |  | 8
10551091 | UNKNOWN |  | OTTERBRK SUPERNAT PMP1 SUCT GT /VALVE |  | NJBC | V | NJBC-CM-OTTER | P203 | INSV | INST | HUSSAARM | 2013-10-13 | 900 SAN JOSE DR | [5 empty] | MANUAL | PUMP SUCTION | N | N | LAST |  | FLANGED | CAST IRON | OPEN |  | 999.00 TN | XX | N | AW | MANUAL PVLV | XX |  |  | 6
10551095 | UNKNOWN |  | OTTERBRK SUPERNAT PMP2 SUCT GT /VALVE |  | NJBC | V | NJBC-CM-OTTER | P203 | INSV | INST | HUSSAARM | 2013-10-13 | 900 SAN JOSE DR | [5 empty] | MANUAL | PUMP SUCTION | N | N | LAST |  | FLANGED | CAST IRON | OPEN |  | 999.00 TN | XX | N | AW | MANUAL PVLV | XX |  |  | 6
10551802 | UNKNOWN |  | OTTERBRK SUPERNAT PMP1 DISCHRG GT /VALVE |  | NJBC | V | NJBC-CM-OTTER | P203 | INSV | INST | HUSSAARM | 2013-10-13 | 900 SAN JOSE DR | [5 empty] | MANUAL | PUMP DISCHARGE | N | N | LAST |  | FLANGED | CAST IRON | OPEN |  | 999.00 TN | XX | N | AW | MANUAL PVLV | XX |  |  | 4
10593303 | UNKNOWN | NJHH-7-VSBD-40 | DRWTP-TRMT-SUPR P 4 SLDG BL DWN 4 /VALVE |  | NJBC | V | NJBC-BU-DRWTP-TRMT-SUPR | P203 | INSV | INST | HUSSAARM | 2013-10-13 | 213 CARRIAGE LANE | [5 empty] | PNEUMATIC | IN PLANT | Y | XX |  |  | XX |  | XX |  | 999.00 TN | XX |  | AW | PNEUMATIC PVLV | XX |  |  | XX
10593304 | UNKNOWN | NJHH-7-VSBD-41 | DRWTP-TRMT-SUPR P 4 SLDG BL DWN 5 /VALVE |  | NJBC | V | NJBC-BU-DRWTP-TRMT-SUPR | P203 | INSV | INST | HUSSAARM | 2013-10-13 | 213 CARRIAGE LANE | [5 empty] | PNEUMATIC | IN PLANT | Y | XX |  |  | XX |  | XX |  | 999.00 TN | XX |  | AW | PNEUMATIC PVLV | XX |  |  | XX
10593300 | UNKNOWN | NJHH-7-VSBD-39 | DRWTP-TRMT-SUPR P 4 SLDG BL DWN 3 /VALVE |  | NJBC | V | NJBC-BU-DRWTP-TRMT-SUPR | P203 | INSV | INST | HUSSAARM | 2013-10-13 | 213 CARRIAGE LANE | [5 empty] | PNEUMATIC | IN PLANT | Y | XX |  |  | XX |  | XX |  | 999.00 TN | XX |  | AW | PNEUMATIC PVLV | XX |  |  | XX
10591897 | UNKNOWN | NJHH-7-VSBD-38 | DRWTP-TRMT-SUPR P 4 SLDG BL DWN 2 /VALVE |  | NJBC | V | NJBC-BU-DRWTP-TRMT-SUPR | P203 | INSV | INST | HUSSAARM | 2013-10-13 | 213 CARRIAGE LANE | [5 empty] | PNEUMATIC | IN PLANT | Y | XX |  |  | XX |  | XX |  | 999.00 TN | XX |  | AW | PNEUMATIC PVLV | XX |  |  | XX
10591894 | UNKNOWN | NJHH-7-VSBD-37 | DRWTP-TRMT-SUPR P 4 SLDG BL DWN 1 /VALVE |  | NJBC | V | NJBC-BU-DRWTP-TRMT-SUPR | P203 | INSV | INST | HUSSAARM | 2013-10-13 | 213 CARRIAGE LANE | [5 empty] | PNEUMATIC | IN PLANT | Y | XX |  |  | XX |  | XX |  | 999.00 TN | XX |  | AW | PNEUMATIC PVLV | XX |  |  | XX
10593307 | UNKNOWN | NJHH-7-VSBD-42 | DRWTP-TRMT-SUPR P 4 SLDG BL DWN 6 /VALVE |  | NJBC | V | NJBC-BU-DRWTP-TRMT-SUPR | P203 | INSV | INST | HUSSAARM | 2013-10-13 | 213 CARRIAGE LANE | [5 empty] | PNEUMATIC | IN PLANT | Y | XX |  |  | XX |  | XX |  | 999.00 TN | XX |  | AW | PNEUMATIC PVLV | XX |  |  | XX
10593310 | UNKNOWN | NJHH-7-VSBD-43 | DRWTP-TRMT-SUPR P 4 SLDG BL DWN 7 /VALVE |  | NJBC | V | NJBC-BU-DRWTP-TRMT-SUPR | P203 | INSV | INST | HUSSAARM | 2013-10-13 | 213 CARRIAGE LANE | [5 empty] | PNEUMATIC | IN PLANT | Y | XX |  |  | XX |  | XX |  | 999.00 TN | XX |  | AW | PNEUMATIC PVLV | XX |  |  | XX
10593312 | UNKNOWN | NJHH-7-VSBD-44 | DRWTP-TRMT-SUPR P 4 SLDG BL DWN 8 /VALVE |  | NJBC | V | NJBC-BU-DRWTP-TRMT-SUPR | P203 | INSV | INST | HUSSAARM | 2013-10-13 | 213 CARRIAGE LANE | [5 empty] | PNEUMATIC | IN PLANT | Y | XX |  |  | XX |  | XX |  | 999.00 TN | XX |  | AW | PNEUMATIC PVLV | XX |  |  | XX
10593314 | UNKNOWN | NJHH-7-VSBD-45 | DRWTP-TRMT-SUPR P 4 SLDG BL DWN 9 /VALVE |  | NJBC | V | NJBC-BU-DRWTP-TRMT-SUPR | P203 | INSV | INST | HUSSAARM | 2013-10-13 | 213 CARRIAGE LANE | [5 empty] | PNEUMATIC | IN PLANT | Y | XX |  |  | XX |  | XX |  | 999.00 TN | XX |  | AW | PNEUMATIC PVLV | XX |  |  | XX
10593317 | UNKNOWN | NJHH-7-SSLG-10 | DRWTP-RWPS RIVER SCRN 1&2 NORTH /VALVE |  | NJBC | V | NJBC-BU-DRWTP-RWPS | P203 | INSV | INST | HUSSAARM | 2013-10-13 | 213 CARRIAGE LN | [5 empty] | MANUAL |  | N | XX |  |  | XX |  | XX |  | 999.00 TN | XX |  | AW | MANUAL PVLV | XX |  |  | 54
10591891 | UNKNOWN | NJHH-7-VSBD-36 | DRWTP-TRMT-SUPR P 3 SLDG BL DWN 9 /VALVE |  | NJBC | V | NJBC-BU-DRWTP-TRMT-SUPR | P203 | INSV | INST | HUSSAARM | 2013-10-13 | 213 CARRIAGE LANE | [5 empty] | PNEUMATIC | IN PLANT | Y | XX |  |  | XX |  | XX |  | 999.00 TN | XX |  | AW | PNEUMATIC PVLV | XX |  |  | XX
10591889 | UNKNOWN | NJHH-7-VSBD-35 | DRWTP-TRMT-SUPR P 3 SLDG BL DWN 8 /VALVE |  | NJBC | V | NJBC-BU-DRWTP-TRMT-SUPR | P203 | INSV | INST | HUSSAARM | 2013-10-13 | 213 CARRIAGE LANE | [5 empty] | PNEUMATIC | IN PLANT | Y | XX |  |  | XX |  | XX |  | 999.00 TN | XX |  | AW | PNEUMATIC PVLV | XX |  |  | XX
10591887 | UNKNOWN | NJHH-7-VSBD-34 | DRWTP-TRMT-SUPR P 3 SLDG BL DWN 7 /VALVE |  | NJBC | V | NJBC-BU-DRWTP-TRMT-SUPR | P203 | INSV | INST | HUSSAARM | 2013-10-13 | 213 CARRIAGE LANE | [5 empty] | PNEUMATIC | IN PLANT | Y | XX |  |  | XX |  | XX |  | 999.00 TN | XX |  | AW | PNEUMATIC PVLV | XX |  |  | XX
10591884 | UNKNOWN | NJHH-7-VSBD-33 | DRWTP-TRMT-SUPR P 3 SLDG BL DWN 6 /VALVE |  | NJBC | V | NJBC-BU-DRWTP-TRMT-SUPR | P203 | INSV | INST | HUSSAARM | 2013-10-13 | 213 CARRIAGE LANE | [5 empty] | PNEUMATIC | IN PLANT | Y | XX |  |  | XX |  | XX |  | 999.00 TN | XX |  | AW | PNEUMATIC PVLV | XX |  |  | XX
10591882 | UNKNOWN | NJHH-7-VSBD-32 | DRWTP-TRMT-SUPR P 3 SLDG BL DWN 5 /VALVE |  | NJBC | V | NJBC-BU-DRWTP-TRMT-SUPR | P203 | INSV | INST | HUSSAARM | 2013-10-13 | 213 CARRIAGE LANE | [5 empty] | PNEUMATIC | IN PLANT | Y | XX |  |  | XX |  | XX |  | 999.00 TN | XX |  | AW | PNEUMATIC PVLV | XX |  |  | XX
10591880 | UNKNOWN | NJHH-7-VSBD-31 | DRWTP-TRMT-SUPR P 3 SLDG BL DWN 4 /VALVE |  | NJBC | V | NJBC-BU-DRWTP-TRMT-SUPR | P203 | INSV | INST | HUSSAARM | 2013-10-13 | 213 CARRIAGE LANE | [5 empty] | PNEUMATIC | IN PLANT | Y | XX |  |  | XX |  | XX |  | 999.00 TN | XX |  | AW | PNEUMATIC PVLV | XX |  |  | XX
10591877 | UNKNOWN | NJHH-7-VSBD-30 | DRWTP-TRMT-SUPR P 3 SLDG BL DWN 3 /VALVE |  | NJBC | V | NJBC-BU-DRWTP-TRMT-SUPR | P203 | INSV | INST | HUSSAARM | 2013-10-13 | 213 CARRIAGE LANE | [5 empty] | PNEUMATIC | IN PLANT | Y | XX |  |  | XX |  | XX |  | 999.00 TN | XX |  | AW | PNEUMATIC PVLV | XX |  |  | XX
10591874 | UNKNOWN | NJHH-7-VSBD-29 | DRWTP-TRMT-SUPR P 3 SLDG BL DWN 2 /VALVE |  | NJBC | V | NJBC-BU-DRWTP-TRMT-SUPR | P203 | INSV | INST | HUSSAARM | 2013-10-13 | 213 CARRIAGE LANE | [5 empty] | PNEUMATIC | IN PLANT | Y | XX |  |  | XX |  | XX |  | 999.00 TN | XX |  | AW | PNEUMATIC PVLV | XX |  |  | XX
10591872 | UNKNOWN | NJHH-7-VSBD-28 | DRWTP-TRMT-SUPR P 3 SLDG BL DWN 1 /VALVE |  | NJBC | V | NJBC-BU-DRWTP-TRMT-SUPR | P203 | INSV | INST | HUSSAARM | 2013-10-13 | 213 CARRIAGE LANE | [5 empty] | PNEUMATIC | IN PLANT | Y | XX |  |  | XX |  | XX |  | 999.00 TN | XX |  | AW | PNEUMATIC PVLV | XX |  |  | XX
10591870 | UNKNOWN | NJHH-7-VSBD-27 | DRWTP-TRMT-SUPR P 2 SLDG BL DWN 9 /VALVE |  | NJBC | V | NJBC-BU-DRWTP-TRMT-SUPR | P203 | INSV | INST | HUSSAARM | 2013-10-13 | 213 CARRIAGE LANE | [5 empty] | PNEUMATIC | IN PLANT | Y | XX |  |  | XX |  | XX |  | 999.00 TN | XX |  | AW | PNEUMATIC PVLV | XX |  |  | XX
10591867 | UNKNOWN | NJHH-7-VSBD-26 | DRWTP-TRMT-SUPR P 2 SLDG BL DWN 8 /VALVE |  | NJBC | V | NJBC-BU-DRWTP-TRMT-SUPR | P203 | INSV | INST | HUSSAARM | 2013-10-13 | 213 CARRIAGE LANE | [5 empty] | PNEUMATIC | IN PLANT | Y | XX |  |  | XX |  | XX |  | 999.00 TN | XX |  | AW | PNEUMATIC PVLV | XX |  |  | XX
10593320 | UNKNOWN | NJHH-7-SSLG-11 | DRWTP-RWPS RIVER SCRN 5&6 SOUTH /VALVE |  | NJBC | V | NJBC-BU-DRWTP-RWPS | P203 | INSV | INST | HUSSAARM | 2013-10-13 | 213 CARRIAGE LN | [5 empty] | MANUAL |  | N | XX |  |  | XX |  | XX |  | 999.00 TN | XX |  | AW | MANUAL PVLV | XX |  |  | 54
10593321 | UNKNOWN | NJHH-7-SSLG-12 | DRWTP-RWPS BTWN IN CHMBR (DECK) /VALVE |  | NJBC | V | NJBC-BU-DRWTP-RWPS | P203 | INSV | INST | HUSSAARM | 2013-10-13 | 213 CARRIAGE LN | [5 empty] | MANUAL |  | N | XX |  |  | XX |  | XX |  | 999.00 TN | XX |  | AW | MANUAL PVLV | XX |  |  | XX
10593324 | UNKNOWN | NJHH-7-SSLG-13 | DRWTP-RWPS IN CHMBR 1 NORTH /VALVE |  | NJBC | V | NJBC-BU-DRWTP-RWPS | P203 | INSV | INST | HUSSAARM | 2013-10-13 | 213 CARRIAGE LN | [5 empty] | MANUAL | ISOLATION | N | XX |  |  | XX |  | XX |  | 999.00 TN | XX |  | AW | MANUAL PVLV | XX |  |  | XX
10593327 | UNKNOWN | NJHH-7-SSLG-14 | DRWTP-RWPS IN CHMBR 1 SOUTH /VALVE |  | NJBC | V | NJBC-BU-DRWTP-RWPS | P203 | INSV | INST | HUSSAARM | 2013-10-13 | 213 CARRIAGE LN | [5 empty] | MANUAL | ISOLATION | N | XX |  |  | XX |  | XX |  | 999.00 TN | XX |  | AW | MANUAL PVLV | XX |  |  | XX
10593330 | UNKNOWN | NJHH-7-SSLG-15 | DRWTP-RWPS IN CHMBR 2 NORTH /VALVE |  | NJBC | V | NJBC-BU-DRWTP-RWPS | P203 | INSV | INST | HUSSAARM | 2013-10-13 | 213 CARRIAGE LN | [5 empty] | MANUAL | ISOLATION | N | XX |  |  | XX |  | XX |  | 999.00 TN | XX |  | AW | MANUAL PVLV | XX |  |  | XX
10593333 | UNKNOWN | NJHH-7-SSLG-16 | DRWTP-RWPS IN CHMBR 2 SOUTH /VALVE |  | NJBC | V | NJBC-BU-DRWTP-RWPS | P203 | INSV | INST | HUSSAARM | 2013-10-13 | 213 CARRIAGE LN | [5 empty] | MANUAL | ISOLATION | N | XX |  |  | XX |  | XX |  | 999.00 TN | XX |  | AW | MANUAL PVLV | XX |  |  | XX
10593334 | UNKNOWN | NJHH-7-SSLG-17 | DRWTP-RWPS BTW WET WELL 1&2 INSD /VALVE |  | NJBC | V | NJBC-BU-DRWTP-RWPS | P203 | INSV | INST | HUSSAARM | 2013-10-13 | 213 CARRIAGE LN | [5 empty] | MANUAL | ISOLATION | N | XX |  |  | XX |  | XX |  | 999.00 TN | XX |  | AW | MANUAL PVLV | XX |  |  | XX
10593337 | UNKNOWN | NJHH-7-SSLG-18 | DRWTP-LLPS RESV NORTH LINE IN /VALVE |  | NJBC | V | NJBC-BU-DRWTP-LLPS | P203 | INSV | INST | HUSSAARM | 2013-10-13 | 213 CARRIAGE LANE | [5 empty] | MANUAL | ISOLATION | N | XX |  |  | XX |  | XX |  | 999.00 TN | XX |  | AW | MANUAL PVLV | XX |  |  | 54
10593340 | UNKNOWN | NJHH-7-SSLG-19 | DRWTP-LLPS RESV DRN/DECNT RTRN /VALVE |  | NJBC | V | NJBC-BU-DRWTP-LLPS | P203 | INSV | INST | HUSSAARM | 2013-10-13 | 213 CARRIAGE LANE | [5 empty] | MANUAL |  | N | XX |  |  | XX |  | XX |  | 999.00 TN | XX |  | AW | MANUAL PVLV | XX |  |  | XX
10593343 | UNKNOWN | NJHH-7-SSLG-20 | DRWTP-LLPS LWR RESV INTAKE /VALVE |  | NJBC | V | NJBC-BU-DRWTP-LLPS | P203 | INSV | INST | HUSSAARM | 2013-10-13 | 213 CARRIAGE LANE | [5 empty] | MANUAL | ISOLATION | N | XX |  |  | XX |  | XX |  | 999.00 TN | XX |  | AW | MANUAL PVLV | XX |  |  | XX
10593346 | UNKNOWN | NJHH-7-SSLG-21 | DRWTP-LLPS UPR RESV INTAKE /VALVE |  | NJBC | V | NJBC-BU-DRWTP-LLPS | P203 | INSV | INST | HUSSAARM | 2013-10-13 | 213 CARRIAGE LANE | [5 empty] | MANUAL | ISOLATION | N | XX |  |  | XX |  | XX | 0 PSI | 999.00 TN | XX |  | AW | MANUAL PVLV | XX |  |  | XX
10593348 | UNKNOWN | NJHH-7-SSLG-22 | DRWTP-LLPS RESV BYPS (BONEYARD) /VALVE |  | NJBC | V | NJBC-BU-DRWTP-LLPS | P203 | INSV | INST | HUSSAARM | 2013-10-13 | 213 CARRIAGE LANE | [5 empty] | MANUAL | ISOLATION | N | XX |  |  | XX |  | XX |  | 999.00 TN | XX |  | AW | MANUAL PVLV | XX |  |  | 54
10593350 | UNKNOWN | NJHH-7-SSLG-23 | DRWTP-LLPS PLT DRN/DECNT RTRN /VALVE |  | NJBC | V | NJBC-BU-DRWTP-LLPS | P203 | INSV | INST | HUSSAARM | 2013-10-13 | 213 CARRIAGE LANE | [5 empty] | MANUAL | ISOLATION | N | XX |  |  | XX |  | XX |  | 999.00 TN | XX |  | AW | MANUAL PVLV | XX |  |  | XX
10593353 | UNKNOWN | NJHH-7-SSLG-24 | DRWTP-LLPS BETWEEN FORE BAYS /VALVE |  | NJBC | V | NJBC-BU-DRWTP-LLPS | P203 | INSV | INST | HUSSAARM | 2013-10-13 | 213 CARRIAGE LANE | [5 empty] | MANUAL | ISOLATION | N | XX |  |  | XX |  | XX |  | 999.00 TN | XX |  | AW | MANUAL PVLV | XX |  |  | XX
10593356 | UNKNOWN | NJHH-7-SSLG-25 | DRWTP-LLPS WW 1 TOWARD RIVER /VALVE |  | NJBC | V | NJBC-BU-DRWTP-LLPS | P203 | INSV | INST | HUSSAARM | 2013-10-13 | 213 CARRIAGE LANE | [5 empty] | MANUAL | ISOLATION | N | XX |  |  | XX |  | XX |  | 999.00 TN | XX |  | AW | MANUAL PVLV | XX |  |  | XX
10593359 | UNKNOWN | NJHH-7-SSLG-26 | DRWTP-LLPS WW 2 TOWARD PLANT /VALVE |  | NJBC | V | NJBC-BU-DRWTP-LLPS | P203 | INSV | INST | HUSSAARM | 2013-10-13 | 213 CARRIAGE LANE | [5 empty] | MANUAL | ISOLATION | N | XX |  |  | XX |  | XX |  | 999.00 TN | XX |  | AW | MANUAL PVLV | XX |  |  | XX
10593360 | UNKNOWN | NJHH-7-SSLG-27 | DRWTP-LLPS BETWEEN WET WELL 1&2 /VALVE |  | NJBC | V | NJBC-BU-DRWTP-LLPS | P203 | INSV | INST | HUSSAARM | 2013-10-13 | 213 CARRIAGE LANE | [5 empty] | MANUAL | ISOLATION | N | XX |  |  | XX |  | XX |  | 999.00 TN | XX |  | AW | MANUAL PVLV | XX |  |  | XX
10593363 | UNKNOWN | NJHH-7-SSLG-29 | DRWTP-LLPS RESV 2 UNITS /VALVE |  | NJBC | V | NJBC-BU-DRWTP-LLPS | P203 | INSV | INST | HUSSAARM | 2013-10-13 | 213 CARRIAGE LANE | [5 empty] | MANUAL | ISOLATION | N | XX |  |  | XX |  | XX |  | 999.00 TN | XX |  | AW | MANUAL PVLV | XX |  |  | XX
10593366 | UNKNOWN | NJHH-7-SSLG-31 | DRWTP-TRMT-MXBN /VALVE |  | NJBC | V | NJBC-BU-DRWTP-TRMT-MXBN | P203 | INSV | INST | HUSSAARM | 2013-10-13 | 213 CARRIAGE LANE | [5 empty] | MANUAL | ISOLATION | N | XX |  |  | XX |  | XX |  | 999.00 TN | XX |  | AW | MANUAL PVLV | XX |  |  | XX
10593369 | UNKNOWN | NJHH-7-SSLG-32 | DRWTP-TRMT "D" BOX /VALVE |  | NJBC | V | NJBC-BU-DRWTP-TRMT | P203 | INSV | INST | HUSSAARM | 2013-10-13 | 213 CARRIAGE LANE | [5 empty] | MANUAL | ISOLATION | N | XX |  |  | XX |  | XX |  | 999.00 TN | XX |  | AW | MANUAL PVLV | XX |  |  | XX
10593370 | UNKNOWN | NJHH-7-SSLG-33 | DRWTP-HSPS STATION GATE /VALVE |  | NJBC | V | NJBC-BU-DRWTP-HSPS | P203 | INSV | INST | HUSSAARM | 2013-10-13 | 213 CARRIAGE LANE | [5 empty] | MANUAL | ISOLATION | N | XX |  |  | XX |  | XX |  | 999.00 TN | XX |  | AW | MANUAL PVLV | XX |  |  | XX
10593373 | UNKNOWN | NJHH-7-VVNT-10 | DRWTP-TRMT-SUPR P 1 VENT /VALVE |  | NJBC | V | NJBC-BU-DRWTP-TRMT-SUPR | P203 | INSV | INST | HUSSAARM | 2013-10-13 | 213 CARRIAGE LANE | [5 empty] | PNEUMATIC | IN PLANT | Y | XX |  |  | XX |  | XX |  | 999.00 TN | XX |  | AW | PNEUMATIC PVLV | XX |  |  | XX
10590644 | UNKNOWN | NJHH-7-VSCW-10 | DRWTP-RWPS 1 SCRN CHASE H2O 457 /VALVE |  | NJBC | V | NJBC-BU-DRWTP-RWPS | P203 | INSV | INST | HUSSAARM | 2013-10-13 | 213 CARRIAGE LN | [5 empty] | MANUAL | ISOLATION | N | XX |  |  | XX |  | XX |  | 999.00 TN | XX |  | AW | MANUAL PVLV | XX |  |  | XX
10590647 | UNKNOWN | NJHH-7-VSCW-11 | DRWTP-RWPS 1 SCRN CHASE H2O 458 /VALVE |  | NJBC | V | NJBC-BU-DRWTP-RWPS | P203 | INSV | INST | HUSSAARM | 2013-10-13 | 213 CARRIAGE LN | [5 empty] | MANUAL | ISOLATION | N | XX |  |  | XX |  | XX |  | 999.00 TN | XX |  | AW | MANUAL PVLV | XX |  |  | XX
10590650 | UNKNOWN | NJHH-7-VSCW-12 | DRWTP-RWPS 1 SCRN CHASE H2O 459 /VALVE |  | NJBC | V | NJBC-BU-DRWTP-RWPS | P203 | INSV | INST | HUSSAARM | 2013-10-13 | 213 CARRIAGE LN | [5 empty] | MANUAL | ISOLATION | N | XX |  |  | XX |  | XX |  | 999.00 TN | XX |  | AW | MANUAL PVLV | XX |  |  | XX
10590654 | UNKNOWN | NJHH-7-VSCW-13 | DRWTP-RWPS 2 SCRN CHASE H2O 453 /VALVE |  | NJBC | V | NJBC-BU-DRWTP-RWPS | P203 | INSV | INST | HUSSAARM | 2013-10-13 | 213 CARRIAGE LN | [5 empty] | MANUAL | ISOLATION | N | XX |  |  | XX |  | XX |  | 999.00 TN | XX |  | AW | MANUAL PVLV | XX |  |  | XX
10590657 | UNKNOWN | NJHH-7-VSCW-14 | DRWTP-RWPS 2 SCRN CHASE H2O 454 /VALVE |  | NJBC | V | NJBC-BU-DRWTP-RWPS | P203 | INSV | INST | HUSSAARM | 2013-10-13 | 213 CARRIAGE LN | [5 empty] | MANUAL | ISOLATION | N | XX |  |  | XX |  | XX |  | 999.00 TN | XX |  | AW | MANUAL PVLV | XX |  |  | XX
10590660 | UNKNOWN | NJHH-7-VSCW-15 | DRWTP-RWPS 2 SCRN CHASE H2O 455 /VALVE |  | NJBC | V | NJBC-BU-DRWTP-RWPS | P203 | INSV | INST | HUSSAARM | 2013-10-13 | 213 CARRIAGE LN | [5 empty] | MANUAL | ISOLATION | N | XX |  |  | XX |  | XX |  | 999.00 TN | XX |  | AW | MANUAL PVLV | XX |  |  | XX
10590664 | UNKNOWN | NJHH-7-VSCW-16 | DRWTP-RWPS 5 SCRN CHASE H2O 449 /VALVE |  | NJBC | V | NJBC-BU-DRWTP-RWPS | P203 | INSV | INST | HUSSAARM | 2013-10-13 | 213 CARRIAGE LN | [5 empty] | MANUAL | ISOLATION | N | XX |  |  | XX |  | XX |  | 999.00 TN | XX |  | AW | MANUAL PVLV | XX |  |  | XX
10590667 | UNKNOWN | NJHH-7-VSCW-17 | DRWTP-RWPS 5 SCRN CHASE H2O 450 /VALVE |  | NJBC | V | NJBC-BU-DRWTP-RWPS | P203 | INSV | INST | HUSSAARM | 2013-10-13 | 213 CARRIAGE LN | [5 empty] | MANUAL | ISOLATION | N | XX |  |  | XX |  | XX |  | 999.00 TN | XX |  | AW | MANUAL PVLV | XX |  |  | XX
10590670 | UNKNOWN | NJHH-7-VSCW-18 | DRWTP-RWPS 5 SCRN CHASE H2O 451 /VALVE |  | NJBC | V | NJBC-BU-DRWTP-RWPS | P203 | INSV | INST | HUSSAARM | 2013-10-13 | 213 CARRIAGE LN | [5 empty] | MANUAL | ISOLATION | N | XX |  |  | XX |  | XX |  | 999.00 TN | XX |  | AW | MANUAL PVLV | XX |  |  | XX
10590674 | UNKNOWN | NJHH-7-VSCW-19 | DRWTP-RWPS 6 SCRN CHASE H2O 445 /VALVE |  | NJBC | V | NJBC-BU-DRWTP-RWPS | P203 | INSV | INST | HUSSAARM | 2013-10-13 | 213 CARRIAGE LN | [5 empty] | MANUAL | ISOLATION | N | XX |  |  | XX |  | XX |  | 999.00 TN | XX |  | AW | MANUAL PVLV | XX |  |  | XX
10590677 | UNKNOWN | NJHH-7-VSCW-20 | DRWTP-RWPS 6 SCRN CHASE H2O 446 /VALVE |  | NJBC | V | NJBC-BU-DRWTP-RWPS | P203 | INSV | INST | HUSSAARM | 2013-10-13 | 213 CARRIAGE LN | [5 empty] | MANUAL | ISOLATION | N | XX |  |  | XX |  | XX |  | 999.00 TN | XX |  | AW | MANUAL PVLV | XX |  |  | XX
10590680 | UNKNOWN | NJHH-7-VSCW-21 | DRWTP-RWPS 6 SCRN CHASE H2O 447 /VALVE |  | NJBC | V | NJBC-BU-DRWTP-RWPS | P203 | INSV | INST | HUSSAARM | 2013-10-13 | 213 CARRIAGE LN | [5 empty] | MANUAL | ISOLATION | N | XX |  |  | XX |  | XX |  | 999.00 TN | XX |  | AW | MANUAL PVLV | XX |  |  | XX
10590683 | UNKNOWN | NJHH-7-BRPZ-10 | DRWTP-RWPS FIRE SPRNKLR SERV /VALVE |  | NJBC | V | NJBC-BU-DRWTP-RWPS | P203 | INSV | INST | HUSSAARM | 2013-10-13 | 213 CARRIAGE LN | [5 empty] | HYDRAULIC | BACKFLOW PREVENTION | Y | XX |  |  | XX |  | XX |  | 999.00 TN | XX |  | AW | BACKFLOW W-TEST PORTS PVLV | XX |  |  | XX
10590686 | UNKNOWN | NJHH-7-BRPZ-11 | DRWTP-LLPS FIRE SPRNKLR SERV /VALVE |  | NJBC | V | NJBC-BU-DRWTP-LLPS | P203 | INSV | INST | HUSSAARM | 2013-10-13 | 213 CARRIAGE LANE | [5 empty] | HYDRAULIC | BACKFLOW PREVENTION | Y | XX |  |  | XX |  | XX |  | 999.00 TN | XX |  | AW | BACKFLOW W-TEST PORTS PVLV | XX |  |  | XX
10590689 | UNKNOWN | NJHH-7-BRPZ-12 | DRWTP FIRE SPRNKLR SERV - ADMIN /VALVE |  | NJBC | V | NJBC-BU-DRWTP | P203 | INSV | INST | HUSSAARM | 2013-10-13 | 213 CARRIAGE LANE | [5 empty] | HYDRAULIC | BACKFLOW PREVENTION | Y | XX |  |  | XX |  | XX |  | 999.00 TN | XX |  | AW | BACKFLOW W-TEST PORTS PVLV | XX |  |  | XX
10590693 | UNKNOWN | NJHH-7-BRPZ-13 | DRWTP FIRE SPRNKLR SERV - HSP /VALVE |  | NJBC | V | NJBC-BU-DRWTP | P203 | INSV | INST | HUSSAARM | 2013-10-13 | 213 CARRIAGE LANE | [5 empty] | HYDRAULIC | BACKFLOW PREVENTION | Y | XX |  |  | XX |  | XX |  | 999.00 TN | XX |  | AW | BACKFLOW W-TEST PORTS PVLV | XX |  |  | XX
10590696 | WILKINS-ZURN | NJHH-7-BRPZ-16 | DRWTP-RWPS BOILER RM BFP /VALVE |  | NJBC | V | NJBC-BU-DRWTP-RWPS | P203 | INSV | INST | HUSSAARM | 2013-10-13 | 213 CARRIAGE LN |  | 152566 |  |  |  | HYDRAULIC | BACKFLOW PREVENTION | Y | XX |  |  | XX |  | XX | 0 PSI | 999.00 TN | XX |  | AW | BACKFLOW W-TEST PORTS PVLV | XX |  |  | 1
10590698 | UNKNOWN | NJHH-7-BRPZ-17 | DRWTP-LLPS BSMNT RPZ 2 /VALVE |  | NJBC | V | NJBC-BU-DRWTP-LLPS | P203 | INSV | INST | HUSSAARM | 2013-10-13 | 213 CARRIAGE LANE | [5 empty] | HYDRAULIC | BACKFLOW PREVENTION | Y | XX |  |  | XX |  | XX | 0 PSI | 999.00 TN | XX |  | AW | BACKFLOW W-TEST PORTS PVLV | XX |  |  | 8
10591801 | UNKNOWN | NJHH-7-BRPZ-20 | DRWTP-RSHS GRAV THICK MAIN LINE /VALVE |  | NJBC | V | NJBC-BU-DRWTP-RSHS | P203 | INSV | INST | HUSSAARM | 2013-10-13 | 213 CARRIAGE LANE | [5 empty] | HYDRAULIC | BACKFLOW PREVENTION | Y | XX |  |  | XX |  | XX | 0 PSI | 999.00 TN | XX |  | AW | BACKFLOW W-TEST PORTS PVLV | XX |  |  | 3
10591803 | UNKNOWN | NJHH-7-BRPZ-21 | DRWTP-RSHS GRAV THICK POLYMER /VALVE |  | NJBC | V | NJBC-BU-DRWTP-RSHS | P203 | INSV | INST | HUSSAARM | 2013-10-13 | 213 CARRIAGE LANE | [5 empty] | HYDRAULIC | BACKFLOW PREVENTION | Y | XX |  |  | XX |  | XX | 0 PSI | 999.00 TN | XX |  | AW | BACKFLOW W-TEST PORTS PVLV | XX |  |  | 2
10591806 | UNKNOWN | NJHH-7-BRPZ-22 | DRWTP-TRMT PLNT BOILER RM BFP /VALVE |  | NJBC | V | NJBC-BU-DRWTP-TRMT | P203 | INSV | INST | HUSSAARM | 2013-10-13 | 213 CARRIAGE LANE | [5 empty] | HYDRAULIC | BACKFLOW PREVENTION | Y | XX |  |  | XX |  | XX | 0 PSI | 999.00 TN | XX |  | AW | BACKFLOW W-TEST PORTS PVLV | XX |  |  | 1.5
10591809 | UNKNOWN | NJHH-7-BRPZ-26 | DRWTP-TRMT-ZINC FD SYSTEM BFP /VALVE |  | NJBC | V | NJBC-BU-DRWTP-TRMT-ZINC | P203 | INSV | INST | HUSSAARM | 2013-10-13 | 213 CARRIAGE LANE | [5 empty] | HYDRAULIC | BACKFLOW PREVENTION | Y | XX |  |  | XX |  | XX | 0 PSI | 999.00 TN | XX |  | AW | BACKFLOW W-TEST PORTS PVLV | XX |  |  | 1.5
10591811 | UNKNOWN | NJHH-7-BRPZ-27 | DRWTP-TRMT RESIDUALS CABINET BFP /VALVE |  | NJBC | V | NJBC-BU-DRWTP-TRMT | P203 | INSV | INST | HUSSAARM | 2013-10-13 | 213 CARRIAGE LANE | [5 empty] | HYDRAULIC | BACKFLOW PREVENTION | Y | XX |  |  | XX |  | XX | 0 PSI | 999.00 TN | XX |  | AW | BACKFLOW W-TEST PORTS PVLV | XX |  |  | 1.5
10591814 | UNKNOWN | NJHH-7-BRPZ-28 | DRWTP-TRMT STATIC MIXER AREA BFP /VALVE |  | NJBC | V | NJBC-BU-DRWTP-TRMT | P203 | INSV | INST | HUSSAARM | 2013-10-13 | 213 CARRIAGE LANE | [5 empty] | HYDRAULIC | BACKFLOW PREVENTION | Y | XX |  |  | XX |  | XX | 0 PSI | 999.00 TN | XX |  | AW | BACKFLOW W-TEST PORTS PVLV | XX |  |  | 8
10591816 | UNKNOWN | NJHH-7-BRPZ-30 | DRWTP-TRMT HS BSMNT BFP /VALVE |  | NJBC | V | NJBC-BU-DRWTP-TRMT | P203 | INSV | INST | HUSSAARM | 2013-10-13 | 213 CARRIAGE LANE | [5 empty] | HYDRAULIC | BACKFLOW PREVENTION | Y | XX |  |  | XX |  | XX | 0 PSI | 999.00 TN | XX |  | AW | BACKFLOW W-TEST PORTS PVLV | XX |  |  | 4
10591819 | UNKNOWN | NJHH-7-BRPZ-34 | DRWTP-TRMT-SUPR SUPER P LAWN BFP /VALVE |  | NJBC | V | NJBC-BU-DRWTP-TRMT-SUPR | P203 | INSV | INST | HUSSAARM | 2013-10-13 | 213 CARRIAGE LANE | [5 empty] | HYDRAULIC | BACKFLOW PREVENTION | Y | XX |  |  | XX |  | XX |  | 999.00 TN | XX |  | AW | BACKFLOW W-TEST PORTS PVLV | XX |  |  | 1.5
10591822 | UNKNOWN | NJHH-7-BRPZ-35 | DRWTP-TRMT BOILER RM LAWN BFP /VALVE |  | NJBC | V | NJBC-BU-DRWTP-TRMT | P203 | INSV | INST | HUSSAARM | 2013-10-13 | 213 CARRIAGE LANE | [5 empty] | HYDRAULIC | BACKFLOW PREVENTION | Y | XX |  |  | XX |  | XX |  | 999.00 TN | XX |  | AW | BACKFLOW W-TEST PORTS PVLV | XX |  |  | 1.5
10591824 | UNKNOWN | NJHH-7-VSBD-10 | DRWTP-TRMT-SUPR P 1 SLDG BL DWN 1 /VALVE |  | NJBC | V | NJBC-BU-DRWTP-TRMT-SUPR | P203 | INSV | INST | HUSSAARM | 2013-10-13 | 213 CARRIAGE LANE | [5 empty] | PNEUMATIC | IN PLANT | Y | XX |  |  | XX |  | XX |  | 999.00 TN | XX |  | AW | PNEUMATIC PVLV | XX |  |  | XX
10591827 | UNKNOWN | NJHH-7-VSBD-11 | DRWTP-TRMT-SUPR P 1 SLDG BL DWN 2 /VALVE |  | NJBC | V | NJBC-BU-DRWTP-TRMT-SUPR | P203 | INSV | INST | HUSSAARM | 2013-10-13 | 213 CARRIAGE LANE | [5 empty] | PNEUMATIC | IN PLANT | Y | XX |  |  | XX |  | XX | 0 PSI | 999.00 TN | XX |  | AW | PNEUMATIC PVLV | XX |  |  | XX
10591829 | UNKNOWN | NJHH-7-VSBD-12 | DRWTP-TRMT-SUPR P 1 SLDG BL DWN 3 /VALVE |  | NJBC | V | NJBC-BU-DRWTP-TRMT-SUPR | P203 | INSV | INST | HUSSAARM | 2013-10-13 | 213 CARRIAGE LANE | [5 empty] | PNEUMATIC | IN PLANT | Y | XX |  |  | XX |  | XX | 0 PSI | 999.00 TN | XX |  | AW | PNEUMATIC PVLV | XX |  |  | XX
10591832 | UNKNOWN | NJHH-7-VSBD-13 | DRWTP-TRMT-SUPR P 1 SLDG BL DWN 4 /VALVE |  | NJBC | V | NJBC-BU-DRWTP-TRMT-SUPR | P203 | INSV | INST | HUSSAARM | 2013-10-13 | 213 CARRIAGE LANE | [5 empty] | PNEUMATIC | IN PLANT | Y | XX |  |  | XX |  | XX |  | 999.00 TN | XX |  | AW | PNEUMATIC PVLV | XX |  |  | XX
10591835 | UNKNOWN | NJHH-7-VSBD-14 | DRWTP-TRMT-SUPR P 1 SLDG BL DWN 5 /VALVE |  | NJBC | V | NJBC-BU-DRWTP-TRMT-SUPR | P203 | INSV | INST | HUSSAARM | 2013-10-13 | 213 CARRIAGE LANE | [5 empty] | PNEUMATIC | IN PLANT | Y | XX |  |  | XX |  | XX |  | 999.00 TN | XX |  | AW | PNEUMATIC PVLV | XX |  |  | XX
10591838 | UNKNOWN | NJHH-7-VSBD-15 | DRWTP-TRMT-SUPR P 1 SLDG BL DWN 6 /VALVE |  | NJBC | V | NJBC-BU-DRWTP-TRMT-SUPR | P203 | INSV | INST | HUSSAARM | 2013-10-13 | 213 CARRIAGE LANE | [5 empty] | PNEUMATIC | IN PLANT | Y | XX |  |  | XX |  | XX | 0 PSI | 999.00 TN | XX |  | AW | PNEUMATIC PVLV | XX |  |  | XX
10591841 | UNKNOWN | NJHH-7-VSBD-16 | DRWTP-TRMT-SUPR P 1 SLDG BL DWN 7 /VALVE |  | NJBC | V | NJBC-BU-DRWTP-TRMT-SUPR | P203 | INSV | INST | HUSSAARM | 2013-10-13 | 213 CARRIAGE LANE | [5 empty] | PNEUMATIC | IN PLANT | Y | XX |  |  | XX |  | XX |  | 999.00 TN | XX |  | AW | PNEUMATIC PVLV | XX |  |  | XX
10591844 | UNKNOWN | NJHH-7-VSBD-17 | DRWTP-TRMT-SUPR P 1 SLDG BL DWN 8 /VALVE |  | NJBC | V | NJBC-BU-DRWTP-TRMT-SUPR | P203 | INSV | INST | HUSSAARM | 2013-10-13 | 213 CARRIAGE LANE | [5 empty] | PNEUMATIC | IN PLANT | Y | XX |  |  | XX |  | XX |  | 999.00 TN | XX |  | AW | PNEUMATIC PVLV | XX |  |  | XX
10591846 | UNKNOWN | NJHH-7-VSBD-18 | DRWTP-TRMT-SUPR P 1 SLDG BL DWN 9 /VALVE |  | NJBC | V | NJBC-BU-DRWTP-TRMT-SUPR | P203 | INSV | INST | HUSSAARM | 2013-10-13 | 213 CARRIAGE LANE | [5 empty] | PNEUMATIC | IN PLANT | Y | XX |  |  | XX |  | XX |  | 999.00 TN | XX |  | AW | PNEUMATIC PVLV | XX |  |  | XX
10591849 | UNKNOWN | NJHH-7-VSBD-19 | DRWTP-TRMT-SUPR P 2 SLDG BL DWN 1 /VALVE |  | NJBC | V | NJBC-BU-DRWTP-TRMT-SUPR | P203 | INSV | INST | HUSSAARM | 2013-10-13 | 213 CARRIAGE LANE | [5 empty] | PNEUMATIC | IN PLANT | Y | XX |  |  | XX |  | XX | 0 PSI | 999.00 TN | XX |  | AW | PNEUMATIC PVLV | XX |  |  | XX
10591851 | UNKNOWN | NJHH-7-VSBD-20 | DRWTP-TRMT-SUPR P 2 SLDG BL DWN 2 /VALVE |  | NJBC | V | NJBC-BU-DRWTP-TRMT-SUPR | P203 | INSV | INST | HUSSAARM | 2013-10-13 | 213 CARRIAGE LANE | [5 empty] | PNEUMATIC | IN PLANT | Y | XX |  |  | XX |  | XX |  | 999.00 TN | XX |  | AW | PNEUMATIC PVLV | XX |  |  | XX
10591854 | UNKNOWN | NJHH-7-VSBD-21 | DRWTP-TRMT-SUPR P 2 SLDG BL DWN 3 /VALVE |  | NJBC | V | NJBC-BU-DRWTP-TRMT-SUPR | P203 | INSV | INST | HUSSAARM | 2013-10-13 | 213 CARRIAGE LANE | [5 empty] | PNEUMATIC | IN PLANT | Y | XX |  |  | XX |  | XX | 0 PSI | 999.00 TN | XX |  | AW | PNEUMATIC PVLV | XX |  |  | XX
10591857 | UNKNOWN | NJHH-7-VSBD-22 | DRWTP-TRMT-SUPR P 2 SLDG BL DWN 4 /VALVE |  | NJBC | V | NJBC-BU-DRWTP-TRMT-SUPR | P203 | INSV | INST | HUSSAARM | 2013-10-13 | 213 CARRIAGE LANE | [5 empty] | PNEUMATIC | IN PLANT | Y | XX |  |  | XX |  | XX |  | 999.00 TN | XX |  | AW | PNEUMATIC PVLV | XX |  |  | XX
10591859 | UNKNOWN | NJHH-7-VSBD-23 | DRWTP-TRMT-SUPR P 2 SLDG BL DWN 5 /VALVE |  | NJBC | V | NJBC-BU-DRWTP-TRMT-SUPR | P203 | INSV | INST | HUSSAARM | 2013-10-13 | 213 CARRIAGE LANE | [5 empty] | PNEUMATIC | IN PLANT | Y | XX |  |  | XX |  | XX |  | 999.00 TN | XX |  | AW | PNEUMATIC PVLV | XX |  |  | XX
10591861 | UNKNOWN | NJHH-7-VSBD-24 | DRWTP-TRMT-SUPR P 2 SLDG BL DWN 6 /VALVE |  | NJBC | V | NJBC-BU-DRWTP-TRMT-SUPR | P203 | INSV | INST | HUSSAARM | 2013-10-13 | 213 CARRIAGE LANE | [5 empty] | PNEUMATIC | IN PLANT | Y | XX |  |  | XX |  | XX |  | 999.00 TN | XX |  | AW | PNEUMATIC PVLV | XX |  |  | XX
10591864 | UNKNOWN | NJHH-7-VSBD-25 | DRWTP-TRMT-SUPR P 2 SLDG BL DWN 7 /VALVE |  | NJBC | V | NJBC-BU-DRWTP-TRMT-SUPR | P203 | INSV | INST | HUSSAARM | 2013-10-13 | 213 CARRIAGE LANE | [5 empty] | PNEUMATIC | IN PLANT | Y | XX |  |  | XX |  | XX |  | 999.00 TN | XX |  | AW | PNEUMATIC PVLV | XX |  |  | XX
10593376 | UNKNOWN | NJHH-7-VVNT-11 | DRWTP-TRMT-SUPR P 2 VENT /VALVE |  | NJBC | V | NJBC-BU-DRWTP-TRMT-SUPR | P203 | INSV | INST | HUSSAARM | 2013-10-13 | 213 CARRIAGE LANE | [5 empty] | PNEUMATIC | IN PLANT | Y | XX |  |  | XX |  | XX |  | 999.00 TN | XX |  | AW | PNEUMATIC PVLV | XX |  |  | XX
10633856 | UNKNOWN |  | BIRCH Influent for Filter 1 /Valve |  | NJLO | V | NJLO-Z1-BIRCH | P203 | INSV | INST | HUSSAARM | 2013-10-13 | 322 BIRCH CREEK ROAD | [6 empty] | IN PLANT | Y | XX |  |  | XX |  | XX |  | 999.00 TN | XX |  | AW | ELECTRIC MOTOR PVLV | XX |  |  | XX
10633858 | UNKNOWN |  | BIRCH Influent for Filter 2 /Valve |  | NJLO | V | NJLO-Z1-BIRCH | P203 | INSV | INST | HUSSAARM | 2013-10-13 | 322 BIRCH CREEK ROAD | [6 empty] | IN PLANT | Y | XX |  |  | XX |  | XX |  | 999.00 TN | XX |  | AW | ELECTRIC MOTOR PVLV | XX |  |  | XX
10633862 | UNKNOWN |  | BIRCH Influent for Filter 3 /Valve |  | NJLO | V | NJLO-Z1-BIRCH | P203 | INSV | INST | HUSSAARM | 2013-10-13 | 322 BIRCH CREEK ROAD | [6 empty] | IN PLANT | Y | XX |  |  | XX |  | XX |  | 999.00 TN | XX |  | AW | ELECTRIC MOTOR PVLV | XX |  |  | XX
10633865 | UNKNOWN |  | BIRCH Waste for Filter 1 /Valve |  | NJLO | V | NJLO-Z1-BIRCH | P203 | INSV | INST | HUSSAARM | 2013-10-13 | 322 BIRCH CREEK ROAD | [6 empty] | IN PLANT | Y | XX |  |  | XX |  | XX |  | 999.00 TN | XX |  | AW | ELECTRIC MOTOR PVLV | XX |  |  | XX
10633868 | UNKNOWN |  | BIRCH Waste for Filter 2 /Valve |  | NJLO | V | NJLO-Z1-BIRCH | P203 | INSV | INST | HUSSAARM | 2013-10-13 | 322 BIRCH CREEK ROAD | [6 empty] | IN PLANT | Y | XX |  |  | XX |  | XX |  | 999.00 TN | XX |  | AW | ELECTRIC MOTOR PVLV | XX |  |  | XX
10633872 | UNKNOWN |  | BIRCH Waste for Filter 3 /Valve |  | NJLO | V | NJLO-Z1-BIRCH | P203 | INSV | INST | HUSSAARM | 2013-10-13 | 322 BIRCH CREEK ROAD | [6 empty] | IN PLANT | Y | XX |  |  | XX |  | XX |  | 999.00 TN | XX |  | AW | ELECTRIC MOTOR PVLV | XX |  |  | XX
10633875 | UNKNOWN |  | BIRCH Discharge for Backwash Pump /Valve |  | NJLO | V | NJLO-Z1-BIRCH | P203 | INSV | INST | HUSSAARM | 2013-10-13 | 322 BIRCH CREEK ROAD | [6 empty] | IN PLANT | Y | XX |  |  | XX |  | XX |  | 999.00 TN | XX |  | AW | HYDRAULIC ONLY PVLV | XX |  |  | XX
10633879 | UNKNOWN |  | BIRCH Decant backwash Tank /Valve |  | NJLO | V | NJLO-Z1-BIRCH | P203 | INSV | INST | HUSSAARM | 2013-10-13 | 322 BIRCH CREEK ROAD | [6 empty] | IN PLANT | Y | XX |  |  | XX |  | XX |  | 999.00 TN | XX |  | AW | ELECTRIC MOTOR PVLV | XX |  |  | XX
10633882 | UNKNOWN |  | BIRCH Decant Sludge tank 1 /Valve |  | NJLO | V | NJLO-Z1-BIRCH | P203 | INSV | INST | HUSSAARM | 2013-10-13 | 322 BIRCH CREEK ROAD | [5 empty] | MANUAL | ISOLATION | N | XX |  |  | XX |  | XX |  | 999.00 TN | XX |  | AW | MANUAL PVLV | XX |  |  | XX
10633885 | UNKNOWN |  | BIRCH Decant Sludge tank 2 /Valve |  | NJLO | V | NJLO-Z1-BIRCH | P203 | INSV | INST | HUSSAARM | 2013-10-13 | 322 BIRCH CREEK ROAD | [5 empty] | MANUAL | ISOLATION | N | XX |  |  | XX |  | XX |  | 999.00 TN | XX |  | AW | MANUAL PVLV | XX |  |  | XX
10633889 | UNKNOWN |  | BIRCH DISCHRG 4 CLRWL PMP1 /VALVE |  | NJLO | V | NJLO-Z1-BIRCH | P203 | INSV | INST | HUSSAARM | 2013-10-13 | 322 BIRCH CREEK ROAD | [6 empty] | PUMP DISCHARGE | Y | XX |  |  | XX |  | XX | 0 PSI | 999.00 TN | XX |  | AW | HYDRAULIC W-PILOTS PVLV | XX |  |  | XX
10633892 | UNKNOWN |  | BIRCH DISCHRG 4 CLRWL PMP2 /VALVE |  | NJLO | V | NJLO-Z1-BIRCH | P203 | INSV | INST | HUSSAARM | 2013-10-13 | 322 BIRCH CREEK ROAD | [6 empty] | PUMP DISCHARGE | Y | XX |  |  | XX |  | XX | 0 PSI | 999.00 TN | XX |  | AW | HYDRAULIC W-PILOTS PVLV | XX |  |  | XX
10633895 | UNKNOWN |  | BIRCH DISCHRG 4 HS PMP3 /VALVE |  | NJLO | V | NJLO-Z1-BIRCH | P203 | INSV | INST | HUSSAARM | 2013-10-13 | 322 BIRCH CREEK ROAD | [6 empty] | PUMP DISCHARGE | Y | XX |  |  | XX |  | XX | 0 PSI | 999.00 TN | XX |  | AW | HYDRAULIC W-PILOTS PVLV | XX |  |  | XX
10633899 | UNKNOWN |  | BIRCH DISCHRG 4 HS PMP2 /VALVE |  | NJLO | V | NJLO-Z1-BIRCH | P203 | INSV | INST | HUSSAARM | 2013-10-13 | 322 BIRCH CREEK ROAD | [6 empty] | PUMP DISCHARGE | Y | XX |  |  | XX |  | XX | 0 PSI | 999.00 TN | XX |  | AW | HYDRAULIC W-PILOTS PVLV | XX |  |  | XX
10634802 | UNKNOWN |  | BIRCH DISCHRG 4 HS PMP1 /VALVE |  | NJLO | V | NJLO-Z1-BIRCH | P203 | INSV | INST | HUSSAARM | 2013-10-13 | 322 BIRCH CREEK ROAD | [6 empty] | PUMP DISCHARGE | Y | XX |  |  | XX |  | XX | 0 PSI | 999.00 TN | XX |  | AW | HYDRAULIC W-PILOTS PVLV | XX |  |  | XX
10634804 | UNKNOWN |  | BIRCH Wash for Filter 1 /Valve |  | NJLO | V | NJLO-Z1-BIRCH | P203 | INSV | INST | HUSSAARM | 2013-10-13 | 322 BIRCH CREEK ROAD | [6 empty] | IN PLANT | Y | XX |  |  | XX |  | XX |  | 999.00 TN | XX |  | AW | ELECTRIC MOTOR PVLV | XX |  |  | XX
10634807 | UNKNOWN |  | BIRCH Wash for Filter 2 /Valve |  | NJLO | V | NJLO-Z1-BIRCH | P203 | INSV | INST | HUSSAARM | 2013-10-13 | 322 BIRCH CREEK ROAD | [6 empty] | IN PLANT | Y | XX |  |  | XX |  | XX |  | 999.00 TN | XX |  | AW | ELECTRIC MOTOR PVLV | XX |  |  | XX
10634811 | UNKNOWN |  | BIRCH Wash for Filter 3 /Valve |  | NJLO | V | NJLO-Z1-BIRCH | P203 | INSV | INST | HUSSAARM | 2013-10-13 | 322 BIRCH CREEK ROAD | [6 empty] | IN PLANT | Y | XX |  |  | XX |  | XX |  | 999.00 TN | XX |  | AW | ELECTRIC MOTOR PVLV | XX |  |  | XX
10634815 | UNKNOWN |  | COMM CLA-VAL ON YD TK FILL LN /VALVE |  | NJLO | V | NJLO-Z1-COMM. | P203 | OOS | INAC INST | HUSSAARM | 2013-10-13 | 657 Commodore Dr | [6 empty] | ALTITUDE | Y | XX |  |  | XX |  | XX | 0 PSI | 999.00 TN | XX |  | AW | HYDRAULIC W-PILOTS PVLV | XX |  |  | XX
10634818 | UNKNOWN |  | COMM DISCHRG 4 BSTPMP1 /VALVE |  | NJLO | V | NJLO-Z1-COMM. | P203 | INSV | INST | HUSSAARM | 2013-10-13 | 657 Commodore Dr | [6 empty] | PUMP DISCHARGE | Y | XX |  |  | XX |  | XX | 0 PSI | 999.00 TN | XX |  | AW | HYDRAULIC W-PILOTS PVLV | XX |  |  | XX
10634821 | UNKNOWN |  | COMM DISCHRG 4 BSTPMP2 /VALVE |  | NJLO | V | NJLO-Z1-COMM. | P203 | INSV | INST | HUSSAARM | 2013-10-13 | 657 Commodore Dr | [6 empty] | PUMP DISCHARGE | Y | XX |  |  | XX |  | XX | 0 PSI | 999.00 TN | XX |  | AW | HYDRAULIC W-PILOTS PVLV | XX |  |  | XX
10634824 | UNKNOWN |  | COMM DISCHRG 4 BSTPMP3 /VALVE |  | NJLO | V | NJLO-Z1-COMM. | P203 | INSV | INST | HUSSAARM | 2013-10-13 | 657 Commodore Dr | [6 empty] | PUMP DISCHARGE | Y | XX |  |  | XX |  | XX | 0 PSI | 999.00 TN | XX |  | AW | HYDRAULIC W-PILOTS PVLV | XX |  |  | XX
10634827 | UNKNOWN |  | PURE Effluent for Filter 1 /Valve |  | NJLO | V | NJLO-Z1-PURE. | P203 | INSV | INST | HUSSAARM | 2013-10-13 | 2255 High Hill Rd | [7 empty] | Y | XX |  |  | XX |  | XX |  | 999.00 TN | XX |  | AW | MANUAL PVLV | XX |  |  | XX
10634831 | UNKNOWN |  | PURE Effluent for Filter 2 /Valve |  | NJLO | V | NJLO-Z1-PURE. | P203 | INSV | INST | HUSSAARM | 2013-10-13 | 2255 High Hill Rd | [7 empty] | Y | XX |  |  | XX |  | XX |  | 999.00 TN | XX |  | AW | MANUAL PVLV | XX |  |  | XX
10634835 | UNKNOWN |  | PURE Filter to Waste for Filter 1 /Valve |  | NJLO | V | NJLO-Z1-PURE. | P203 | INSV | INST | HUSSAARM | 2013-10-13 | 2255 High Hill Rd | [7 empty] | Y | XX |  |  | XX |  | XX |  | 999.00 TN | XX |  | AW | MANUAL PVLV | XX |  |  | XX
10634838 | UNKNOWN |  | PURE Filter to Waste for Filter 2 /Valve |  | NJLO | V | NJLO-Z1-PURE. | P203 | INSV | INST | HUSSAARM | 2013-10-13 | 2255 High Hill Rd | [7 empty] | Y | XX |  |  | XX |  | XX |  | 999.00 TN | XX |  | AW | MANUAL PVLV | XX |  |  | XX
10634841 | UNKNOWN |  | PURE Influent for Filter 1 /Valve |  | NJLO | V | NJLO-Z1-PURE. | P203 | INSV | INST | HUSSAARM | 2013-10-13 | 2255 High Hill Rd | [7 empty] | Y | XX |  |  | XX |  | XX |  | 999.00 TN | XX |  | AW | MANUAL PVLV | XX |  |  | XX
10634844 | UNKNOWN |  | PURE Influent for Filter 2 /Valve |  | NJLO | V | NJLO-Z1-PURE. | P203 | INSV | INST | HUSSAARM | 2013-10-13 | 2255 High Hill Rd | [7 empty] | Y | XX |  |  | XX |  | XX |  | 999.00 TN | XX |  | AW | MANUAL PVLV | XX |  |  | XX
10634848 | UNKNOWN |  | PURE Waste for Filter 2 /Valve |  | NJLO | V | NJLO-Z1-PURE. | P203 | INSV | INST | HUSSAARM | 2013-10-13 | 2255 High Hill Rd | [7 empty] | Y | XX |  |  | XX |  | XX |  | 999.00 TN | XX |  | AW | MANUAL PVLV | XX |  |  | XX
10634849 | UNKNOWN |  | PURE Waste for Filter 1 /Valve |  | NJLO | V | NJLO-Z1-PURE. | P203 | INSV | INST | HUSSAARM | 2013-10-13 | 2255 High Hill Rd | [7 empty] | Y | XX |  |  | XX |  | XX |  | 999.00 TN | XX |  | AW | MANUAL PVLV | XX |  |  | XX
10634853 | UNKNOWN |  | PURE Decant Sludge tank 1 /Valve |  | NJLO | V | NJLO-Z1-PURE. | P203 | INSV | INST | HUSSAARM | 2013-10-13 | 2255 High Hill Rd | [7 empty] | Y | XX |  |  | XX |  | XX |  | 999.00 TN | XX |  | AW | MANUAL PVLV | XX |  |  | XX
10634857 | UNKNOWN |  | PURE backwash Tank /Valve |  | NJLO | V | NJLO-Z1-PURE. | P203 | INSV | INST | HUSSAARM | 2013-10-13 | 2255 High Hill Rd | [7 empty] | Y | XX |  |  | XX |  | XX |  | 999.00 TN | XX |  | AW | MANUAL PVLV | XX |  |  | XX
10634861 | UNKNOWN |  | PURE-W05 DISCHRG 4 WL PMP5 /VALVE |  | NJLO | V | NJLO-Z1-PURE.-W05. | P203 | OOS | INAC INST | HUSSAARM | 2013-10-13 | EAGLE CT | [7 empty] | Y | XX |  |  | XX |  | XX |  | 999.00 TN | XX |  | AW | MANUAL PVLV | XX |  |  | XX
10634863 | UNKNOWN |  | PURE Wash for Filter 2 /Valve |  | NJLO | V | NJLO-Z1-PURE. | P203 | INSV | INST | HUSSAARM | 2013-10-13 | 2255 High Hill Rd | [7 empty] | Y | XX |  |  | XX |  | XX |  | 999.00 TN | XX |  | AW | MANUAL PVLV | XX |  |  | XX
10634866 | UNKNOWN |  | PURE Wash for Filter 1 /Valve |  | NJLO | V | NJLO-Z1-PURE. | P203 | INSV | INST | HUSSAARM | 2013-10-13 | 2255 High Hill Rd | [7 empty] | Y | XX |  |  | XX |  | XX |  | 999.00 TN | XX |  | AW | MANUAL PVLV | XX |  |  | XX
10653006 | UNKNOWN |  | DRWTP MIXING AREA BYPASS RPZ /VALVE |  | NJBC | V | NJBC-BU-DRWTP-TRMT-MXBN | P203 | INSV | INST | HUSSAARM | 2013-10-13 | 213 CARRIAGE LANE | [6 empty] | BYPASS |  | Y |  |  | XX |  | XX |  | 999.00 TN | XX |  | AW | BACKFLOW W-TEST PORTS PVLV | XX |  |  | XX
10678965 | UNKNOWN | NJHH-7-VPRC-10 | DRWTP-TRMT-OZNE GEN4 O2 FILT BYPS /VALVE |  | NJBC | V | NJBC-BU-DRWTP-TRMT-OZNE | P203 | INSV | INST | HUSSAARM | 2013-10-13 | 213 CARRIAGE LANE | [8 empty] | XX |  |  | XX |  | XX |  | 999.00 TN | XX |  | AW | MANUAL PVLV | XX |  |  | XX
10678968 | UNKNOWN | NJHH-7-VFIU-13 | DRWTP-TRMT-OZNE GEN4 O2 FILT UP /VALVE |  | NJBC | V | NJBC-BU-DRWTP-TRMT-OZNE | P203 | INSV | INST | HUSSAARM | 2013-10-13 | 213 CARRIAGE LANE |  |  | V-241 | [5 empty] | XX |  |  | XX |  | XX | 0 PSI | 999.00 TN | XX |  | AW | MANUAL PVLV | XX |  |  | XX
10678971 | UNKNOWN | NJHH-7-VFID-13 | DRWTP-TRMT-OZNE GEN4 O2 FILT DWN /VALVE |  | NJBC | V | NJBC-BU-DRWTP-TRMT-OZNE | P203 | INSV | INST | HUSSAARM | 2013-10-13 | 213 CARRIAGE LANE |  |  | V-242 | [5 empty] | XX |  |  | XX |  | XX | 0 PSI | 999.00 TN | XX |  | AW | MANUAL PVLV | XX |  |  | XX
10678974 | UNKNOWN | NJHH-7-VPRC-10 | DRWTP-TRMT PSU4 CLD H2O FD PRV /VALVE |  | NJBC | V | NJBC-BU-DRWTP-TRMT | P203 | INSV | INST | HUSSAARM | 2013-10-13 | 213 CARRIAGE LANE | [8 empty] | XX |  |  | XX |  | XX |  | 999.00 TN | XX |  | AW | HYDRAULIC ONLY PVLV | XX |  |  | XX
10678977 | UNKNOWN |  | DRWTP-TRMT PSU4 IN PRES /VALVE |  | NJBC | V | NJBC-BU-DRWTP-TRMT | P203 | INSV | INST | HUSSAARM | 2013-10-13 | 213 CARRIAGE LANE | [8 empty] | XX |  |  | XX |  | XX |  | 999.00 TN | XX |  | AW | HYDRAULIC ONLY PVLV | XX |  |  | XX
10678980 | UNKNOWN |  | DRWTP-TRMT PSU4 WTR PRES CTRL /VALVE |  | NJBC | V | NJBC-BU-DRWTP-TRMT | P203 | INSV | INST | HUSSAARM | 2013-10-13 | 213 CARRIAGE LANE | [8 empty] | XX |  |  | XX |  | XX |  | 999.00 TN | XX |  | AW | HYDRAULIC ONLY PVLV | XX |  |  | XX
10678982 | UNKNOWN | NJHH-7-VPRV-26 | DRWTP-TRMT-OZNE PSU4 IN COOL PSRG /VALVE |  | NJBC | V | NJBC-BU-DRWTP-TRMT-OZNE | P203 | INSV | INST | HUSSAARM | 2013-10-13 | 213 CARRIAGE LANE |  |  | PSV-242 | [5 empty] | XX |  |  | XX |  | XX |  | 999.00 TN | XX |  | AW | HYDRAULIC ONLY PVLV | XX |  |  | XX
10593379 | UNKNOWN | NJHH-7-VVNT-12 | DRWTP-TRMT-SUPR P 3 VENT /VALVE |  | NJBC | V | NJBC-BU-DRWTP-TRMT-SUPR | P203 | INSV | INST | HUSSAARM | 2013-10-13 | 213 CARRIAGE LANE | [5 empty] | PNEUMATIC | IN PLANT | Y | XX |  |  | XX |  | XX |  | 999.00 TN | XX |  | AW | PNEUMATIC PVLV | XX |  |  | XX
10593382 | UNKNOWN | NJHH-7-VVNT-13 | DRWTP-TRMT-SUPR P 4 VENT /VALVE |  | NJBC | V | NJBC-BU-DRWTP-TRMT-SUPR | P203 | INSV | INST | HUSSAARM | 2013-10-13 | 213 CARRIAGE LANE | [5 empty] | PNEUMATIC | IN PLANT | Y | XX |  |  | XX |  | XX | 0 PSI | 999.00 TN | XX |  | AW | PNEUMATIC PVLV | XX |  |  | XX
10630962 | UNKNOWN |  | BECK Effluent for Clarifier 2 /Valve |  | NJLO | V | NJLO-Z1-BECK. | P203 | INSV | INST | HUSSAARM | 2013-10-13 | 1547 High Hill Rd | [6 empty] | IN PLANT | Y | XX |  |  | XX |  | XX |  | 999.00 TN | XX |  | AW | ELECTRIC MOTOR PVLV | XX |  |  | XX
10630965 | UNKNOWN |  | BECK Effluent for Filter 3 /Valve |  | NJLO | V | NJLO-Z1-BECK. | P203 | INSV | INST | HUSSAARM | 2013-10-13 | 1547 High Hill Rd | [6 empty] | IN PLANT | Y | XX |  |  | XX |  | XX | 0 PSI | 999.00 TN | XX |  | AW | ELECTRIC MOTOR PVLV | XX |  |  | XX
10630968 | UNKNOWN |  | BECK Effluent for Filter 1 /Valve |  | NJLO | V | NJLO-Z1-BECK. | P203 | INSV | INST | HUSSAARM | 2013-10-13 | 1547 High Hill Rd | [6 empty] | IN PLANT | Y | XX |  |  | XX |  | XX | 0 PSI | 999.00 TN | XX |  | AW | ELECTRIC MOTOR PVLV | XX |  |  | XX
10630972 | UNKNOWN |  | BECK Effluent for Filter 2 /Valve |  | NJLO | V | NJLO-Z1-BECK. | P203 | INSV | INST | HUSSAARM | 2013-10-13 | 1547 High Hill Rd | [6 empty] | IN PLANT | Y | XX |  |  | XX |  | XX | 0 PSI | 999.00 TN | XX |  | AW | ELECTRIC MOTOR PVLV | XX |  |  | XX
10630976 | UNKNOWN |  | BECK Effluent for Clarifier 1 /Valve |  | NJLO | V | NJLO-Z1-BECK. | P203 | INSV | INST | HUSSAARM | 2013-10-13 | 1547 High Hill Rd | [6 empty] | IN PLANT | Y | XX |  |  | XX |  | XX |  | 999.00 TN | XX |  | AW | ELECTRIC MOTOR PVLV | XX |  |  | XX
10630978 | UNKNOWN |  | BECK Sludge tank #2 decant /Valve |  | NJLO | V | NJLO-Z1-BECK. | P203 | INSV | INST | HUSSAARM | 2013-10-13 | 1547 High Hill Rd | [6 empty] | OTHER | Y | XX |  |  | XX |  | XX |  | 999.00 TN | XX |  | AW | ELECTRIC MOTOR PVLV | XX |  |  | XX
10630981 | UNKNOWN |  | BECK Sludge tank #1 decant /Valve |  | NJLO | V | NJLO-Z1-BECK. | P203 | INSV | INST | HUSSAARM | 2013-10-13 | 1547 High Hill Rd | [6 empty] | OTHER | Y | XX |  |  | XX |  | XX |  | 999.00 TN | XX |  | AW | ELECTRIC MOTOR PVLV | XX |  |  | XX
10630985 | UNKNOWN |  | BECK Backwash tank decant /Valve |  | NJLO | V | NJLO-Z1-BECK. | P203 | INSV | INST | HUSSAARM | 2013-10-13 | 1547 High Hill Rd | [6 empty] | IN PLANT | Y | XX |  |  | XX |  | XX |  | 999.00 TN | XX |  | AW | ELECTRIC MOTOR PVLV | XX |  |  | XX
10630987 | UNKNOWN |  | BECK Surface wash for Filter 3 /Valve |  | NJLO | V | NJLO-Z1-BECK. | P203 | INSV | INST | HUSSAARM | 2013-10-13 | 1547 High Hill Rd | [6 empty] | IN PLANT | Y | XX |  |  | XX |  | XX | 0 PSI | 999.00 TN | XX |  | AW | ELECTRIC MOTOR PVLV | XX |  |  | XX
10630990 | UNKNOWN |  | BECK Surface wash for Filter 2 /Valve |  | NJLO | V | NJLO-Z1-BECK. | P203 | INSV | INST | HUSSAARM | 2013-10-13 | 1547 High Hill Rd | [6 empty] | IN PLANT | Y | XX |  |  | XX |  | XX | 0 PSI | 999.00 TN | XX |  | AW | ELECTRIC MOTOR PVLV | XX |  |  | XX
10630994 | UNKNOWN |  | BECK Surface wash for Filter 1 /Valve |  | NJLO | V | NJLO-Z1-BECK. | P203 | INSV | INST | HUSSAARM | 2013-10-13 | 1547 High Hill Rd | [6 empty] | IN PLANT | Y | XX |  |  | XX |  | XX | 0 PSI | 999.00 TN | XX |  | AW | ELECTRIC MOTOR PVLV | XX |  |  | XX
10630998 | UNKNOWN |  | BECK Influent for Filter 1 /Valve |  | NJLO | V | NJLO-Z1-BECK. | P203 | INSV | INST | HUSSAARM | 2013-10-13 | 1547 High Hill Rd | [6 empty] | IN PLANT | Y | XX |  |  | XX |  | XX | 0 PSI | 999.00 TN | XX |  | AW | ELECTRIC MOTOR PVLV | XX |  |  | XX
10632202 | UNKNOWN |  | BECK Influent for Filter 2 /Valve |  | NJLO | V | NJLO-Z1-BECK. | P203 | INSV | INST | HUSSAARM | 2013-10-13 | 1547 High Hill Rd | [6 empty] | IN PLANT | Y | XX |  |  | XX |  | XX | 0 PSI | 999.00 TN | XX |  | AW | ELECTRIC MOTOR PVLV | XX |  |  | XX
10632204 | UNKNOWN |  | BECK Influent for Filter 3 /Valve |  | NJLO | V | NJLO-Z1-BECK. | P203 | INSV | INST | HUSSAARM | 2013-10-13 | 1547 High Hill Rd | [6 empty] | IN PLANT | Y | XX |  |  | XX |  | XX | 0 PSI | 999.00 TN | XX |  | AW | ELECTRIC MOTOR PVLV | XX |  |  | XX
10632207 | UNKNOWN |  | BECK Influent for Clarifier 1 /Valve |  | NJLO | V | NJLO-Z1-BECK. | P203 | INSV | INST | HUSSAARM | 2013-10-13 | 1547 High Hill Rd | [6 empty] | IN PLANT | Y | XX |  |  | XX |  | XX |  | 999.00 TN | XX |  | AW | ELECTRIC MOTOR PVLV | XX |  |  | XX
10632211 | UNKNOWN |  | BECK Influent for Clarifier 2 /Valve |  | NJLO | V | NJLO-Z1-BECK. | P203 | INSV | INST | HUSSAARM | 2013-10-13 | 1547 High Hill Rd | [6 empty] | IN PLANT | Y | XX |  |  | XX |  | XX |  | 999.00 TN | XX |  | AW | ELECTRIC MOTOR PVLV | XX |  |  | XX
10632215 | UNKNOWN |  | BECK Rinse to Waste for Filter 1 /Valve |  | NJLO | V | NJLO-Z1-BECK. | P203 | INSV | INST | HUSSAARM | 2013-10-13 | 1547 High Hill Rd | [6 empty] | IN PLANT | Y | XX |  |  | XX |  | XX | 0 PSI | 999.00 TN | XX |  | AW | ELECTRIC MOTOR PVLV | XX |  |  | XX
10632218 | UNKNOWN |  | BECK Rinse to Waste for Filter 2 /Valve |  | NJLO | V | NJLO-Z1-BECK. | P203 | INSV | INST | HUSSAARM | 2013-10-13 | 1547 High Hill Rd | [6 empty] | IN PLANT | Y | XX |  |  | XX |  | XX | 0 PSI | 999.00 TN | XX |  | AW | ELECTRIC MOTOR PVLV | XX |  |  | XX
10632221 | UNKNOWN |  | BECK Rinse to Waste for Filter 3 /Valve |  | NJLO | V | NJLO-Z1-BECK. | P203 | INSV | INST | HUSSAARM | 2013-10-13 | 1547 High Hill Rd | [6 empty] | IN PLANT | Y | XX |  |  | XX |  | XX | 0 PSI | 999.00 TN | XX |  | AW | ELECTRIC MOTOR PVLV | XX |  |  | XX
10632224 | UNKNOWN |  | BECK Waste for Clarifier 2 /Valve |  | NJLO | V | NJLO-Z1-BECK. | P203 | INSV | INST | HUSSAARM | 2013-10-13 | 1547 High Hill Rd | [6 empty] | IN PLANT | Y | XX |  |  | XX |  | XX |  | 999.00 TN | XX |  | AW | ELECTRIC MOTOR PVLV | XX |  |  | XX
10632228 | UNKNOWN |  | BECK Waste for Clarifier 1 /Valve |  | NJLO | V | NJLO-Z1-BECK. | P203 | INSV | INST | HUSSAARM | 2013-10-13 | 1547 High Hill Rd | [6 empty] | IN PLANT | Y | XX |  |  | XX |  | XX |  | 999.00 TN | XX |  | AW | ELECTRIC MOTOR PVLV | XX |  |  | XX
10632231 | UNKNOWN |  | BECK DISCHRG 4 CLRWL PMP1 /VALVE |  | NJLO | V | NJLO-Z1-BECK. | P203 | INSV | INST | HUSSAARM | 2013-10-13 | 1547 High Hill Rd | [6 empty] | PUMP DISCHARGE | Y | XX |  |  | XX |  | XX | 0 PSI | 999.00 TN | XX |  | AW | HYDRAULIC W-PILOTS PVLV | XX |  |  | XX
10632233 | UNKNOWN |  | BECK DISCHRG 4 CLRWL PMP2 /VALVE |  | NJLO | V | NJLO-Z1-BECK. | P203 | INSV | INST | HUSSAARM | 2013-10-13 | 1547 High Hill Rd | [6 empty] | PUMP DISCHARGE | Y | XX |  |  | XX |  | XX | 0 PSI | 999.00 TN | XX |  | AW | HYDRAULIC W-PILOTS PVLV | XX |  |  | XX
10632237 | UNKNOWN |  | BECK DISCHRG 4 CLRWL PMP3 /VALVE |  | NJLO | V | NJLO-Z1-BECK. | P203 | INSV | INST | HUSSAARM | 2013-10-13 | 1547 High Hill Rd | [6 empty] | PUMP DISCHARGE | Y | XX |  |  | XX |  | XX | 0 PSI | 999.00 TN | XX |  | AW | HYDRAULIC W-PILOTS PVLV | XX |  |  | XX
10632240 | UNKNOWN |  | BECK DISCHRG 4 HS PMP1 /VALVE |  | NJLO | V | NJLO-Z1-BECK. | P203 | INSV | INST | HUSSAARM | 2013-10-13 | 1547 High Hill Rd | [6 empty] | PUMP DISCHARGE | Y | XX |  |  | XX |  | XX | 0 PSI | 999.00 TN | XX |  | AW | HYDRAULIC W-PILOTS PVLV | XX |  |  | XX
10632244 | UNKNOWN |  | BECK DISCHRG 4 HS PMP2 /VALVE |  | NJLO | V | NJLO-Z1-BECK. | P203 | INSV | INST | HUSSAARM | 2013-10-13 | 1547 High Hill Rd | [6 empty] | PUMP DISCHARGE | Y | XX |  |  | XX |  | XX | 0 PSI | 999.00 TN | XX |  | AW | HYDRAULIC W-PILOTS PVLV | XX |  |  | XX
10632246 | UNKNOWN |  | BECK DISCHRG 4 HS PMP3 /VALVE |  | NJLO | V | NJLO-Z1-BECK. | P203 | INSV | INST | HUSSAARM | 2013-10-13 | 1547 High Hill Rd | [6 empty] | PUMP DISCHARGE | Y | XX |  |  | XX |  | XX | 0 PSI | 999.00 TN | XX |  | AW | HYDRAULIC W-PILOTS PVLV | XX |  |  | XX
10632249 | UNKNOWN |  | BECK DISCHRG 4 HS PMP4 /VALVE |  | NJLO | V | NJLO-Z1-BECK. | P203 | INSV | INST | HUSSAARM | 2013-10-13 | 1547 High Hill Rd | [6 empty] | PUMP DISCHARGE | Y | XX |  |  | XX |  | XX | 0 PSI | 999.00 TN | XX |  | AW | HYDRAULIC W-PILOTS PVLV | XX |  |  | XX
10632257 | UNKNOWN |  | BECK Discharge for Backwash Pump /Valve |  | NJLO | V | NJLO-Z1-BECK. | P203 | INSV | INST | HUSSAARM | 2013-10-13 | 1547 High Hill Rd | [6 empty] | IN PLANT | Y | XX |  |  | XX |  | XX | 0 PSI | 999.00 TN | XX |  | AW | HYDRAULIC W-PILOTS PVLV | XX |  |  | XX
10632267 | UNKNOWN |  | BECK DISCHRG 4 SLDGE PMP1 /VALVE |  | NJLO | V | NJLO-Z1-BECK. | P203 | INSV | INST | HUSSAARM | 2013-10-13 | 1547 High Hill Rd | [5 empty] | MANUAL | ISOLATION | N | XX |  |  | XX |  | XX |  | 999.00 TN | XX |  | AW | MANUAL PVLV | XX |  |  | XX
10632270 | UNKNOWN |  | BECK Discharge for Sludge pump #2 /Valve |  | NJLO | V | NJLO-Z1-BECK. | P203 | INSV | INST | HUSSAARM | 2013-10-13 | 1547 High Hill Rd | [5 empty] | MANUAL | ISOLATION | N | XX |  |  | XX |  | XX |  | 999.00 TN | XX |  | AW | MANUAL PVLV | XX |  |  | XX
10632272 | UNKNOWN |  | BECK DISCHRG 4 SLDGE PMP3 /VALVE |  | NJLO | V | NJLO-Z1-BECK. | P203 | INSV | INST | HUSSAARM | 2013-10-13 | 1547 High Hill Rd | [5 empty] | MANUAL | ISOLATION | N | XX |  |  | XX |  | XX |  | 999.00 TN | XX |  | AW | MANUAL PVLV | XX |  |  | XX
10632275 | UNKNOWN |  | BECK DISCHRG 4 WST PIT PMP1 /VALVE |  | NJLO | V | NJLO-Z1-BECK. | P203 | INSV | INST | HUSSAARM | 2013-10-13 | 1547 High Hill Rd | [5 empty] | MANUAL | ISOLATION | N | XX |  |  | XX |  | XX |  | 999.00 TN | XX |  | AW | MANUAL PVLV | XX |  |  | XX
10633803 | UNKNOWN |  | BECK DISCHRG 4 WST PIT PMP2 /VALVE |  | NJLO | V | NJLO-Z1-BECK. | P203 | INSV | INST | HUSSAARM | 2013-10-13 | 1547 High Hill Rd | [5 empty] | MANUAL | ISOLATION | N | XX |  |  | XX |  | XX |  | 999.00 TN | XX |  | AW | MANUAL PVLV | XX |  |  | XX
10633828 | UNKNOWN |  | BECK Wash for Filter 3 /Valve |  | NJLO | V | NJLO-Z1-BECK. | P203 | INSV | INST | HUSSAARM | 2013-10-13 | 1547 High Hill Rd | [6 empty] | IN PLANT | Y | XX |  |  | XX |  | XX | 0 PSI | 999.00 TN | XX |  | AW | ELECTRIC MOTOR PVLV | XX |  |  | XX
10633835 | UNKNOWN |  | BECK Wash for Filter 2 /Valve |  | NJLO | V | NJLO-Z1-BECK. | P203 | INSV | INST | HUSSAARM | 2013-10-13 | 1547 High Hill Rd | [6 empty] | IN PLANT | Y | XX |  |  | XX |  | XX | 0 PSI | 999.00 TN | XX |  | AW | ELECTRIC MOTOR PVLV | XX |  |  | XX
10633839 | UNKNOWN |  | BECK Wash for Filter 1 /Valve |  | NJLO | V | NJLO-Z1-BECK. | P203 | INSV | INST | HUSSAARM | 2013-10-13 | 1547 High Hill Rd | [6 empty] | IN PLANT | Y | XX |  |  | XX |  | XX | 0 PSI | 999.00 TN | XX |  | AW | ELECTRIC MOTOR PVLV | XX |  |  | XX
10633843 | UNKNOWN |  | BIRCH Effluent for Filter 1 /Valve |  | NJLO | V | NJLO-Z1-BIRCH | P203 | INSV | INST | HUSSAARM | 2013-10-13 | 322 BIRCH CREEK ROAD | [6 empty] | IN PLANT | Y | XX |  |  | XX |  | XX |  | 999.00 TN | XX |  | AW | ELECTRIC MOTOR PVLV | XX |  |  | XX
10633847 | UNKNOWN |  | BIRCH Effluent for Filter 2 /Valve |  | NJLO | V | NJLO-Z1-BIRCH | P203 | INSV | INST | HUSSAARM | 2013-10-13 | 322 BIRCH CREEK ROAD | [6 empty] | IN PLANT | Y | XX |  |  | XX |  | XX |  | 999.00 TN | XX |  | AW | ELECTRIC MOTOR PVLV | XX |  |  | XX
10633849 | UNKNOWN |  | BIRCH Effluent for Filter 3 /Valve |  | NJLO | V | NJLO-Z1-BIRCH | P203 | INSV | INST | HUSSAARM | 2013-10-13 | 322 BIRCH CREEK ROAD | [6 empty] | IN PLANT | Y | XX |  |  | XX |  | XX |  | 999.00 TN | XX |  | AW | ELECTRIC MOTOR PVLV | XX |  |  | XX
10633852 | UNKNOWN |  | BIRCH Backwash for Filter 3 /Valve |  | NJLO | V | NJLO-Z1-BIRCH | P203 | INSV | INST | HUSSAARM | 2013-10-13 | 322 BIRCH CREEK ROAD | [6 empty] | IN PLANT | Y | XX |  |  | XX |  | XX |  | 999.00 TN | XX |  | AW | ELECTRIC MOTOR PVLV | XX |  |  | XX
10590641 | UNKNOWN | NJHH-7-VSAW-35 | DRWTP-RWPS AIR WASH MN RISER 488 /VALVE |  | NJBC | V | NJBC-BU-DRWTP-RWPS | P203 | INSV | INST | HUSSAARM | 2013-10-13 | 213 CARRIAGE LN | [5 empty] | MANUAL | ISOLATION | N | XX |  |  | XX |  | XX |  | 999.00 TN | XX |  | AW | MANUAL PVLV | XX |  |  | XX
10584162 | UNKNOWN | NJHH-7-VWSH-21 | DRWTP-TRMT-FILT 6 WSHWTR ISO MAN /VALVE |  | NJBC | V | NJBC-BU-DRWTP-TRMT-FILT | P203 | INSV | INST | HUSSAARM | 2013-10-13 | 213 CARRIAGE LANE | [5 empty] | MANUAL | ISOLATION | N | XX |  |  | XX |  | XX |  | 999.00 TN | XX |  | AW | MANUAL PVLV | XX |  |  | XX
10584163 | UNKNOWN | NJHH-7-VWSH-22 | DRWTP-TRMT-FILT 7 WSHWTR MOTOR /VALVE |  | NJBC | V | NJBC-BU-DRWTP-TRMT-FILT | P203 | INSV | INST | HUSSAARM | 2013-10-13 | 213 CARRIAGE LANE | [5 empty] | ELECTRIC | IN PLANT | Y | XX |  |  | XX |  | XX |  | 999.00 TN | XX |  | AW | ELECTRIC MOTOR PVLV | XX |  |  | XX
10584164 | UNKNOWN | NJHH-7-VWSH-23 | DRWTP-TRMT-FILT 7 WSHWTR ISO MAN /VALVE |  | NJBC | V | NJBC-BU-DRWTP-TRMT-FILT | P203 | INSV | INST | HUSSAARM | 2013-10-13 | 213 CARRIAGE LANE | [5 empty] | MANUAL | ISOLATION | N | XX |  |  | XX |  | XX |  | 999.00 TN | XX |  | AW | MANUAL PVLV | XX |  |  | XX
10584165 | UNKNOWN | NJHH-7-VWSH-24 | DRWTP-TRMT-FILT 8 WSHWTR MOTOR /VALVE |  | NJBC | V | NJBC-BU-DRWTP-TRMT-FILT | P203 | INSV | INST | HUSSAARM | 2013-10-13 | 213 CARRIAGE LANE | [5 empty] | ELECTRIC | IN PLANT | Y | XX |  |  | XX |  | XX |  | 999.00 TN | XX |  | AW | ELECTRIC MOTOR PVLV | XX |  |  | XX
10584166 | UNKNOWN | NJHH-7-VWSH-25 | DRWTP-TRMT-FILT 8 WSHWTR ISO MAN /VALVE |  | NJBC | V | NJBC-BU-DRWTP-TRMT-FILT | P203 | INSV | INST | HUSSAARM | 2013-10-13 | 213 CARRIAGE LANE | [5 empty] | MANUAL | ISOLATION | N | XX |  |  | XX |  | XX |  | 999.00 TN | XX |  | AW | MANUAL PVLV | XX |  |  | XX
10584167 | UNKNOWN | NJHH-7-VFLC-1 | DRWTP-TRMT-FILT BKWSH DIS FLO 125 /VALVE |  | NJBC | V | NJBC-BU-DRWTP-TRMT-FILT | P203 | INSV | INST | HUSSAARM | 2013-10-13 | 213 CARRIAGE LANE | [5 empty] | ELECTRIC | IN PLANT | Y | XX |  |  | XX |  | XX |  | 999.00 TN | XX |  | AW | ELECTRIC MOTOR PVLV | XX |  |  | XX
10584168 | UNKNOWN | NJHH-7-VFLC-10 | DRWTP-TRMT-FILT 7 RATE FLO CTRL /VALVE |  | NJBC | V | NJBC-BU-DRWTP-TRMT-FILT | P203 | INSV | INST | HUSSAARM | 2013-10-13 | 213 CARRIAGE LANE | [5 empty] | ELECTRIC | IN PLANT | Y | XX |  |  | XX |  | XX |  | 999.00 TN | XX |  | AW | ELECTRIC MOTOR PVLV | XX |  |  | 20
10584169 | UNKNOWN | NJHH-7-VFLC-11 | DRWTP-TRMT-FILT 8 RATE FLO CTRL /VALVE |  | NJBC | V | NJBC-BU-DRWTP-TRMT-FILT | P203 | INSV | INST | HUSSAARM | 2013-10-13 | 213 CARRIAGE LANE | [5 empty] | ELECTRIC | IN PLANT | Y | XX |  |  | XX |  | XX |  | 999.00 TN | XX |  | AW | ELECTRIC MOTOR PVLV | XX |  |  | 20
10584170 | UNKNOWN | NJHH-7-VFLC-2 | DRWTP-TRMT-FILT BKWSH DIS FLO 124 /VALVE |  | NJBC | V | NJBC-BU-DRWTP-TRMT-FILT | P203 | INSV | INST | HUSSAARM | 2013-10-13 | 213 CARRIAGE LANE | [5 empty] | ELECTRIC | IN PLANT | Y | XX |  |  | XX |  | XX |  | 999.00 TN | XX |  | AW | ELECTRIC MOTOR PVLV | XX |  |  | XX
10584171 | UNKNOWN | NJHH-7-VFLC-3 | DRWTP-TRMT RWP DIS FLO CTRL 125 /VALVE |  | NJBC | V | NJBC-BU-DRWTP-TRMT | P203 | INSV | INST | HUSSAARM | 2013-10-13 | 213 CARRIAGE LANE | [5 empty] | ELECTRIC | IN PLANT | Y | XX |  |  | XX |  | XX |  | 999.00 TN | XX |  | AW | ELECTRIC MOTOR PVLV | XX |  |  | XX
10584172 | UNKNOWN | NJHH-7-VFLC-4 | DRWTP-TRMT-FILT 1 RATE FLO CTRL /VALVE |  | NJBC | V | NJBC-BU-DRWTP-TRMT-FILT | P203 | INSV | INST | HUSSAARM | 2013-10-13 | 213 CARRIAGE LANE | [5 empty] | ELECTRIC | IN PLANT | Y | XX |  |  | XX |  | XX |  | 999.00 TN | XX |  | AW | ELECTRIC MOTOR PVLV | XX |  |  | 20
10584173 | UNKNOWN | NJHH-7-VFLC-5 | DRWTP-TRMT-FILT 2 RATE FLO CTRL /VALVE |  | NJBC | V | NJBC-BU-DRWTP-TRMT-FILT | P203 | INSV | INST | HUSSAARM | 2013-10-13 | 213 CARRIAGE LANE | [5 empty] | ELECTRIC | IN PLANT | Y | XX |  |  | XX |  | XX |  | 999.00 TN | XX |  | AW | ELECTRIC MOTOR PVLV | XX |  |  | 20
10584174 | UNKNOWN | NJHH-7-VFLC-6 | DRWTP-TRMT-FILT 3 RATE FLO CTRL /VALVE |  | NJBC | V | NJBC-BU-DRWTP-TRMT-FILT | P203 | INSV | INST | HUSSAARM | 2013-10-13 | 213 CARRIAGE LANE | [5 empty] | ELECTRIC | IN PLANT | Y | XX |  |  | XX |  | XX |  | 999.00 TN | XX |  | AW | ELECTRIC MOTOR PVLV | XX |  |  | 20
10584175 | UNKNOWN | NJHH-7-VFLC-7 | DRWTP-TRMT-FILT 4 RATE FLO CTRL /VALVE |  | NJBC | V | NJBC-BU-DRWTP-TRMT-FILT | P203 | INSV | INST | HUSSAARM | 2013-10-13 | 213 CARRIAGE LANE | [5 empty] | ELECTRIC | IN PLANT | Y | XX |  |  | XX |  | XX |  | 999.00 TN | XX |  | AW | ELECTRIC MOTOR PVLV | XX |  |  | 20
10584176 | UNKNOWN | NJHH-7-VFLC-8 | DRWTP-TRMT-FILT 5 RATE FLO CTRL /VALVE |  | NJBC | V | NJBC-BU-DRWTP-TRMT-FILT | P203 | INSV | INST | HUSSAARM | 2013-10-13 | 213 CARRIAGE LANE | [5 empty] | ELECTRIC | IN PLANT | Y | XX |  |  | XX |  | XX |  | 999.00 TN | XX |  | AW | ELECTRIC MOTOR PVLV | XX |  |  | 20
10584177 | UNKNOWN | NJHH-7-VFLC-9 | DRWTP-TRMT-FILT 6 RATE FLO CTRL /VALVE |  | NJBC | V | NJBC-BU-DRWTP-TRMT-FILT | P203 | INSV | INST | HUSSAARM | 2013-10-13 | 213 CARRIAGE LANE | [5 empty] | ELECTRIC | IN PLANT | Y | XX |  |  | XX |  | XX |  | 999.00 TN | XX |  | AW | ELECTRIC MOTOR PVLV | XX |  |  | 20
10584178 | UNKNOWN | NJHH-7-VFBP-10 | DRWTP-TRMT-OZNE GEN1 O2 FILT BYPS /VALVE |  | NJBC | V | NJBC-BU-DRWTP-TRMT-OZNE | P203 | INSV | INST | HUSSAARM | 2013-10-13 | 213 CARRIAGE LANE | [5 empty] | MANUAL | BYPASS | N | XX |  |  | XX |  | XX | 0 PSI | 999.00 TN | XX |  | AW | MANUAL PVLV | XX |  |  | XX
10584180 | UNKNOWN | NJHH-7-VFBP-11 | DRWTP-TRMT-OZNE GEN2 O2 FILT BYPS /VALVE |  | NJBC | V | NJBC-BU-DRWTP-TRMT-OZNE | P203 | INSV | INST | HUSSAARM | 2013-10-13 | 213 CARRIAGE LANE | [5 empty] | MANUAL | BYPASS | N | XX |  |  | XX |  | XX | 0 PSI | 999.00 TN | XX |  | AW | MANUAL PVLV | XX |  |  | XX
10584182 | UNKNOWN | NJHH-7-VFBP-12 | DRWTP-TRMT-OZNE GEN3 O2 FILT BYPS /VALVE |  | NJBC | V | NJBC-BU-DRWTP-TRMT-OZNE | P203 | INSV | INST | HUSSAARM | 2013-10-13 | 213 CARRIAGE LANE | [5 empty] | MANUAL | BYPASS | N | XX |  |  | XX |  | XX | 0 PSI | 999.00 TN | XX |  | AW | MANUAL PVLV | XX |  |  | XX
10584184 | UNKNOWN | NJHH-7-VFID-10 | DRWTP-TRMT-OZNE GEN1 O2 FILT DWN /VALVE |  | NJBC | V | NJBC-BU-DRWTP-TRMT-OZNE | P203 | INSV | INST | HUSSAARM | 2013-10-13 | 213 CARRIAGE LANE | [5 empty] | MANUAL | ISOLATION | N | XX |  |  | XX |  | XX | 0 PSI | 999.00 TN | XX |  | AW | MANUAL PVLV | XX |  |  | XX
10584186 | UNKNOWN | NJHH-7-VFID-11 | DRWTP-TRMT-OZNE GEN2 O2 FILT DWN /VALVE |  | NJBC | V | NJBC-BU-DRWTP-TRMT-OZNE | P203 | INSV | INST | HUSSAARM | 2013-10-13 | 213 CARRIAGE LANE | [5 empty] | MANUAL | ISOLATION | N | XX |  |  | XX |  | XX | 0 PSI | 999.00 TN | XX |  | AW | MANUAL PVLV | XX |  |  | XX
10584187 | UNKNOWN | NJHH-7-VFID-12 | DRWTP-TRMT-OZNE GEN3 O2 FILT DWN /VALVE |  | NJBC | V | NJBC-BU-DRWTP-TRMT-OZNE | P203 | INSV | INST | HUSSAARM | 2013-10-13 | 213 CARRIAGE LANE | [5 empty] | MANUAL | ISOLATION | N | XX |  |  | XX |  | XX | 0 PSI | 999.00 TN | XX |  | AW | MANUAL PVLV | XX |  |  | XX
10584189 | UNKNOWN | NJHH-7-VFIU-10 | DRWTP-TRMT-OZNE GEN1 O2 FILT UP /VALVE |  | NJBC | V | NJBC-BU-DRWTP-TRMT-OZNE | P203 | INSV | INST | HUSSAARM | 2013-10-13 | 213 CARRIAGE LANE | [5 empty] | MANUAL | ISOLATION | N | XX |  |  | XX |  | XX | 0 PSI | 999.00 TN | XX |  | AW | MANUAL PVLV | XX |  |  | XX
10584191 | UNKNOWN | NJHH-7-VFIU-11 | DRWTP-TRMT-OZNE GEN2 O2 FILT UP /VALVE |  | NJBC | V | NJBC-BU-DRWTP-TRMT-OZNE | P203 | INSV | INST | HUSSAARM | 2013-10-13 | 213 CARRIAGE LANE | [5 empty] | MANUAL | ISOLATION | N | XX |  |  | XX |  | XX | 0 PSI | 999.00 TN | XX |  | AW | MANUAL PVLV | XX |  |  | XX
10584193 | UNKNOWN | NJHH-7-VFIU-12 | DRWTP-TRMT-OZNE GEN3 O2 FILT UP /VALVE |  | NJBC | V | NJBC-BU-DRWTP-TRMT-OZNE | P203 | INSV | INST | HUSSAARM | 2013-10-13 | 213 CARRIAGE LANE | [5 empty] | MANUAL | ISOLATION | N | XX |  |  | XX |  | XX | 0 PSI | 999.00 TN | XX |  | AW | MANUAL PVLV | XX |  |  | XX
10584195 | UNKNOWN | NJHH-7-VIOM-10 | DRWTP-TRMT-OZNE GEN1 IN O2 MOTOR /VALVE |  | NJBC | V | NJBC-BU-DRWTP-TRMT-OZNE | P203 | INSV | INST | HUSSAARM | 2013-10-13 | 213 CARRIAGE LANE | [5 empty] | ELECTRIC | IN PLANT | Y | XX |  |  | XX |  | XX |  | 999.00 TN | XX |  | AW | ELECTRIC MOTOR PVLV | XX |  |  | XX
10584197 | UNKNOWN | NJHH-7-VIOM-11 | DRWTP-TRMT-OZNE GEN2 IN O2 MOTOR /VALVE |  | NJBC | V | NJBC-BU-DRWTP-TRMT-OZNE | P203 | INSV | INST | HUSSAARM | 2013-10-13 | 213 CARRIAGE LANE | [5 empty] | ELECTRIC | IN PLANT | Y | XX |  |  | XX |  | XX |  | 999.00 TN | XX |  | AW | ELECTRIC MOTOR PVLV | XX |  |  | XX
10584198 | UNKNOWN | NJHH-7-VIOM-12 | DRWTP-TRMT-OZNE GEN3 IN O2 MOTOR /VALVE |  | NJBC | V | NJBC-BU-DRWTP-TRMT-OZNE | P203 | INSV | INST | HUSSAARM | 2013-10-13 | 213 CARRIAGE LANE | [5 empty] | ELECTRIC | IN PLANT | Y | XX |  |  | XX |  | XX |  | 999.00 TN | XX |  | AW | ELECTRIC MOTOR PVLV | XX |  |  | XX
10587300 | UNKNOWN | NJHH-7-VISO-10 | DRWTP-RWPS PMP 1 FRM HDR 431 /VALVE |  | NJBC | V | NJBC-BU-DRWTP-RWPS | P203 | INSV | INST | HUSSAARM | 2013-10-13 | 213 CARRIAGE LN | [5 empty] | HYDRAULIC | ISOLATION | Y | XX |  |  | XX |  | XX |  | 999.00 TN | XX |  | AW | HYDRAULIC ONLY PVLV | XX |  |  | XX
10587302 | UNKNOWN | NJHH-7-VISO-11 | DRWTP-RWPS PMP 2 FRM HDR 430 /VALVE |  | NJBC | V | NJBC-BU-DRWTP-RWPS | P203 | INSV | INST | HUSSAARM | 2013-10-13 | 213 CARRIAGE LN | [5 empty] | HYDRAULIC | ISOLATION | Y | XX |  |  | XX |  | XX |  | 999.00 TN | XX |  | AW | HYDRAULIC ONLY PVLV | XX |  |  | XX
10587304 | UNKNOWN | NJHH-7-VISO-12 | DRWTP-RWPS PMP 3 FRM HDR 433 FUTR /VALVE |  | NJBC | V | NJBC-BU-DRWTP-RWPS | P203 | INSV | INST | HUSSAARM | 2013-10-13 | 213 CARRIAGE LN | [5 empty] | HYDRAULIC | ISOLATION | Y | XX |  |  | XX |  | XX |  | 999.00 TN | XX |  | AW | HYDRAULIC ONLY PVLV | XX |  |  | XX
10587306 | UNKNOWN | NJHH-7-VISO-13 | DRWTP-RWPS PMP 4 FRM HDR 428 /VALVE |  | NJBC | V | NJBC-BU-DRWTP-RWPS | P203 | INSV | INST | HUSSAARM | 2013-10-13 | 213 CARRIAGE LN | [5 empty] | HYDRAULIC | ISOLATION | Y | XX |  |  | XX |  | XX |  | 999.00 TN | XX |  | AW | HYDRAULIC ONLY PVLV | XX |  |  | XX
10587307 | UNKNOWN | NJHH-7-VISO-14 | DRWTP-RWPS PMP 5 FRM HDR 432 FUTR /VALVE |  | NJBC | V | NJBC-BU-DRWTP-RWPS | P203 | INSV | INST | HUSSAARM | 2013-10-13 | 213 CARRIAGE LN | [5 empty] | HYDRAULIC | ISOLATION | Y | XX |  |  | XX |  | XX |  | 999.00 TN | XX |  | AW | HYDRAULIC ONLY PVLV | XX |  |  | XX
10587309 | UNKNOWN | NJHH-7-VISO-15 | DRWTP-RWPS PMP 6 FRM HDR 429 FUTR /VALVE |  | NJBC | V | NJBC-BU-DRWTP-RWPS | P203 | INSV | INST | HUSSAARM | 2013-10-13 | 213 CARRIAGE LN | [5 empty] | HYDRAULIC | ISOLATION | Y | XX |  |  | XX |  | XX |  | 999.00 TN | XX |  | AW | HYDRAULIC ONLY PVLV | XX |  |  | XX
10587311 | UNKNOWN | NJHH-7-VISO-16 | DRWTP-RWPS TRANS LN AFT MTR 434 /VALVE |  | NJBC | V | NJBC-BU-DRWTP-RWPS | P203 | INSV | INST | HUSSAARM | 2013-10-13 | 213 CARRIAGE LN | [5 empty] | ELECTRIC | ISOLATION | Y | XX |  |  | XX |  | XX |  | 999.00 TN | XX |  | AW | MANUAL PVLV | XX |  |  | 54
10587313 | UNKNOWN | NJHH-7-VISO-17 | DRWTP-RWPS PIG LCH TEE 422A /VALVE |  | NJBC | V | NJBC-BU-DRWTP-RWPS | P203 | INSV | INST | HUSSAARM | 2013-10-13 | 213 CARRIAGE LN | [5 empty] | MANUAL | ISOLATION | N | XX |  |  | XX |  | XX |  | 999.00 TN | XX |  | AW | MANUAL PVLV | XX |  |  | 54
10587315 | UNKNOWN | NJHH-7-VISO-18 | DRWTP-RWPS TEE 423A TRANS LN /VALVE |  | NJBC | V | NJBC-BU-DRWTP-RWPS | P203 | INSV | INST | HUSSAARM | 2013-10-13 | 213 CARRIAGE LN | [5 empty] | MANUAL | ISOLATION | N | XX |  |  | XX |  | XX |  | 999.00 TN | XX |  | AW | MANUAL PVLV | XX |  |  | 54
10587317 | UNKNOWN | NJHH-7-VISO-19 | DRWTP-TRMT AIR SCOUR BLWR 1 DIS /VALVE |  | NJBC | V | NJBC-BU-DRWTP-TRMT | P203 | INSV | INST | HUSSAARM | 2013-10-13 | 213 CARRIAGE LANE | [5 empty] | ELECTRIC | ISOLATION | Y | XX |  |  | XX |  | XX |  | 999.00 TN | XX |  | AW | ELECTRIC MOTOR PVLV | XX |  |  | XX
10587318 | UNKNOWN | NJHH-7-VISO-20 | DRWTP-TRMT AIR SCOUR BLWR 2 DIS /VALVE |  | NJBC | V | NJBC-BU-DRWTP-TRMT | P203 | INSV | INST | HUSSAARM | 2013-10-13 | 213 CARRIAGE LANE | [5 empty] | ELECTRIC | ISOLATION | Y | XX |  |  | XX |  | XX |  | 999.00 TN | XX |  | AW | ELECTRIC MOTOR PVLV | XX |  |  | XX
10587320 | UNKNOWN | NJHH-7-VOOM-10 | DRWTP-TRMT-OZNE GEN1 MOTOR /VALVE |  | NJBC | V | NJBC-BU-DRWTP-TRMT-OZNE | P203 | INSV | INST | HUSSAARM | 2013-10-13 | 213 CARRIAGE LANE | [5 empty] | ELECTRIC | ISOLATION | Y | XX |  |  | XX |  | XX |  | 999.00 TN | XX |  | AW | ELECTRIC MOTOR PVLV | XX |  |  | XX
10587322 | UNKNOWN | NJHH-7-VOOM-11 | DRWTP-TRMT-OZNE GEN2 MOTOR /VALVE |  | NJBC | V | NJBC-BU-DRWTP-TRMT-OZNE | P203 | INSV | INST | HUSSAARM | 2013-10-13 | 213 CARRIAGE LANE | [5 empty] | ELECTRIC | ISOLATION | Y | XX |  |  | XX |  | XX |  | 999.00 TN | XX |  | AW | ELECTRIC MOTOR PVLV | XX |  |  | XX
10587324 | UNKNOWN | NJHH-7-VOOM-12 | DRWTP-TRMT-OZNE GEN3 MOTOR /VALVE |  | NJBC | V | NJBC-BU-DRWTP-TRMT-OZNE | P203 | INSV | INST | HUSSAARM | 2013-10-13 | 213 CARRIAGE LANE | [5 empty] | ELECTRIC | ISOLATION | Y | XX |  |  | XX |  | XX |  | 999.00 TN | XX |  | AW | ELECTRIC MOTOR PVLV | XX |  |  | XX
10587326 | UNKNOWN | NJHH-7-VOOM-13 | DRWTP-TRMT-OZNE MASS FLOW MOTOR /VALVE |  | NJBC | V | NJBC-BU-DRWTP-TRMT-OZNE | P203 | INSV | INST | HUSSAARM | 2013-10-13 | 213 CARRIAGE LANE | [5 empty] | ELECTRIC | IN PLANT | Y | XX |  |  | XX |  | XX |  | 999.00 TN | XX |  | AW | ELECTRIC MOTOR PVLV | XX |  |  | XX
10584119 | UNKNOWN | NJHH-7-VEFF-18 | DRWTP-TRMT-FILT 5 EFF MOTOR /VALVE |  | NJBC | V | NJBC-BU-DRWTP-TRMT-FILT | P203 | INSV | INST | HUSSAARM | 2013-10-13 | 213 CARRIAGE LANE | [5 empty] | ELECTRIC | IN PLANT | Y | XX |  |  | XX |  | XX |  | 999.00 TN | XX |  | AW | ELECTRIC MOTOR PVLV | XX |  |  | XX
10584120 | UNKNOWN | NJHH-7-VEFF-19 | DRWTP-TRMT-FILT 5 EFF ISO MAN /VALVE |  | NJBC | V | NJBC-BU-DRWTP-TRMT-FILT | P203 | INSV | INST | HUSSAARM | 2013-10-13 | 213 CARRIAGE LANE | [5 empty] | MANUAL | ISOLATION | N | XX |  |  | XX |  | XX |  | 999.00 TN | XX |  | AW | MANUAL PVLV | XX |  |  | XX
10584121 | UNKNOWN | NJHH-7-VEFF-20 | DRWTP-TRMT-FILT 6 EFF MOTOR /VALVE |  | NJBC | V | NJBC-BU-DRWTP-TRMT-FILT | P203 | INSV | INST | HUSSAARM | 2013-10-13 | 213 CARRIAGE LANE | [5 empty] | ELECTRIC | IN PLANT | Y | XX |  |  | XX |  | XX |  | 999.00 TN | XX |  | AW | ELECTRIC MOTOR PVLV | XX |  |  | XX
10584122 | UNKNOWN | NJHH-7-VEFF-21 | DRWTP-TRMT-FILT 6 EFF ISO MAN /VALVE |  | NJBC | V | NJBC-BU-DRWTP-TRMT-FILT | P203 | INSV | INST | HUSSAARM | 2013-10-13 | 213 CARRIAGE LANE | [5 empty] | MANUAL | ISOLATION | N | XX |  |  | XX |  | XX |  | 999.00 TN | XX |  | AW | MANUAL PVLV | XX |  |  | XX
10584123 | UNKNOWN | NJHH-7-VEFF-22 | DRWTP-TRMT-FILT 7 EFF MOTOR /VALVE |  | NJBC | V | NJBC-BU-DRWTP-TRMT-FILT | P203 | INSV | INST | HUSSAARM | 2013-10-13 | 213 CARRIAGE LANE | [5 empty] | ELECTRIC | IN PLANT | Y | XX |  |  | XX |  | XX |  | 999.00 TN | XX |  | AW | ELECTRIC MOTOR PVLV | XX |  |  | XX
10584124 | UNKNOWN | NJHH-7-VEFF-23 | DRWTP-TRMT-FILT 7 EFF ISO MAN /VALVE |  | NJBC | V | NJBC-BU-DRWTP-TRMT-FILT | P203 | INSV | INST | HUSSAARM | 2013-10-13 | 213 CARRIAGE LANE | [5 empty] | MANUAL | ISOLATION | N | XX |  |  | XX |  | XX |  | 999.00 TN | XX |  | AW | MANUAL PVLV | XX |  |  | XX
10584125 | UNKNOWN | NJHH-7-VEFF-24 | DRWTP-TRMT-FILT 8 EFF MOTOR /VALVE |  | NJBC | V | NJBC-BU-DRWTP-TRMT-FILT | P203 | INSV | INST | HUSSAARM | 2013-10-13 | 213 CARRIAGE LANE | [5 empty] | ELECTRIC | IN PLANT | Y | XX |  |  | XX |  | XX |  | 999.00 TN | XX |  | AW | ELECTRIC MOTOR PVLV | XX |  |  | XX
10584126 | UNKNOWN | NJHH-7-VEFF-25 | DRWTP-TRMT-FILT 8 EFF ISO MAN /VALVE |  | NJBC | V | NJBC-BU-DRWTP-TRMT-FILT | P203 | INSV | INST | HUSSAARM | 2013-10-13 | 213 CARRIAGE LANE | [5 empty] | MANUAL | ISOLATION | N | XX |  |  | XX |  | XX |  | 999.00 TN | XX |  | AW | MANUAL PVLV | XX |  |  | XX
10584127 | UNKNOWN | NJHH-7-VINF-10 | DRWTP-TRMT-FILT 1 INF MOTOR /VALVE |  | NJBC | V | NJBC-BU-DRWTP-TRMT-FILT | P203 | INSV | INST | HUSSAARM | 2013-10-13 | 213 CARRIAGE LANE | [5 empty] | ELECTRIC | IN PLANT | Y | XX |  |  | XX |  | XX |  | 999.00 TN | XX |  | AW | ELECTRIC MOTOR PVLV | XX |  |  | XX
10584128 | UNKNOWN | NJHH-7-VINF-11 | DRWTP-TRMT-FILT 2 INF MOTOR /VALVE |  | NJBC | V | NJBC-BU-DRWTP-TRMT-FILT | P203 | INSV | INST | HUSSAARM | 2013-10-13 | 213 CARRIAGE LANE | [5 empty] | ELECTRIC | IN PLANT | Y | XX |  |  | XX |  | XX |  | 999.00 TN | XX |  | AW | ELECTRIC MOTOR PVLV | XX |  |  | XX
10584129 | UNKNOWN | NJHH-7-VINF-12 | DRWTP-TRMT-FILT 3 INF MOTOR /VALVE |  | NJBC | V | NJBC-BU-DRWTP-TRMT-FILT | P203 | INSV | INST | HUSSAARM | 2013-10-13 | 213 CARRIAGE LANE | [5 empty] | ELECTRIC | IN PLANT | Y | XX |  |  | XX |  | XX |  | 999.00 TN | XX |  | AW | ELECTRIC MOTOR PVLV | XX |  |  | XX
10584130 | UNKNOWN | NJHH-7-VINF-13 | DRWTP-TRMT-FILT 4 INF MOTOR /VALVE |  | NJBC | V | NJBC-BU-DRWTP-TRMT-FILT | P203 | INSV | INST | HUSSAARM | 2013-10-13 | 213 CARRIAGE LANE | [5 empty] | ELECTRIC | IN PLANT | Y | XX |  |  | XX |  | XX |  | 999.00 TN | XX |  | AW | ELECTRIC MOTOR PVLV | XX |  |  | XX
10584131 | UNKNOWN | NJHH-7-VINF-14 | DRWTP-TRMT-FILT 5 INF MOTOR /VALVE |  | NJBC | V | NJBC-BU-DRWTP-TRMT-FILT | P203 | INSV | INST | HUSSAARM | 2013-10-13 | 213 CARRIAGE LANE | [5 empty] | ELECTRIC | IN PLANT | Y | XX |  |  | XX |  | XX |  | 999.00 TN | XX |  | AW | ELECTRIC MOTOR PVLV | XX |  |  | XX
10584132 | UNKNOWN | NJHH-7-VINF-15 | DRWTP-TRMT-FILT 6 INF MOTOR /VALVE |  | NJBC | V | NJBC-BU-DRWTP-TRMT-FILT | P203 | INSV | INST | HUSSAARM | 2013-10-13 | 213 CARRIAGE LANE | [5 empty] | ELECTRIC | IN PLANT | Y | XX |  |  | XX |  | XX |  | 999.00 TN | XX |  | AW | ELECTRIC MOTOR PVLV | XX |  |  | XX
10584133 | UNKNOWN | NJHH-7-VINF-16 | DRWTP-TRMT-FILT 7 INF MOTOR /VALVE |  | NJBC | V | NJBC-BU-DRWTP-TRMT-FILT | P203 | INSV | INST | HUSSAARM | 2013-10-13 | 213 CARRIAGE LANE | [5 empty] | ELECTRIC | IN PLANT | Y | XX |  |  | XX |  | XX |  | 999.00 TN | XX |  | AW | ELECTRIC MOTOR PVLV | XX |  |  | XX
10584134 | UNKNOWN | NJHH-7-VINF-17 | DRWTP-TRMT-FILT 8 INF MOTOR /VALVE |  | NJBC | V | NJBC-BU-DRWTP-TRMT-FILT | P203 | INSV | INST | HUSSAARM | 2013-10-13 | 213 CARRIAGE LANE | [5 empty] | ELECTRIC | IN PLANT | Y | XX |  |  | XX |  | XX |  | 999.00 TN | XX |  | AW | ELECTRIC MOTOR PVLV | XX |  |  | XX
10584135 | UNKNOWN | NJHH-7-VFTW-10 | DRWTP-TRMT-FILT 1 WSTE MOTOR /VALVE |  | NJBC | V | NJBC-BU-DRWTP-TRMT-FILT | P203 | INSV | INST | HUSSAARM | 2013-10-13 | 213 CARRIAGE LANE | [5 empty] | ELECTRIC | IN PLANT | Y | XX |  |  | XX |  | XX |  | 999.00 TN | XX |  | AW | ELECTRIC MOTOR PVLV | XX |  |  | XX
10584136 | UNKNOWN | NJHH-7-VFTW-11 | DRWTP-TRMT-FILT 1 WSTE ISO MAN /VALVE |  | NJBC | V | NJBC-BU-DRWTP-TRMT-FILT | P203 | INSV | INST | HUSSAARM | 2013-10-13 | 213 CARRIAGE LANE | [5 empty] | MANUAL | ISOLATION | N | XX |  |  | XX |  | XX |  | 999.00 TN | XX |  | AW | MANUAL PVLV | XX |  |  | XX
10584137 | UNKNOWN | NJHH-7-VFTW-12 | DRWTP-TRMT-FILT 2 WSTE MOTOR /VALVE |  | NJBC | V | NJBC-BU-DRWTP-TRMT-FILT | P203 | INSV | INST | HUSSAARM | 2013-10-13 | 213 CARRIAGE LANE | [5 empty] | ELECTRIC | IN PLANT | Y | XX |  |  | XX |  | XX |  | 999.00 TN | XX |  | AW | ELECTRIC MOTOR PVLV | XX |  |  | XX
10584138 | UNKNOWN | NJHH-7-VFTW-13 | DRWTP-TRMT-FILT 2 WSTE ISO MAN /VALVE |  | NJBC | V | NJBC-BU-DRWTP-TRMT-FILT | P203 | INSV | INST | HUSSAARM | 2013-10-13 | 213 CARRIAGE LANE | [5 empty] | MANUAL | ISOLATION | N | XX |  |  | XX |  | XX |  | 999.00 TN | XX |  | AW | MANUAL PVLV | XX |  |  | XX
10584139 | UNKNOWN | NJHH-7-VFTW-14 | DRWTP-TRMT-FILT 3 WSTE MOTOR /VALVE |  | NJBC | V | NJBC-BU-DRWTP-TRMT-FILT | P203 | INSV | INST | HUSSAARM | 2013-10-13 | 213 CARRIAGE LANE | [5 empty] | ELECTRIC | IN PLANT | Y | XX |  |  | XX |  | XX |  | 999.00 TN | XX |  | AW | ELECTRIC MOTOR PVLV | XX |  |  | XX
10584140 | UNKNOWN | NJHH-7-VFTW-15 | DRWTP-TRMT-FILT 3 WSTE ISO MAN /VALVE |  | NJBC | V | NJBC-BU-DRWTP-TRMT-FILT | P203 | INSV | INST | HUSSAARM | 2013-10-13 | 213 CARRIAGE LANE | [5 empty] | MANUAL | ISOLATION | N | XX |  |  | XX |  | XX |  | 999.00 TN | XX |  | AW | MANUAL PVLV | XX |  |  | XX
10584141 | UNKNOWN | NJHH-7-VFTW-16 | DRWTP-TRMT-FILT 4 WSTE MOTOR /VALVE |  | NJBC | V | NJBC-BU-DRWTP-TRMT-FILT | P203 | INSV | INST | HUSSAARM | 2013-10-13 | 213 CARRIAGE LANE | [5 empty] | ELECTRIC | IN PLANT | Y | XX |  |  | XX |  | XX |  | 999.00 TN | XX |  | AW | ELECTRIC MOTOR PVLV | XX |  |  | XX
10584142 | UNKNOWN | NJHH-7-VFTW-17 | DRWTP-TRMT-FILT 4 WSTE ISO MAN /VALVE |  | NJBC | V | NJBC-BU-DRWTP-TRMT-FILT | P203 | INSV | INST | HUSSAARM | 2013-10-13 | 213 CARRIAGE LANE | [5 empty] | MANUAL | ISOLATION | N | XX |  |  | XX |  | XX |  | 999.00 TN | XX |  | AW | MANUAL PVLV | XX |  |  | XX
10584143 | UNKNOWN | NJHH-7-VFTW-18 | DRWTP-TRMT-FILT 5 WSTE MOTOR /VALVE |  | NJBC | V | NJBC-BU-DRWTP-TRMT-FILT | P203 | INSV | INST | HUSSAARM | 2013-10-13 | 213 CARRIAGE LANE | [5 empty] | ELECTRIC | IN PLANT | Y | XX |  |  | XX |  | XX |  | 999.00 TN | XX |  | AW | ELECTRIC MOTOR PVLV | XX |  |  | XX
10584144 | UNKNOWN | NJHH-7-VFTW-19 | DRWTP-TRMT-FILT 5 WSTE ISO MAN /VALVE |  | NJBC | V | NJBC-BU-DRWTP-TRMT-FILT | P203 | INSV | INST | HUSSAARM | 2013-10-13 | 213 CARRIAGE LANE | [5 empty] | MANUAL | ISOLATION | N | XX |  |  | XX |  | XX |  | 999.00 TN | XX |  | AW | MANUAL PVLV | XX |  |  | XX
10584145 | UNKNOWN | NJHH-7-VFTW-20 | DRWTP-TRMT-FILT 6 WSTE MOTOR /VALVE |  | NJBC | V | NJBC-BU-DRWTP-TRMT-FILT | P203 | INSV | INST | HUSSAARM | 2013-10-13 | 213 CARRIAGE LANE | [5 empty] | ELECTRIC | IN PLANT | Y | XX |  |  | XX |  | XX |  | 999.00 TN | XX |  | AW | ELECTRIC MOTOR PVLV | XX |  |  | XX
10584146 | UNKNOWN | NJHH-7-VFTW-21 | DRWTP-TRMT-FILT 6 WSTE ISO MAN /VALVE |  | NJBC | V | NJBC-BU-DRWTP-TRMT-FILT | P203 | INSV | INST | HUSSAARM | 2013-10-13 | 213 CARRIAGE LANE | [5 empty] | MANUAL | ISOLATION | N | XX |  |  | XX |  | XX |  | 999.00 TN | XX |  | AW | MANUAL PVLV | XX |  |  | XX
10584147 | UNKNOWN | NJHH-7-VFTW-22 | DRWTP-TRMT-FILT 7 WSTE MOTOR /VALVE |  | NJBC | V | NJBC-BU-DRWTP-TRMT-FILT | P203 | INSV | INST | HUSSAARM | 2013-10-13 | 213 CARRIAGE LANE | [5 empty] | ELECTRIC | IN PLANT | Y | XX |  |  | XX |  | XX |  | 999.00 TN | XX |  | AW | ELECTRIC MOTOR PVLV | XX |  |  | XX
10584148 | UNKNOWN | NJHH-7-VFTW-23 | DRWTP-TRMT-FILT 7 WSTE ISO MAN /VALVE |  | NJBC | V | NJBC-BU-DRWTP-TRMT-FILT | P203 | INSV | INST | HUSSAARM | 2013-10-13 | 213 CARRIAGE LANE | [5 empty] | MANUAL | ISOLATION | N | XX |  |  | XX |  | XX |  | 999.00 TN | XX |  | AW | MANUAL PVLV | XX |  |  | XX
10584149 | UNKNOWN | NJHH-7-VFTW-24 | DRWTP-TRMT-FILT 8 WSTE MOTOR /VALVE |  | NJBC | V | NJBC-BU-DRWTP-TRMT-FILT | P203 | INSV | INST | HUSSAARM | 2013-10-13 | 213 CARRIAGE LANE | [5 empty] | ELECTRIC | IN PLANT | Y | XX |  |  | XX |  | XX |  | 999.00 TN | XX |  | AW | ELECTRIC MOTOR PVLV | XX |  |  | XX
10584150 | UNKNOWN | NJHH-7-VFTW-25 | DRWTP-TRMT-FILT 8 WSTE ISO MAN /VALVE |  | NJBC | V | NJBC-BU-DRWTP-TRMT-FILT | P203 | INSV | INST | HUSSAARM | 2013-10-13 | 213 CARRIAGE LANE | [5 empty] | MANUAL | ISOLATION | N | XX |  |  | XX |  | XX |  | 999.00 TN | XX |  | AW | MANUAL PVLV | XX |  |  | XX
10584151 | UNKNOWN | NJHH-7-VWSH-10 | DRWTP-TRMT-FILT 1 WSHWTR MOTOR /VALVE |  | NJBC | V | NJBC-BU-DRWTP-TRMT-FILT | P203 | INSV | INST | HUSSAARM | 2013-10-13 | 213 CARRIAGE LANE | [5 empty] | ELECTRIC | IN PLANT | Y | XX |  |  | XX |  | XX |  | 999.00 TN | XX |  | AW | ELECTRIC MOTOR PVLV | XX |  |  | XX
10584152 | UNKNOWN | NJHH-7-VWSH-11 | DRWTP-TRMT-FILT 1 WSHWTR ISO MAN /VALVE |  | NJBC | V | NJBC-BU-DRWTP-TRMT-FILT | P203 | INSV | INST | HUSSAARM | 2013-10-13 | 213 CARRIAGE LANE | [5 empty] | MANUAL | ISOLATION | N | XX |  |  | XX |  | XX |  | 999.00 TN | XX |  | AW | MANUAL PVLV | XX |  |  | XX
10584153 | UNKNOWN | NJHH-7-VWSH-12 | DRWTP-TRMT-FILT 2 WSHWTR MOTOR /VALVE |  | NJBC | V | NJBC-BU-DRWTP-TRMT-FILT | P203 | INSV | INST | HUSSAARM | 2013-10-13 | 213 CARRIAGE LANE | [5 empty] | ELECTRIC | IN PLANT | Y | XX |  |  | XX |  | XX |  | 999.00 TN | XX |  | AW | ELECTRIC MOTOR PVLV | XX |  |  | XX
10584154 | UNKNOWN | NJHH-7-VWSH-13 | DRWTP-TRMT-FILT 2 WSHWTR ISO MAN /VALVE |  | NJBC | V | NJBC-BU-DRWTP-TRMT-FILT | P203 | INSV | INST | HUSSAARM | 2013-10-13 | 213 CARRIAGE LANE | [5 empty] | MANUAL | ISOLATION | N | XX |  |  | XX |  | XX |  | 999.00 TN | XX |  | AW | MANUAL PVLV | XX |  |  | XX
10584155 | UNKNOWN | NJHH-7-VWSH-14 | DRWTP-TRMT-FILT 3 WSHWTR MOTOR /VALVE |  | NJBC | V | NJBC-BU-DRWTP-TRMT-FILT | P203 | INSV | INST | HUSSAARM | 2013-10-13 | 213 CARRIAGE LANE | [5 empty] | ELECTRIC | IN PLANT | Y | XX |  |  | XX |  | XX |  | 999.00 TN | XX |  | AW | ELECTRIC MOTOR PVLV | XX |  |  | XX
10584156 | UNKNOWN | NJHH-7-VWSH-15 | DRWTP-TRMT-FILT 3 WSHWTR ISO MAN /VALVE |  | NJBC | V | NJBC-BU-DRWTP-TRMT-FILT | P203 | INSV | INST | HUSSAARM | 2013-10-13 | 213 CARRIAGE LANE | [5 empty] | MANUAL | ISOLATION | N | XX |  |  | XX |  | XX |  | 999.00 TN | XX |  | AW | MANUAL PVLV | XX |  |  | XX
10584157 | UNKNOWN | NJHH-7-VWSH-16 | DRWTP-TRMT-FILT 4 WSHWTR MOTOR /VALVE |  | NJBC | V | NJBC-BU-DRWTP-TRMT-FILT | P203 | INSV | INST | HUSSAARM | 2013-10-13 | 213 CARRIAGE LANE | [5 empty] | ELECTRIC | IN PLANT | Y | XX |  |  | XX |  | XX |  | 999.00 TN | XX |  | AW | ELECTRIC MOTOR PVLV | XX |  |  | XX
10584158 | UNKNOWN | NJHH-7-VWSH-17 | DRWTP-TRMT-FILT 4 WSHWTR ISO MAN /VALVE |  | NJBC | V | NJBC-BU-DRWTP-TRMT-FILT | P203 | INSV | INST | HUSSAARM | 2013-10-13 | 213 CARRIAGE LANE | [5 empty] | MANUAL | ISOLATION | N | XX |  |  | XX |  | XX |  | 999.00 TN | XX |  | AW | MANUAL PVLV | XX |  |  | XX
10584159 | UNKNOWN | NJHH-7-VWSH-18 | DRWTP-TRMT-FILT 5 WSHWTR MOTOR /VALVE |  | NJBC | V | NJBC-BU-DRWTP-TRMT-FILT | P203 | INSV | INST | HUSSAARM | 2013-10-13 | 213 CARRIAGE LANE | [5 empty] | ELECTRIC | IN PLANT | Y | XX |  |  | XX |  | XX |  | 999.00 TN | XX |  | AW | ELECTRIC MOTOR PVLV | XX |  |  | XX
10584160 | UNKNOWN | NJHH-7-VWSH-19 | DRWTP-TRMT-FILT 5 WSHWTR ISO MAN /VALVE |  | NJBC | V | NJBC-BU-DRWTP-TRMT-FILT | P203 | INSV | INST | HUSSAARM | 2013-10-13 | 213 CARRIAGE LANE | [5 empty] | MANUAL | ISOLATION | N | XX |  |  | XX |  | XX |  | 999.00 TN | XX |  | AW | MANUAL PVLV | XX |  |  | XX
10584161 | UNKNOWN | NJHH-7-VWSH-20 | DRWTP-TRMT-FILT 6 WSHWTR MOTOR /VALVE |  | NJBC | V | NJBC-BU-DRWTP-TRMT-FILT | P203 | INSV | INST | HUSSAARM | 2013-10-13 | 213 CARRIAGE LANE | [5 empty] | ELECTRIC | IN PLANT | Y | XX |  |  | XX |  | XX |  | 999.00 TN | XX |  | AW | ELECTRIC MOTOR PVLV | XX |  |  | XX
10587328 | UNKNOWN | NJHH-7-VOIS-10 | DRWTP-TRMT-OZNE HDR DIAP TRN 1A-1 /VALVE |  | NJBC | V | NJBC-BU-DRWTP-TRMT-OZNE | P203 | INSV | INST | HUSSAARM | 2013-10-13 | 213 CARRIAGE LANE | [5 empty] | MANUAL | IN PLANT | N | XX |  |  | XX |  | XX |  | 999.00 TN | XX |  | AW | MANUAL PVLV | XX |  |  | XX
10589130 | UNKNOWN | NJHH-7-VPDV-15 | DRWTP-LLPS PMP 3 HYDRAULIC DIS /VALVE |  | NJBC | V | NJBC-BU-DRWTP-LLPS | P203 | INSV | INST | HUSSAARM | 2013-10-13 | 213 CARRIAGE LANE | [5 empty] | HYDRAULIC | PUMP DISCHARGE | Y | XX |  |  | XX |  | XX |  | 999.00 TN | XX |  | AW | HYDRAULIC ONLY PVLV | XX |  |  | XX
10589132 | UNKNOWN | NJHH-7-VPDV-16 | DRWTP-HSPS PMP 1 HYDRAULIC DIS /VALVE |  | NJBC | V | NJBC-BU-DRWTP-HSPS | P203 | INSV | INST | HUSSAARM | 2013-10-13 | 213 CARRIAGE LANE | [5 empty] | HYDRAULIC | PUMP DISCHARGE | Y | XX |  |  | XX |  | XX |  | 999.00 TN | XX |  | AW | PNEUMATIC PVLV | XX |  |  | XX
10589135 | UNKNOWN | NJHH-7-VPDV-17 | DRWTP-HSPS PMP 2 HYDRAULIC DIS /VALVE |  | NJBC | V | NJBC-BU-DRWTP-HSPS | P203 | INSV | INST | HUSSAARM | 2013-10-13 | 213 CARRIAGE LANE | [5 empty] | HYDRAULIC | PUMP DISCHARGE | Y | XX |  |  | XX |  | XX | 0 PSI | 999.00 TN | XX |  | AW | PNEUMATIC PVLV | XX |  |  | XX
10589138 | UNKNOWN | NJHH-7-VPDV-18 | DRWTP-HSPS PMP 3 HYDRAULIC DIS /VALVE |  | NJBC | V | NJBC-BU-DRWTP-HSPS | P203 | INSV | INST | HUSSAARM | 2013-10-13 | 213 CARRIAGE LANE | [5 empty] | HYDRAULIC | PUMP DISCHARGE | Y | XX |  |  | XX |  | XX | 0 PSI | 999.00 TN | XX |  | AW | PNEUMATIC PVLV | XX |  |  | XX
10589141 | UNKNOWN | NJHH-7-VPDV-19 | DRWTP-HSPS PMP 4 HYDRAULIC DIS /VALVE |  | NJBC | V | NJBC-BU-DRWTP-HSPS | P203 | INSV | INST | HUSSAARM | 2013-10-13 | 213 CARRIAGE LANE | [5 empty] | HYDRAULIC | PUMP DISCHARGE | Y | XX |  |  | XX |  | XX |  | 999.00 TN | XX |  | AW | PNEUMATIC PVLV | XX |  |  | XX
10589143 | UNKNOWN | NJHH-7-VPDV-20 | DRWTP-HSPS PMP 5 HYDRAULIC DIS /VALVE |  | NJBC | V | NJBC-BU-DRWTP-HSPS | P203 | INSV | INST | HUSSAARM | 2013-10-13 | 213 CARRIAGE LANE | [5 empty] | HYDRAULIC | PUMP DISCHARGE | Y | XX |  |  | XX |  | XX |  | 999.00 TN | XX |  | AW | PNEUMATIC PVLV | XX |  |  | XX
10589146 | UNKNOWN | NJHH-7-VPDV-21 | DRWTP-HSPS BW PMP 1 MOTOR DIS /VALVE |  | NJBC | V | NJBC-BU-DRWTP-HSPS | P203 | INSV | INST | HUSSAARM | 2013-10-13 | 213 CARRIAGE LANE | [5 empty] | ELECTRIC | PUMP DISCHARGE | Y | XX |  |  | XX |  | XX |  | 999.00 TN | XX |  | AW | ELECTRIC MOTOR PVLV | XX |  |  | XX
10589148 | UNKNOWN | NJHH-7-VPDV-22 | DRWTP-HSPS BW PMP 2 MOTOR DIS /VALVE |  | NJBC | V | NJBC-BU-DRWTP-HSPS | P203 | INSV | INST | HUSSAARM | 2013-10-13 | 213 CARRIAGE LANE | [5 empty] | ELECTRIC | PUMP DISCHARGE | Y | XX |  |  | XX |  | XX |  | 999.00 TN | XX |  | AW | ELECTRIC MOTOR PVLV | XX |  |  | XX
10589151 | UNKNOWN | NJHH-7-VPDV-23 | DRWTP-RWPS PMP 3 HYDRAULIC DIS /VALVE |  | NJBC | V | NJBC-BU-DRWTP-RWPS | P203 | INSV | INST | HUSSAARM | 2013-10-13 | 213 CARRIAGE LN | [5 empty] | HYDRAULIC | PUMP DISCHARGE | Y | XX |  |  | XX |  | XX |  | 999.00 TN | XX |  | AW | HYDRAULIC ONLY PVLV | XX |  |  | XX
10589154 | UNKNOWN | NJHH-7-VPDV-24 | DRWTP-LLPS PMP 4 HYDRAULIC DIS /VALVE |  | NJBC | V | NJBC-BU-DRWTP-LLPS | P203 | INSV | INST | HUSSAARM | 2013-10-13 | 213 CARRIAGE LANE | [5 empty] | HYDRAULIC | PUMP DISCHARGE | Y | XX |  |  | XX |  | XX |  | 999.00 TN | XX |  | AW | HYDRAULIC ONLY PVLV | XX |  |  | XX
10589157 | UNKNOWN | NJHH-7-VPDV-25 | DRWTP-HSPS PMP 6 HYDRAULIC DIS /VALVE |  | NJBC | V | NJBC-BU-DRWTP-HSPS | P203 | INSV | INST | HUSSAARM | 2013-10-13 | 213 CARRIAGE LANE | [5 empty] | HYDRAULIC | PUMP DISCHARGE | Y | XX |  |  | XX |  | XX |  | 999.00 TN | XX |  | AW | PNEUMATIC PVLV | XX |  |  | XX
10589159 | WILKINS-ZURN | NJHH-7-VRPZ-10 | DRWTP-RWPS BSMNT 2" RPZ /VALVE |  | NJBC | V | NJBC-BU-DRWTP-RWPS | P203 | INSV | INST | HUSSAARM | 2013-10-13 | 213 CARRIAGE LN |  | 228040 |  |  |  | HYDRAULIC | PRESSURE REGULATION | Y | XX |  |  | XX |  | XX | 0 PSI | 999.00 TN | XX |  | AW | BACKFLOW W-TEST PORTS PVLV | XX |  |  | 2
10589162 | WILKINS-ZURN | NJHH-7-VRPZ-11 | DRWTP-RWPS BSMNT 3" RPZ /VALVE |  | NJBC | V | NJBC-BU-DRWTP-RWPS | P203 | INSV | INST | HUSSAARM | 2013-10-13 | 213 CARRIAGE LN |  | B07731 |  |  |  | HYDRAULIC | PRESSURE REGULATION | Y | XX |  |  | XX |  | XX | 0 PSI | 999.00 TN | XX |  | AW | BACKFLOW W-TEST PORTS PVLV | XX |  |  | 3
10589164 | UNKNOWN | NJHH-7-VRPZ-2 | DRWTP-TRMT POTABLE WTR (L) RPZ /VALVE |  | NJBC | V | NJBC-BU-DRWTP-TRMT | P203 | INSV | INST | HUSSAARM | 2013-10-13 | 213 CARRIAGE LANE | [5 empty] | HYDRAULIC | PRESSURE REGULATION | Y | XX |  |  | XX |  | XX | 0 PSI | 999.00 TN | XX |  | AW | BACKFLOW W-TEST PORTS PVLV | XX |  |  | 10
10589167 | UNKNOWN | NJHH-7-VRPZ-3 | DRWTP-TRMT POTABLE WTR R RPZ /VALVE |  | NJBC | V | NJBC-BU-DRWTP-TRMT | P203 | INSV | INST | HUSSAARM | 2013-10-13 | 213 CARRIAGE LANE | [5 empty] | HYDRAULIC | PRESSURE REGULATION | Y | XX |  |  | XX |  | XX | 0 PSI | 999.00 TN | XX |  | AW | BACKFLOW W-TEST PORTS PVLV | XX |  |  | 10
10589170 | UNKNOWN | NJHH-7-VRPZ-7 | DRWTP-TRMT POST CL2 BSMNT RPZ /VALVE |  | NJBC | V | NJBC-BU-DRWTP-TRMT | P203 | INSV | INST | HUSSAARM | 2013-10-13 | 213 CARRIAGE LANE | [5 empty] | HYDRAULIC | PRESSURE REGULATION | Y | XX |  |  | XX |  | XX | 0 PSI | 999.00 TN | XX |  | AW | BACKFLOW W-TEST PORTS PVLV | XX |  |  | 4
10589172 | UNKNOWN | NJHH-7-VRPZ-8 | DRWTP-TRMT ADMIN BSMNT RM 4 RPZ /VALVE |  | NJBC | V | NJBC-BU-DRWTP-TRMT | P203 | INSV | INST | HUSSAARM | 2013-10-13 | 213 CARRIAGE LANE | [5 empty] | HYDRAULIC | PRESSURE REGULATION | Y | XX |  |  | XX |  | XX | 0 PSI | 999.00 TN | XX |  | AW | BACKFLOW W-TEST PORTS PVLV | XX |  |  | 1
10589174 | UNKNOWN | NJHH-7-VRPZ-9 | DRWTP-LLPS BSMNT RPZ 1 /VALVE |  | NJBC | V | NJBC-BU-DRWTP-LLPS | P203 | INSV | INST | HUSSAARM | 2013-10-13 | 213 CARRIAGE LANE | [5 empty] | HYDRAULIC | PRESSURE REGULATION | Y | XX |  |  | XX |  | XX | 0 PSI | 999.00 TN | XX |  | AW | BACKFLOW W-TEST PORTS PVLV | XX |  |  | 8
10589177 | UNKNOWN | NJHH-7-VSAW-10 | DRWTP-RWPS 1 RIVER SCRN AIR 480 /VALVE |  | NJBC | V | NJBC-BU-DRWTP-RWPS | P203 | INSV | INST | HUSSAARM | 2013-10-13 | 213 CARRIAGE LN | [5 empty] | PNEUMATIC | ISOLATION | Y | XX |  |  | XX |  | XX |  | 999.00 TN | XX |  | AW | PNEUMATIC PVLV | XX |  |  | XX
10589180 | UNKNOWN | NJHH-7-VSAW-11 | DRWTP-RWPS 1 RIVER SCRN AIR 481 /VALVE |  | NJBC | V | NJBC-BU-DRWTP-RWPS | P203 | INSV | INST | HUSSAARM | 2013-10-13 | 213 CARRIAGE LN | [5 empty] | PNEUMATIC | ISOLATION | Y | XX |  |  | XX |  | XX |  | 999.00 TN | XX |  | AW | PNEUMATIC PVLV | XX |  |  | XX
10589182 | UNKNOWN | NJHH-7-VSAW-12 | DRWTP-RWPS 1 RIVER SCRN AIR 482 /VALVE |  | NJBC | V | NJBC-BU-DRWTP-RWPS | P203 | INSV | INST | HUSSAARM | 2013-10-13 | 213 CARRIAGE LN | [5 empty] | PNEUMATIC | ISOLATION | Y | XX |  |  | XX |  | XX |  | 999.00 TN | XX |  | AW | PNEUMATIC PVLV | XX |  |  | XX
10589184 | UNKNOWN | NJHH-7-VSAW-13 | DRWTP-RWPS 1 RIVER SCRN AIR 483 /VALVE |  | NJBC | V | NJBC-BU-DRWTP-RWPS | P203 | INSV | INST | HUSSAARM | 2013-10-13 | 213 CARRIAGE LN | [5 empty] | PNEUMATIC | ISOLATION | Y | XX |  |  | XX |  | XX |  | 999.00 TN | XX |  | AW | PNEUMATIC PVLV | XX |  |  | XX
10589187 | UNKNOWN | NJHH-7-VSAW-14 | DRWTP-RWPS SCRN 1&2 HDR AIR 478 /VALVE |  | NJBC | V | NJBC-BU-DRWTP-RWPS | P203 | INSV | INST | HUSSAARM | 2013-10-13 | 213 CARRIAGE LN | [5 empty] | PNEUMATIC | ISOLATION | Y | XX |  |  | XX |  | XX |  | 999.00 TN | XX |  | AW | PNEUMATIC PVLV | XX |  |  | XX
10589190 | UNKNOWN | NJHH-7-VSAW-15 | DRWTP-RWPS 2 RIVER SCRN AIR 474 /VALVE |  | NJBC | V | NJBC-BU-DRWTP-RWPS | P203 | INSV | INST | HUSSAARM | 2013-10-13 | 213 CARRIAGE LN | [5 empty] | PNEUMATIC | ISOLATION | Y | XX |  |  | XX |  | XX |  | 999.00 TN | XX |  | AW | PNEUMATIC PVLV | XX |  |  | XX
10589193 | UNKNOWN | NJHH-7-VSAW-16 | DRWTP-RWPS 2 RIVER SCRN AIR 475 /VALVE |  | NJBC | V | NJBC-BU-DRWTP-RWPS | P203 | INSV | INST | HUSSAARM | 2013-10-13 | 213 CARRIAGE LN | [5 empty] | PNEUMATIC | ISOLATION | Y | XX |  |  | XX |  | XX |  | 999.00 TN | XX |  | AW | PNEUMATIC PVLV | XX |  |  | XX
10589194 | UNKNOWN | NJHH-7-VSAW-17 | DRWTP-RWPS 2 RIVER SCRN AIR 477 /VALVE |  | NJBC | V | NJBC-BU-DRWTP-RWPS | P203 | INSV | INST | HUSSAARM | 2013-10-13 | 213 CARRIAGE LN | [5 empty] | PNEUMATIC | ISOLATION | Y | XX |  |  | XX |  | XX |  | 999.00 TN | XX |  | AW | PNEUMATIC PVLV | XX |  |  | XX
10589197 | UNKNOWN | NJHH-7-VSAW-18 | DRWTP-RWPS 2 RIVER SCRN AIR 479 /VALVE |  | NJBC | V | NJBC-BU-DRWTP-RWPS | P203 | INSV | INST | HUSSAARM | 2013-10-13 | 213 CARRIAGE LN | [5 empty] | PNEUMATIC | ISOLATION | Y | XX |  |  | XX |  | XX |  | 999.00 TN | XX |  | AW | PNEUMATIC PVLV | XX |  |  | XX
10590600 | UNKNOWN | NJHH-7-VSAW-19 | DRWTP-RWPS SCRN 3&4 HDR AIR 476 /VALVE |  | NJBC | V | NJBC-BU-DRWTP-RWPS | P203 | INSV | INST | HUSSAARM | 2013-10-13 | 213 CARRIAGE LN | [5 empty] | PNEUMATIC | ISOLATION | Y | XX |  |  | XX |  | XX |  | 999.00 TN | XX |  | AW | PNEUMATIC PVLV | XX |  |  | XX
10590603 | UNKNOWN | NJHH-7-VSAW-20 | DRWTP-RWPS 3 RIVER SCRN AIR 472 /VALVE |  | NJBC | V | NJBC-BU-DRWTP-RWPS | P203 | INSV | INST | HUSSAARM | 2013-10-13 | 213 CARRIAGE LN | [5 empty] | PNEUMATIC | ISOLATION | Y | XX |  |  | XX |  | XX |  | 999.00 TN | XX |  | AW | PNEUMATIC PVLV | XX |  |  | XX
10590604 | UNKNOWN | NJHH-7-VSAW-21 | DRWTP-RWPS SCRN 3&4 HDR AIR 473 /VALVE |  | NJBC | V | NJBC-BU-DRWTP-RWPS | P203 | INSV | INST | HUSSAARM | 2013-10-13 | 213 CARRIAGE LN | [5 empty] | PNEUMATIC | ISOLATION | Y | XX |  |  | XX |  | XX |  | 999.00 TN | XX |  | AW | PNEUMATIC PVLV | XX |  |  | XX
10590607 | UNKNOWN | NJHH-7-VSAW-22 | DRWTP-RWPS 4 RIVER SCRN AIR 469 /VALVE |  | NJBC | V | NJBC-BU-DRWTP-RWPS | P203 | INSV | INST | HUSSAARM | 2013-10-13 | 213 CARRIAGE LN | [5 empty] | PNEUMATIC | ISOLATION | Y | XX |  |  | XX |  | XX |  | 999.00 TN | XX |  | AW | PNEUMATIC PVLV | XX |  |  | XX
10590610 | UNKNOWN | NJHH-7-VSAW-23 | DRWTP-RWPS SCRN 4&5 HDR AIR 470 /VALVE |  | NJBC | V | NJBC-BU-DRWTP-RWPS | P203 | INSV | INST | HUSSAARM | 2013-10-13 | 213 CARRIAGE LN | [5 empty] | PNEUMATIC | ISOLATION | Y | XX |  |  | XX |  | XX |  | 999.00 TN | XX |  | AW | PNEUMATIC PVLV | XX |  |  | XX
10590613 | UNKNOWN | NJHH-7-VSAW-24 | DRWTP-RWPS 5 RIVER SCRN AIR 465 /VALVE |  | NJBC | V | NJBC-BU-DRWTP-RWPS | P203 | INSV | INST | HUSSAARM | 2013-10-13 | 213 CARRIAGE LN | [5 empty] | PNEUMATIC | ISOLATION | Y | XX |  |  | XX |  | XX |  | 999.00 TN | XX |  | AW | PNEUMATIC PVLV | XX |  |  | XX
10590614 | UNKNOWN | NJHH-7-VSAW-25 | DRWTP-RWPS 5 RIVER SCRN AIR 466 /VALVE |  | NJBC | V | NJBC-BU-DRWTP-RWPS | P203 | INSV | INST | HUSSAARM | 2013-10-13 | 213 CARRIAGE LN | [5 empty] | PNEUMATIC | ISOLATION | Y | XX |  |  | XX |  | XX |  | 999.00 TN | XX |  | AW | PNEUMATIC PVLV | XX |  |  | XX
10590617 | UNKNOWN | NJHH-7-VSAW-26 | DRWTP-RWPS 5 RIVER SCRN AIR 467 /VALVE |  | NJBC | V | NJBC-BU-DRWTP-RWPS | P203 | INSV | INST | HUSSAARM | 2013-10-13 | 213 CARRIAGE LN | [5 empty] | PNEUMATIC | ISOLATION | Y | XX |  |  | XX |  | XX |  | 999.00 TN | XX |  | AW | PNEUMATIC PVLV | XX |  |  | XX
10590620 | UNKNOWN | NJHH-7-VSAW-27 | DRWTP-RWPS 5 RIVER SCRN AIR 471 /VALVE |  | NJBC | V | NJBC-BU-DRWTP-RWPS | P203 | INSV | INST | HUSSAARM | 2013-10-13 | 213 CARRIAGE LN | [5 empty] | PNEUMATIC | ISOLATION | Y | XX |  |  | XX |  | XX |  | 999.00 TN | XX |  | AW | PNEUMATIC PVLV | XX |  |  | XX
10590623 | UNKNOWN | NJHH-7-VSAW-28 | DRWTP-RWPS SCRN 5&6 HDR AIR 468 /VALVE |  | NJBC | V | NJBC-BU-DRWTP-RWPS | P203 | INSV | INST | HUSSAARM | 2013-10-13 | 213 CARRIAGE LN | [5 empty] | PNEUMATIC | ISOLATION | Y | XX |  |  | XX |  | XX |  | 999.00 TN | XX |  | AW | PNEUMATIC PVLV | XX |  |  | XX
10590625 | UNKNOWN | NJHH-7-VSAW-29 | DRWTP-RWPS 6 RIVER SCRN AIR 461 /VALVE |  | NJBC | V | NJBC-BU-DRWTP-RWPS | P203 | INSV | INST | HUSSAARM | 2013-10-13 | 213 CARRIAGE LN | [5 empty] | PNEUMATIC | ISOLATION | Y | XX |  |  | XX |  | XX |  | 999.00 TN | XX |  | AW | PNEUMATIC PVLV | XX |  |  | XX
10590628 | UNKNOWN | NJHH-7-VSAW-30 | DRWTP-RWPS 6 RIVER SCRN AIR 462 /VALVE |  | NJBC | V | NJBC-BU-DRWTP-RWPS | P203 | INSV | INST | HUSSAARM | 2013-10-13 | 213 CARRIAGE LN | [5 empty] | PNEUMATIC | ISOLATION | Y | XX |  |  | XX |  | XX |  | 999.00 TN | XX |  | AW | PNEUMATIC PVLV | XX |  |  | XX
10590630 | UNKNOWN | NJHH-7-VSAW-31 | DRWTP-RWPS 6 RIVER SCRN AIR 463 /VALVE |  | NJBC | V | NJBC-BU-DRWTP-RWPS | P203 | INSV | INST | HUSSAARM | 2013-10-13 | 213 CARRIAGE LN | [5 empty] | PNEUMATIC | ISOLATION | Y | XX |  |  | XX |  | XX |  | 999.00 TN | XX |  | AW | PNEUMATIC PVLV | XX |  |  | XX
10590633 | UNKNOWN | NJHH-7-VSAW-32 | DRWTP-RWPS 6 RIVER SCRN AIR 464 /VALVE |  | NJBC | V | NJBC-BU-DRWTP-RWPS | P203 | INSV | INST | HUSSAARM | 2013-10-13 | 213 CARRIAGE LN | [5 empty] | PNEUMATIC | ISOLATION | Y | XX |  |  | XX |  | XX |  | 999.00 TN | XX |  | AW | PNEUMATIC PVLV | XX |  |  | XX
10590636 | UNKNOWN | NJHH-7-VSAW-33 | DRWTP-RWPS SCRN 6&7 HDR AIR 484 /VALVE |  | NJBC | V | NJBC-BU-DRWTP-RWPS | P203 | INSV | INST | HUSSAARM | 2013-10-13 | 213 CARRIAGE LN | [5 empty] | PNEUMATIC | ISOLATION | Y | XX |  |  | XX |  | XX |  | 999.00 TN | XX |  | AW | PNEUMATIC PVLV | XX |  |  | XX
10590638 | UNKNOWN | NJHH-7-VSAW-34 | DRWTP-RWPS AIR WASH MN RISER 486 /VALVE |  | NJBC | V | NJBC-BU-DRWTP-RWPS | P203 | INSV | INST | HUSSAARM | 2013-10-13 | 213 CARRIAGE LN | [5 empty] | MANUAL | ISOLATION | N | XX |  |  | XX |  | XX |  | 999.00 TN | XX |  | AW | MANUAL PVLV | XX |  |  | XX
10587330 | UNKNOWN | NJHH-7-VOIS-11 | DRWTP-TRMT-OZNE HDR DIAP TRN 1A-2 /VALVE |  | NJBC | V | NJBC-BU-DRWTP-TRMT-OZNE | P203 | INSV | INST | HUSSAARM | 2013-10-13 | 213 CARRIAGE LANE | [5 empty] | MANUAL | IN PLANT | N | XX |  |  | XX |  | XX |  | 999.00 TN | XX |  | AW | MANUAL PVLV | XX |  |  | XX
10587331 | ITT FABRI-VALVE | NJHH-7-VOIS-12 | DRWTP-TRMT-OZNE HDR DIAP TRN 1B-1 /VALVE |  | NJBC | V | NJBC-BU-DRWTP-TRMT-OZNE | P203 | INSV | INST | HUSSAARM | 2013-10-13 | 213 CARRIAGE LANE | [5 empty] | MANUAL | IN PLANT | N | XX |  |  | XX |  | XX |  | 999.00 TN | XX |  | AW | MANUAL PVLV | XX |  |  | XX
10587333 | ITT FABRI-VALVE | NJHH-7-VOIS-13 | DRWTP-TRMT-OZNE HDR DIAP TRN 2A-1 /VALVE |  | NJBC | V | NJBC-BU-DRWTP-TRMT-OZNE | P203 | INSV | INST | HUSSAARM | 2013-10-13 | 213 CARRIAGE LANE | [5 empty] | MANUAL | IN PLANT | N | XX |  |  | XX |  | XX |  | 999.00 TN | XX |  | AW | MANUAL PVLV | XX |  |  | XX
10587335 | ITT FABRI-VALVE | NJHH-7-VOIS-14 | DRWTP-TRMT-OZNE HDR DIAP TRN 2A-2 /VALVE |  | NJBC | V | NJBC-BU-DRWTP-TRMT-OZNE | P203 | INSV | INST | HUSSAARM | 2013-10-13 | 213 CARRIAGE LANE | [5 empty] | MANUAL | IN PLANT | N | XX |  |  | XX |  | XX |  | 999.00 TN | XX |  | AW | MANUAL PVLV | XX |  |  | XX
10587337 | ITT FABRI-VALVE | NJHH-7-VOIS-15 | DRWTP-TRMT-OZNE HDR DIAP TRN 2B-1 /VALVE |  | NJBC | V | NJBC-BU-DRWTP-TRMT-OZNE | P203 | INSV | INST | HUSSAARM | 2013-10-13 | 213 CARRIAGE LANE | [5 empty] | MANUAL | IN PLANT | N | XX |  |  | XX |  | XX |  | 999.00 TN | XX |  | AW | MANUAL PVLV | XX |  |  | XX
10587338 | DEZURICK | NJHH-7-VOIS-16 | DRWTP-TRMT-OZNE HDR LVR TRN 1A-1 /VALVE |  | NJBC | V | NJBC-BU-DRWTP-TRMT-OZNE | P203 | INSV | INST | HUSSAARM | 2013-10-13 | 213 CARRIAGE LANE | [5 empty] | MANUAL | ISOLATION | N | XX |  |  | XX |  | XX |  | 999.00 TN | XX |  | AW | MANUAL PVLV | XX |  |  | XX
10587340 | DEZURICK | NJHH-7-VOIS-17 | DRWTP-TRMT-OZNE HDR LVR TRN 1A-2 /VALVE |  | NJBC | V | NJBC-BU-DRWTP-TRMT-OZNE | P203 | INSV | INST | HUSSAARM | 2013-10-13 | 213 CARRIAGE LANE | [5 empty] | MANUAL | ISOLATION | N | XX |  |  | XX |  | XX |  | 999.00 TN | XX |  | AW | MANUAL PVLV | XX |  |  | XX
10587342 | DEZURICK | NJHH-7-VOIS-18 | DRWTP-TRMT-OZNE HDR LVR TRN 1B-1 /VALVE |  | NJBC | V | NJBC-BU-DRWTP-TRMT-OZNE | P203 | INSV | INST | HUSSAARM | 2013-10-13 | 213 CARRIAGE LANE | [5 empty] | MANUAL | ISOLATION | N | XX |  |  | XX |  | XX |  | 999.00 TN | XX |  | AW | MANUAL PVLV | XX |  |  | XX
10587344 | DEZURICK | NJHH-7-VOIS-19 | DRWTP-TRMT-OZNE HDR LVR TRN 2A-1 /VALVE |  | NJBC | V | NJBC-BU-DRWTP-TRMT-OZNE | P203 | INSV | INST | HUSSAARM | 2013-10-13 | 213 CARRIAGE LANE | [5 empty] | MANUAL | ISOLATION | N | XX |  |  | XX |  | XX |  | 999.00 TN | XX |  | AW | MANUAL PVLV | XX |  |  | XX
10587345 | DEZURICK | NJHH-7-VOIS-20 | DRWTP-TRMT-OZNE HDR LVR TRN 2A-2 /VALVE |  | NJBC | V | NJBC-BU-DRWTP-TRMT-OZNE | P203 | INSV | INST | HUSSAARM | 2013-10-13 | 213 CARRIAGE LANE | [5 empty] | MANUAL | ISOLATION | N | XX |  |  | XX |  | XX |  | 999.00 TN | XX |  | AW | MANUAL PVLV | XX |  |  | XX
10587347 | DEZURICK | NJHH-7-VOIS-21 | DRWTP-TRMT-OZNE HDR LVR TRN 2B-1 /VALVE |  | NJBC | V | NJBC-BU-DRWTP-TRMT-OZNE | P203 | INSV | INST | HUSSAARM | 2013-10-13 | 213 CARRIAGE LANE | [5 empty] | MANUAL | ISOLATION | N | XX |  |  | XX |  | XX |  | 999.00 TN | XX |  | AW | MANUAL PVLV | XX |  |  | XX
10587349 | DEZURICK | NJHH-7-VPVV-1 | DRWTP-TRMT-OZNE DU 1 IN PRES/VAC /VALVE |  | NJBC | V | NJBC-BU-DRWTP-TRMT-OZNE | P203 | INSV | INST | HUSSAARM | 2013-10-13 | 213 CARRIAGE LANE |  | 1052878 |  |  |  | PNEUMATIC | PRESSURE REGULATION | Y | XX |  |  | XX |  | XX |  | 999.00 TN | XX |  | AW | PNEUMATIC PVLV | XX |  |  | XX
10587351 | DEZURICK | NJHH-7-VPVV-2 | DRWTP-TRMT-OZNE DU 2 IN PRES/VAC /VALVE |  | NJBC | V | NJBC-BU-DRWTP-TRMT-OZNE | P203 | INSV | INST | HUSSAARM | 2013-10-13 | 213 CARRIAGE LANE |  | 1052878 |  |  |  | PNEUMATIC | PRESSURE REGULATION | Y | XX |  |  | XX |  | XX |  | 999.00 TN | XX |  | AW | PNEUMATIC PVLV | XX |  |  | XX
10587353 | EIM | NJHH-7-VPRC-1 | DRWTP-TRMT CONT 1 OFF GAS 311 /VALVE |  | NJBC | V | NJBC-BU-DRWTP-TRMT | P203 | INSV | INST | HUSSAARM | 2013-10-13 | 213 CARRIAGE LANE |  | 86656A02 |  |  |  | ELECTRIC | PRESSURE REGULATION | Y | XX |  |  | XX |  | XX |  | 999.00 TN | XX |  | AW | ELECTRIC MOTOR PVLV | XX |  |  | 3
10587355 | UNKNOWN | NJHH-7-VPRC-10 | DRWTP-TRMT-OZNE GEN3 WTR PRS CTRL /VALVE |  | NJBC | V | NJBC-BU-DRWTP-TRMT-OZNE | P203 | INSV | INST | HUSSAARM | 2013-10-13 | 213 CARRIAGE LANE | [5 empty] | HYDRAULIC | PRESSURE REGULATION | Y | XX |  |  | XX |  | XX |  | 999.00 TN | XX |  | AW | HYDRAULIC ONLY PVLV | XX |  |  | 1.5
10587358 | DEZURIK/EIM CO. INC. | NJHH-7-VPRC-2 | DRWTP-TRMT CONT 2 OFF GAS 321 /VALVE |  | NJBC | V | NJBC-BU-DRWTP-TRMT | P203 | INSV | INST | HUSSAARM | 2013-10-13 | 213 CARRIAGE LANE |  | 86656A01 |  |  |  | PNEUMATIC | PRESSURE REGULATION | Y | XX |  |  | XX |  | XX |  | 999.00 TN | XX |  | AW | PNEUMATIC PVLV | XX |  |  | 3
10587360 | UNKNOWN | NJHH-7-VPRC-3 | DRWTP-TRMT BOC O2 GAS FD PRV 100 /VALVE |  | NJBC | V | NJBC-BU-DRWTP-TRMT | P203 | INSV | INST | HUSSAARM | 2013-10-13 | 213 CARRIAGE LANE | [5 empty] | PNEUMATIC | PRESSURE REGULATION | Y | XX |  |  | XX |  | XX |  | 999.00 TN | XX |  | AW | PNEUMATIC PVLV | XX |  |  | 2
10587363 | UNKNOWN | NJHH-7-VPRC-4 | DRWTP-TRMT BOC O2 GAS FD PRV 101 /VALVE |  | NJBC | V | NJBC-BU-DRWTP-TRMT | P203 | INSV | INST | HUSSAARM | 2013-10-13 | 213 CARRIAGE LANE | [5 empty] | PNEUMATIC | PRESSURE REGULATION | Y | XX |  |  | XX |  | XX |  | 999.00 TN | XX |  | AW | PNEUMATIC PVLV | XX |  |  | 1
10587366 | UNKNOWN | NJHH-7-VPRC-5 | DRWTP-TRMT PSU1 WTR PRES CTRL /VALVE |  | NJBC | V | NJBC-BU-DRWTP-TRMT | P203 | INSV | INST | HUSSAARM | 2013-10-13 | 213 CARRIAGE LANE | [5 empty] | HYDRAULIC | PRESSURE REGULATION | Y | XX |  |  | XX |  | XX |  | 999.00 TN | XX |  | AW | HYDRAULIC ONLY PVLV | XX |  |  | 1
10587368 | UNKNOWN | NJHH-7-VPRC-6 | DRWTP-TRMT PSU2 WTR PRES CTRL /VALVE |  | NJBC | V | NJBC-BU-DRWTP-TRMT | P203 | INSV | INST | HUSSAARM | 2013-10-13 | 213 CARRIAGE LANE | [5 empty] | HYDRAULIC | PRESSURE REGULATION | Y | XX |  |  | XX |  | XX |  | 999.00 TN | XX |  | AW | HYDRAULIC ONLY PVLV | XX |  |  | 1
10587370 | UNKNOWN | NJHH-7-VPRC-7 | DRWTP-TRMT PSU3 WTR PRES CTRL /VALVE |  | NJBC | V | NJBC-BU-DRWTP-TRMT | P203 | INSV | INST | HUSSAARM | 2013-10-13 | 213 CARRIAGE LANE | [5 empty] | HYDRAULIC | PRESSURE REGULATION | Y | XX |  |  | XX |  | XX |  | 999.00 TN | XX |  | AW | HYDRAULIC ONLY PVLV | XX |  |  | 1
10587373 | UNKNOWN | NJHH-7-VPRC-8 | DRWTP-TRMT-OZNE GEN2 WTR PRS CTRL /VALVE |  | NJBC | V | NJBC-BU-DRWTP-TRMT-OZNE | P203 | INSV | INST | HUSSAARM | 2013-10-13 | 213 CARRIAGE LANE | [5 empty] | HYDRAULIC | PRESSURE REGULATION | Y | XX |  |  | XX |  | XX |  | 999.00 TN | XX |  | AW | HYDRAULIC ONLY PVLV | XX |  |  | 1.5
10587376 | UNKNOWN | NJHH-7-VPRC-9 | DRWTP-TRMT-OZNE GEN1 WTR PRS CTRL /VALVE |  | NJBC | V | NJBC-BU-DRWTP-TRMT-OZNE | P203 | INSV | INST | HUSSAARM | 2013-10-13 | 213 CARRIAGE LANE | [5 empty] | HYDRAULIC | PRESSURE REGULATION | Y | XX |  |  | XX |  | XX |  | 999.00 TN | XX |  | AW | HYDRAULIC ONLY PVLV | XX |  |  | 1.5
10587378 | UNKNOWN | NJHH-7-VPRV-1 | DRWTP-TRMT ANTCPTR SURGE 020B /VALVE |  | NJBC | V | NJBC-BU-DRWTP-TRMT | P203 | INSV | INST | HUSSAARM | 2013-10-13 | 213 CARRIAGE LANE | [5 empty] | PNEUMATIC | PRESSURE REGULATION | Y | XX |  |  | XX |  | XX |  | 999.00 TN | XX |  | AW | HYDRAULIC ONLY PVLV | XX |  |  | XX
10587381 | UNKNOWN | NJHH-7-VPRV-12 | DRWTP-TRMT-OZNE GEN1 IN O2 PRES /VALVE |  | NJBC | V | NJBC-BU-DRWTP-TRMT-OZNE | P203 | INSV | INST | HUSSAARM | 2013-10-13 | 213 CARRIAGE LANE | [5 empty] | PNEUMATIC | PRESSURE REGULATION | Y | XX |  |  | XX |  | XX |  | 999.00 TN | XX |  | AW | PNEUMATIC PVLV | XX |  |  | XX
10587383 | UNKNOWN | NJHH-7-VPRV-13 | DRWTP-TRMT-OZNE GEN2 IN O2 PRES /VALVE |  | NJBC | V | NJBC-BU-DRWTP-TRMT-OZNE | P203 | INSV | INST | HUSSAARM | 2013-10-13 | 213 CARRIAGE LANE | [5 empty] | PNEUMATIC | PRESSURE REGULATION | Y | XX |  |  | XX |  | XX |  | 999.00 TN | XX |  | AW | PNEUMATIC PVLV | XX |  |  | XX
10587386 | UNKNOWN | NJHH-7-VPRV-14 | DRWTP-TRMT-OZNE GEN3 IN O2 PRES /VALVE |  | NJBC | V | NJBC-BU-DRWTP-TRMT-OZNE | P203 | INSV | INST | HUSSAARM | 2013-10-13 | 213 CARRIAGE LANE | [5 empty] | PNEUMATIC | PRESSURE REGULATION | Y | XX |  |  | XX |  | XX |  | 999.00 TN | XX |  | AW | PNEUMATIC PVLV | XX |  |  | XX
10587389 | UNKNOWN | NJHH-7-VPRV-15 | DRWTP-TRMT PSU1 CLD H2O FD PRV /VALVE |  | NJBC | V | NJBC-BU-DRWTP-TRMT-OZNE | P203 | INSV | INST | HUSSAARM | 2013-10-13 | 213 CARRIAGE LANE | [5 empty] | HYDRAULIC | PRESSURE REGULATION | Y | XX |  |  | XX |  | XX |  | 999.00 TN | XX |  | AW | HYDRAULIC ONLY PVLV | XX |  |  | XX
10587392 | UNKNOWN | NJHH-7-VPRV-16 | DRWTP-TRMT PSU2 CLD H2O FD PRV /VALVE |  | NJBC | V | NJBC-BU-DRWTP-TRMT-OZNE | P203 | INSV | INST | HUSSAARM | 2013-10-13 | 213 CARRIAGE LANE | [5 empty] | HYDRAULIC | PRESSURE REGULATION | Y | XX |  |  | XX |  | XX |  | 999.00 TN | XX |  | AW | HYDRAULIC ONLY PVLV | XX |  |  | XX
10587394 | UNKNOWN | NJHH-7-VPRV-17 | DRWTP-TRMT PSU3 CLD H2O FD PRV /VALVE |  | NJBC | V | NJBC-BU-DRWTP-TRMT-OZNE | P203 | INSV | INST | HUSSAARM | 2013-10-13 | 213 CARRIAGE LANE | [5 empty] | HYDRAULIC | PRESSURE REGULATION | Y | XX |  |  | XX |  | XX |  | 999.00 TN | XX |  | AW | HYDRAULIC ONLY PVLV | XX |  |  | XX
10587396 | UNKNOWN | NJHH-7-VPRV-18 | DRWTP-TRMT O2 IN HDR PRV GEN RM /VALVE |  | NJBC | V | NJBC-BU-DRWTP-TRMT-OZNE | P203 | INSV | INST | HUSSAARM | 2013-10-13 | 213 CARRIAGE LANE | [5 empty] | MANUAL | PRESSURE REGULATION | N | XX |  |  | XX |  | XX |  | 999.00 TN | XX |  | AW | MANUAL PVLV | XX |  |  | XX
10587399 | UNKNOWN | NJHH-7-VPRV-19 | DRWTP-TRMT-OZNE DIS HDR PRV ROOF /VALVE |  | NJBC | V | NJBC-BU-DRWTP-TRMT-OZNE | P203 | INSV | INST | HUSSAARM | 2013-10-13 | 213 CARRIAGE LANE | [5 empty] | MANUAL | PRESSURE REGULATION | N | XX |  |  | XX |  | XX |  | 999.00 TN | XX |  | AW | MANUAL PVLV | XX |  |  | XX
10589102 | UNKNOWN | NJHH-7-VPRV-2 | DRWTP-TRMT ANTCPTR SURGE 021B /VALVE |  | NJBC | V | NJBC-BU-DRWTP-TRMT | P203 | INSV | INST | HUSSAARM | 2013-10-13 | 213 CARRIAGE LANE | [5 empty] | PNEUMATIC | PRESSURE REGULATION | Y | XX |  |  | XX |  | XX |  | 999.00 TN | XX |  | AW | PNEUMATIC PVLV | XX |  |  | XX
10589105 | UNKNOWN | NJHH-7-VPRV-20 | DRWTP-TRMT PSU1 IN PRES /VALVE |  | NJBC | V | NJBC-BU-DRWTP-TRMT-OZNE | P203 | INSV | INST | HUSSAARM | 2013-10-13 | 213 CARRIAGE LANE | [5 empty] | HYDRAULIC | PRESSURE REGULATION | Y | XX |  |  | XX |  | XX |  | 999.00 TN | XX |  | AW | HYDRAULIC ONLY PVLV | XX |  |  | XX
10589108 | UNKNOWN | NJHH-7-VPRV-21 | DRWTP-TRMT PSU2 IN PRES /VALVE |  | NJBC | V | NJBC-BU-DRWTP-TRMT-OZNE | P203 | INSV | INST | HUSSAARM | 2013-10-13 | 213 CARRIAGE LANE | [5 empty] | HYDRAULIC | PRESSURE REGULATION | Y | XX |  |  | XX |  | XX |  | 999.00 TN | XX |  | AW | HYDRAULIC ONLY PVLV | XX |  |  | XX
10589111 | UNKNOWN | NJHH-7-VPRV-22 | DRWTP-TRMT PSU3 IN PRES /VALVE |  | NJBC | V | NJBC-BU-DRWTP-TRMT-OZNE | P203 | INSV | INST | HUSSAARM | 2013-10-13 | 213 CARRIAGE LANE | [5 empty] | HYDRAULIC | PRESSURE REGULATION | Y | XX |  |  | XX |  | XX |  | 999.00 TN | XX |  | AW | HYDRAULIC ONLY PVLV | XX |  |  | XX
10589112 | UNKNOWN | NJHH-7-VPRV-23 | DRWTP-TRMT RWP AIR RCVR TK W PRES /VALVE |  | NJBC | V | NJBC-BU-DRWTP-TRMT | P203 | INSV | INST | HUSSAARM | 2013-10-13 | 213 CARRIAGE LANE | [5 empty] | PNEUMATIC | PRESSURE REGULATION | Y | XX |  |  | XX |  | XX |  | 999.00 TN | XX |  | AW | PNEUMATIC PVLV | XX |  |  | XX
10589115 | UNKNOWN | NJHH-7-VPRV-24 | DRWTP-TRMT RWP AIR RCVR TK E PRES /VALVE |  | NJBC | V | NJBC-BU-DRWTP-TRMT | P203 | INSV | INST | HUSSAARM | 2013-10-13 | 213 CARRIAGE LANE | [5 empty] | PNEUMATIC | PRESSURE REGULATION | Y | XX |  |  | XX |  | XX |  | 999.00 TN | XX |  | AW | PNEUMATIC PVLV | XX |  |  | XX
10589118 | UNKNOWN | NJHH-7-VPDV-10 | DRWTP-RWPS PMP 1 HYDRAULIC DIS /VALVE |  | NJBC | V | NJBC-BU-DRWTP-RWPS | P203 | INSV | INST | HUSSAARM | 2013-10-13 | 213 CARRIAGE LN | [5 empty] | HYDRAULIC | PUMP DISCHARGE | Y | XX |  |  | XX |  | XX |  | 999.00 TN | XX |  | AW | HYDRAULIC ONLY PVLV | XX |  |  | XX
10589121 | UNKNOWN | NJHH-7-VPDV-11 | DRWTP-RWPS PMP 2 HYDRAULIC DIS /VALVE |  | NJBC | V | NJBC-BU-DRWTP-RWPS | P203 | INSV | INST | HUSSAARM | 2013-10-13 | 213 CARRIAGE LN | [5 empty] | HYDRAULIC | PUMP DISCHARGE | Y | XX |  |  | XX |  | XX |  | 999.00 TN | XX |  | AW | HYDRAULIC ONLY PVLV | XX |  |  | XX
10589122 | UNKNOWN | NJHH-7-VPDV-12 | DRWTP-RWPS PMP 4 HYDRAULIC DIS /VALVE |  | NJBC | V | NJBC-BU-DRWTP-RWPS | P203 | INSV | INST | HUSSAARM | 2013-10-13 | 213 CARRIAGE LN | [5 empty] | HYDRAULIC | PUMP DISCHARGE | Y | XX |  |  | XX |  | XX |  | 999.00 TN | XX |  | AW | HYDRAULIC ONLY PVLV | XX |  |  | XX
10589125 | UNKNOWN | NJHH-7-VPDV-13 | DRWTP-LLPS PMP 1 HYDRAULIC DIS /VALVE |  | NJBC | V | NJBC-BU-DRWTP-LLPS | P203 | INSV | INST | HUSSAARM | 2013-10-13 | 213 CARRIAGE LANE | [5 empty] | HYDRAULIC | PUMP DISCHARGE | Y | XX |  |  | XX |  | XX |  | 999.00 TN | XX |  | AW | HYDRAULIC ONLY PVLV | XX |  |  | XX
10589128 | UNKNOWN | NJHH-7-VPDV-14 | DRWTP-LLPS PMP 2 HYDRAULIC DIS /VALVE |  | NJBC | V | NJBC-BU-DRWTP-LLPS | P203 | INSV | INST | HUSSAARM | 2013-10-13 | 213 CARRIAGE LANE | [5 empty] | HYDRAULIC | PUMP DISCHARGE | Y | XX |  |  | XX |  | XX | 0 PSI | 999.00 TN | XX |  | AW | HYDRAULIC ONLY PVLV | XX |  |  | XX
10546191 | CLA-VAL |  | GREENTRIC Pressure Control /Valve |  | NJBC | V | NJBC-BU-GREEN | P203 | INSV | INST | HUSSAARM | 2013-10-13 | SPRINGDALE ROAD | [7 empty] | Y | XX |  |  | XX |  | XX | 0 PSI | 999.00 TN | XX |  | AW | HYDRAULIC W-PILOTS PVLV | XX |  |  | XX
10533677 | PRATT | NJHH-34-VALT-1 | OAKLYNTNK Altitude /Valve |  | NJBC | V | NJBC-CM-OKTNK | P203 | INSV | INST | HUSSAARM | 2013-10-13 | 276 MANOR AVE |  | 56485 | [5 empty] | Y | XX |  |  | XX |  | XX | 0 PSI | 999.00 TN | XX |  | AW | HYDRAULIC W-PILOTS PVLV | XX |  |  | XX
10533679 | PRATT | NJHH-15-VFLC-4 | OLDORCHARD HS PMP1 DISCHRG GT /VALVE |  | NJBC | V | NJBC-CM-OLDOR | P203 | INSV | INST | HUSSAARM | 2013-10-13 | ROUTE 70 EAST AT OLD ORCHARD ROAD | [5 empty] | MANUAL | PUMP DISCHARGE | N | N | LAST |  | XX |  | OPEN |  | 999.00 TN | XX | N | AW | MANUAL PVLV | XX |  |  | XX
10533674 | PRATT | NJHH-34-VFLC-1 | OAKLYNTNK Altitude by pass /Valve |  | NJBC | V | NJBC-CM-OKTNK | P203 | INSV | INST | HUSSAARM | 2013-10-13 | 276 MANOR AVE | [5 empty] | MANUAL | BYPASS | N | N | LAST |  | XX |  | CLOSED |  | 999.00 TN | XX | N | AW | MANUAL PVLV | XX |  |  | 12
10533671 | PRATT | NJHH-28-VALT-1 | MARLTONTNK Altitude /Valve |  | NJBC | V | NJBC-CM-MARLT | P203 | INSV | INST | HUSSAARM | 2013-10-13 | 701 CENTENNIAL BLVD |  | L81089 | [5 empty] | Y | XX |  |  | XX |  | XX | 0 PSI | 999.00 TN | XX |  | AW | HYDRAULIC W-PILOTS PVLV | XX |  |  | XX
10533669 | PRATT | NJHH-43-VFLC-3 | MAGNOLIA-TNK GRND STOR ISOL /VALVE |  | NJBC | V | NJBC-CM-MAGNO-TNK. | P203 | INSV | INST | HUSSAARM | 2013-10-13 | 625 N WALNUT AVENUE | [7 empty] | Y | XX |  |  | XX |  | XX | 0 PSI | 999.00 TN | XX |  | AW | HYDRAULIC W-PILOTS PVLV | XX |  |  | XX
10533682 | PRATT | NJHH-15-VFLC-2 | OLDORCHARD HS PMP2 DISCHRG GT /VALVE |  | NJBC | V | NJBC-CM-OLDOR | P203 | INSV | INST | HUSSAARM | 2013-10-13 | ROUTE 70 EAST AT OLD ORCHARD ROAD | [5 empty] | MANUAL | PUMP DISCHARGE | N | N | LAST |  | XX |  | OPEN |  | 999.00 TN | XX | N | AW | MANUAL PVLV | XX |  |  | XX
10533685 | PRATT | NJHH-15-VFLC-3 | OLDORCHARD HS PMP3 DISCHRG GT /VALVE |  | NJBC | V | NJBC-CM-OLDOR | P203 | INSV | INST | HUSSAARM | 2013-10-13 | ROUTE 70 EAST AT OLD ORCHARD ROAD | [5 empty] | MANUAL | PUMP DISCHARGE | N | N | LAST |  | XX |  | OPEN |  | 999.00 TN | XX | N | AW | MANUAL PVLV | XX |  |  | XX
10533688 | PRATT | NJHH-15-VFLC-1 | OLDORCHARD-TNK GRND STOR ISOL /VALVE |  | NJBC | V | NJBC-CM-OLDOR-TNK. | P203 | INSV | INST | HUSSAARM | 2013-10-13 | ROUTE 70 EAST AT OLD ORCHARD ROAD | [7 empty] | Y | XX |  |  | XX |  | XX | 0 PSI | 999.00 TN | XX |  | AW | HYDRAULIC W-PILOTS PVLV | XX |  |  | XX
10533691 | PRATT | NJHH-33-VFLC-1 | OTTERBRK HS PMP1 DISCHRG GT /VALVE |  | NJBC | V | NJBC-CM-OTTER | P203 | INSV | INST | HUSSAARM | 2013-10-13 | 900 SAN JOSE DR | [5 empty] | MANUAL | PUMP DISCHARGE | N | N | LAST |  | XX |  | OPEN |  | 999.00 TN | XX | N | AW | MANUAL PVLV | XX |  |  | XX
10533693 | PRATT | NJHH-33-VFLC-2 | OTTERBRK HS PMP2 DISCHRG GT /VALVE |  | NJBC | V | NJBC-CM-OTTER | P203 | INSV | INST | HUSSAARM | 2013-10-13 | 900 SAN JOSE DR | [5 empty] | MANUAL | PUMP DISCHARGE | N | N | LAST |  | XX |  | OPEN |  | 999.00 TN | XX | N | AW | MANUAL PVLV | XX |  |  | XX
10533667 | PRATT | NJHH-43-VFLC-2 | MAGNOLIA HS PMP2 DISCHRG GT /VALVE |  | NJBC | V | NJBC-CM-MAGNO | P203 | INSV | INST | HUSSAARM | 2013-10-13 | 625 N WALNUT AVENUE | [5 empty] | MANUAL | PUMP DISCHARGE | N | N | LAST |  | FLANGED | CAST IRON | OPEN |  | 999.00 TN | XX | N | AW | MANUAL PVLV | XX |  |  | 8
10533664 | PRATT | NJHH-43-VFLC-1 | MAGNOLIA HS PMP1 DISCHRG GT /VALVE |  | NJBC | V | NJBC-CM-MAGNO | P203 | INSV | INST | HUSSAARM | 2013-10-13 | 625 N WALNUT AVENUE | [5 empty] | MANUAL | PUMP DISCHARGE | N | N | LAST |  | FLANGED | CAST IRON | OPEN |  | 999.00 TN | XX | N | AW | MANUAL PVLV | XX |  |  | 8
10533662 | PRATT | NJHH-86-VFLC-1 | LAURELSP-TNK GRND STOR ISOL /VALVE |  | NJBC | V | NJBC-CM-LAURE-TNK. | P203 | INSV | INST | HUSSAARM | 2013-10-13 | 820 GRAND AVENUE | [7 empty] | Y | XX |  |  | XX |  | XX | 0 PSI | 999.00 TN | XX |  | AW | HYDRAULIC W-PILOTS PVLV | XX |  |  | XX
10533659 | PRATT | NJHH-86-VFLC-3 | LAURELSP HS PMP3 DISCHRG GT /VALVE |  | NJBC | V | NJBC-CM-LAURE | P203 | INSV | INST | HUSSAARM | 2013-10-13 | 820 GRAND AVENUE | [5 empty] | MANUAL | PUMP DISCHARGE | N | N | LAST |  | FLANGED | CAST IRON | OPEN |  | 999.00 TN | XX | N | AW | MANUAL PVLV | XX |  |  | 8
10533656 | PRATT | NJHH-86-VFLC-2 | LAURELSP HS PMP2 DISCHRG GT /VALVE |  | NJBC | V | NJBC-CM-LAURE | P203 | INSV | INST | HUSSAARM | 2013-10-13 | 820 GRAND AVENUE | [5 empty] | MANUAL | PUMP DISCHARGE | N | N | LAST |  | FLANGED | CAST IRON | OPEN |  | 999.00 TN | XX | N | AW | MANUAL PVLV | XX |  |  | 8
10533653 | PRATT | NJHH-86-VFLC-4 | LAURELSP HS PMP1 DISCHRG GT /VALVE |  | NJBC | V | NJBC-CM-LAURE | P203 | INSV | INST | HUSSAARM | 2013-10-13 | 820 GRAND AVENUE | [5 empty] | MANUAL | PUMP DISCHARGE | N | N | LAST |  | FLANGED | CAST IRON | OPEN |  | 999.00 TN | XX | N | AW | MANUAL PVLV | XX |  |  | 6
10533651 | PRATT | NJHH-30-VALT-1 | KRESSONTNK Altitude /Valve |  | NJBC | V | NJBC-CM-KRESS | P203 | INSV | INST | HUSSAARM | 2013-10-13 | 630 KRESSON RD |  | 6116 | [5 empty] | Y | XX |  |  | XX |  | XX | 0 PSI | 999.00 TN | XX |  | AW | HYDRAULIC W-PILOTS PVLV | XX |  |  | XX
10533648 | PRATT | NJHH-12-VFLC-4 | KINGSTON-TNK GRND STOR ISOL /VALVE |  | NJBC | V | NJBC-CM-KINGS-TNK. | P203 | INSV | INST | HUSSAARM | 2013-10-13 | 512 HOWARD RD | [7 empty] | Y | XX |  |  | XX |  | XX | 0 PSI | 999.00 TN | XX |  | AW | HYDRAULIC W-PILOTS PVLV | XX |  |  | XX
10533645 | PRATT | NJHH-12-VFLC-3 | KINGSTON HS PMP3 DISCHRGBTRFLY /VALVE |  | NJBC | V | NJBC-CM-KINGS | P203 | INSV | INST | HUSSAARM | 2013-10-13 | 514 HOWARD RD | [7 empty] | Y | XX |  |  | XX |  | XX |  | 999.00 TN | XX |  | AW | ELECTRIC MOTOR PVLV | XX |  |  | XX
10533642 | PRATT | NJHH-12-VFLC-5 | KINGSTON HS PMP2 DISCHRGBTRFLY /VALVE |  | NJBC | V | NJBC-CM-KINGS | P203 | INSV | INST | HUSSAARM | 2013-10-13 | 514 HOWARD RD | [7 empty] | Y | XX |  |  | XX |  | XX |  | 999.00 TN | XX |  | AW | ELECTRIC MOTOR PVLV | XX |  |  | XX
10533640 | PRATT | NJHH-12-VFLC-2 | KINGSTON HS PMP1 DISCHRGBTRFLY /VALVE |  | NJBC | V | NJBC-CM-KINGS | P203 | INSV | INST | HUSSAARM | 2013-10-13 | 514 HOWARD RD | [7 empty] | Y | XX |  |  | XX |  | XX |  | 999.00 TN | XX |  | AW | ELECTRIC MOTOR PVLV | XX |  |  | XX
10533696 | PRATT | NJHH-33-VFLC-3 | OTTERBRK HS PMP3 DISCHRG GT /VALVE |  | NJBC | V | NJBC-CM-OTTER | P203 | INSV | INST | HUSSAARM | 2013-10-13 | 900 SAN JOSE DR | [5 empty] | MANUAL | PUMP DISCHARGE | N | N | LAST |  | XX |  | OPEN |  | 999.00 TN | XX | N | AW | MANUAL PVLV | XX |  |  | XX
10533699 | PRATT | NJHH-33-VFLC-4 | OTTERBRK-TNK GRND STOR ISOL /VALVE |  | NJBC | V | NJBC-CM-OTTER-TNK. | P203 | INSV | INST | HUSSAARM | 2013-10-13 | 711 FLOODGATE RD | [7 empty] | Y | XX |  |  | XX |  | XX | 0 PSI | 999.00 TN | XX |  | AW | HYDRAULIC W-PILOTS PVLV | XX |  |  | XX
10534701 | PRATT | NJHH-45-VFLC-1 | RUNNEMEDE Well #19 & #7 /Valve |  | NJBC | V | NJBC-CM-RUNNE | P203 | INSV | INST | HUSSAARM | 2013-10-13 | 28 ST CLAIR AVE | [7 empty] | Y | XX |  |  | XX |  | XX | 0 PSI | 999.00 TN | XX |  | AW | HYDRAULIC W-PILOTS PVLV | XX |  |  | XX
10534703 | PRATT | NJHH-31-VALT-1 | SOMERDALE-TNK Altitude /Valve |  | NJBC | V | NJBC-CM-SOMER-TNK. | P203 | INSV | INST | HUSSAARM | 2013-10-13 | 26 ELM AVE |  | 57416 | [5 empty] | Y | XX |  |  | XX |  | XX | 0 PSI | 999.00 TN | XX |  | AW | HYDRAULIC W-PILOTS PVLV | XX |  |  | XX
10534706 | PRATT | NJHH-37-VALT-1 | STATION Altitude /Valve |  | NJBC | V | NJBC-CM-STATI | P203 | INSV | INST | HUSSAARM | 2013-10-13 | 2 STATION AVE |  | 55147 | [5 empty] | Y | XX |  |  | XX |  | XX | 0 PSI | 999.00 TN | XX |  | AW | HYDRAULIC W-PILOTS PVLV | XX |  |  | XX
10534709 | PRATT | NJHH-14-VALT-1 | VOORHEES-TNK Altitude /Valve |  | NJBC | V | NJBC-CM-VOORH-TNK. | P203 | INSV | INST | HUSSAARM | 2013-10-13 | 13 GOLF VIEW DR |  | 57400 | [5 empty] | Y | XX |  |  | XX |  | XX | 0 PSI | 999.00 TN | XX |  | AW | HYDRAULIC W-PILOTS PVLV | XX |  |  | XX
10534711 | PRATT |  | MEDFORDIC BSTPMP1 DISCHRGBTRFLY /VALVE |  | NJBC | V | NJBC-BU-MEDFO | P203 | INSV | INST | HUSSAARM | 2013-10-13 | 333 MEDFORD-MT HOLLY ROAD | [5 empty] | MANUAL | PUMP DISCHARGE | N | N | LAST |  | FLANGED | DUCTILE IRON | OPEN | 40 PSI | 999.00 TN | XX | N | AW | MANUAL PVLV | XX |  |  | XX
10534714 | PRATT |  | MEDFORDIC BSTPMP2 DISCHRGBTRFLY /VALVE |  | NJBC | V | NJBC-BU-MEDFO | P203 | INSV | INST | HUSSAARM | 2013-10-13 | 333 MEDFORD-MT HOLLY ROAD | [5 empty] | MANUAL | PUMP DISCHARGE | N | N | LAST |  | FLANGED | DUCTILE IRON | OPEN | 40 PSI | 999.00 TN | XX | N | AW | MANUAL PVLV | XX |  |  | XX
10534717 | PRATT |  | MEDFORDIC Flow Control /Valve |  | NJBC | V | NJBC-BU-MEDFO | P203 | INSV | INST | HUSSAARM | 2013-10-13 | 333 MEDFORD-MT HOLLY ROAD |  | 978878-1-1-HP | [5 empty] | Y | XX |  |  | XX |  | XX |  | 999.00 TN | XX |  | AW | ELECTRIC MOTOR PVLV | XX |  |  | XX
10534719 | PRATT |  | COOPER CONT A1 INF BTRFLY /VALVE |  | NJBC | V | NJBC-BU-COOPE | P203 | INSV | INST | HUSSAARM | 2013-10-13 | 100 HENDRICKSON AVE | [5 empty] | MANUAL | RAW WATER | N | N | LAST |  | FLANGED | STEEL | OPEN | 60 PSI | 999.00 TN | XX | N | AW | MANUAL PVLV | XX |  |  | 6
10534722 | PRATT |  | COOPER CONT A1 EFF BTRFLY /VALVE |  | NJBC | V | NJBC-BU-COOPE | P203 | INSV | INST | HUSSAARM | 2013-10-13 | 100 HENDRICKSON AVE | [5 empty] | MANUAL | RAW WATER | N | N | LAST |  | FLANGED | STEEL | OPEN | 60 PSI | 999.00 TN | XX | N | AW | MANUAL PVLV | XX |  |  | 8
10534725 | PRATT |  | COOPER CONT A1 DRAIN BTRFLY /VALVE |  | NJBC | V | NJBC-BU-COOPE | P203 | INSV | INST | HUSSAARM | 2013-10-13 | 100 HENDRICKSON AVE | [5 empty] | MANUAL | RAW WATER | N | N | LAST |  | FLANGED | STEEL | CLOSED | 60 PSI | 999.00 TN | XX | N | AW | MANUAL PVLV | XX |  |  | 8
10534728 | PRATT |  | COOPER CONT A1 BKWSH BTRFLY /VALVE |  | NJBC | V | NJBC-BU-COOPE | P203 | INSV | INST | HUSSAARM | 2013-10-13 | 100 HENDRICKSON AVE | [5 empty] | MANUAL | RAW WATER | N | N | LAST |  | FLANGED | STEEL | CLOSED | 60 PSI | 999.00 TN | XX | N | AW | MANUAL PVLV | XX |  |  | 8
10534730 | PRATT |  | COOPER CONT A2 INF BTRFLY /VALVE |  | NJBC | V | NJBC-BU-COOPE | P203 | INSV | INST | HUSSAARM | 2013-10-13 | 100 HENDRICKSON AVE | [5 empty] | MANUAL | RAW WATER | N | N | LAST |  | FLANGED | STEEL | OPEN | 60 PSI | 999.00 TN | XX | N | AW | MANUAL PVLV | XX |  |  | 6
10534731 | PRATT |  | COOPER CONT A2 EFF BTRFLY /VALVE |  | NJBC | V | NJBC-BU-COOPE | P203 | INSV | INST | HUSSAARM | 2013-10-13 | 100 HENDRICKSON AVE | [5 empty] | MANUAL | RAW WATER | N | N | LAST |  | FLANGED | STEEL | OPEN | 60 PSI | 999.00 TN | XX | N | AW | MANUAL PVLV | XX |  |  | 8
10534734 | PRATT |  | COOPER CONT A2 DRAIN BTRFLY /VALVE |  | NJBC | V | NJBC-BU-COOPE | P203 | INSV | INST | HUSSAARM | 2013-10-13 | 100 HENDRICKSON AVE | [5 empty] | MANUAL | RAW WATER | N | N | LAST |  | FLANGED | STEEL | CLOSED | 60 PSI | 999.00 TN | XX | N | AW | MANUAL PVLV | XX |  |  | 8
10534737 | PRATT |  | COOPER CONT A2 BKWSH BTRFLY /VALVE |  | NJBC | V | NJBC-BU-COOPE | P203 | INSV | INST | HUSSAARM | 2013-10-13 | 100 HENDRICKSON AVE | [5 empty] | MANUAL | RAW WATER | N | N | LAST |  | FLANGED | STEEL | CLOSED | 60 PSI | 999.00 TN | XX | N | AW | MANUAL PVLV | XX |  |  | 8
10534740 | PRATT |  | COOPER Station Effluent Check /Valve |  | NJBC | V | NJBC-BU-COOPE | P203 | INSV | INST | HUSSAARM | 2013-10-13 | 100 HENDRICKSON AVE | [7 empty] | Y | XX |  |  | XX |  | XX |  | 999.00 TN | XX |  | AW | HYDRAULIC ONLY PVLV | XX |  |  | XX
10534742 | PRATT |  | COOPER-W32 Discharge Butterfly /Valve |  | NJBC | V | NJBC-BU-COOPE-W32. | P203 | INSV | INST | HUSSAARM | 2013-10-13 | 100 HENDRICKSON AVE | [5 empty] | MANUAL | RAW WATER | N | N | LAST |  | XX |  | OPEN |  | 999.00 TN | XX | N | AW | MANUAL PVLV | XX |  |  | 8
10534746 | PRATT |  | COOPER-W32 Check /Valve |  | NJBC | V | NJBC-BU-COOPE-W32. | P203 | INSV | INST | HUSSAARM | 2013-10-13 | 100 HENDRICKSON AVE | [5 empty] | MANUAL | RAW WATER | N | N | LAST |  | XX |  | CLOSED |  | 999.00 TN | XX | N | AW | MANUAL PVLV | XX |  |  | 8
10534747 | PRATT |  | COOPER CONT A2 CARB FILL BTRFLY /VALVE |  | NJBC | V | NJBC-BU-COOPE | P203 | INSV | INST | HUSSAARM | 2013-10-13 | 100 HENDRICKSON AVE | [5 empty] | MANUAL | RAW WATER | N | N | LAST |  | FLANGED | STEEL | CLOSED | 60 PSI | 999.00 TN | XX | N | AW | MANUAL PVLV | XX |  |  | 8
10534749 | PRATT |  | EDGEWATERTNK Altitude By Pass /Valve |  | NJBC | V | NJBC-BU-EDGEW | P203 | INSV | INST | HUSSAARM | 2013-10-13 | ROOSEVELT AVENUE | [5 empty] | MANUAL | BYPASS | N | N | LAST |  | MJ | DUCTILE IRON | CLOSED |  | 40.00 TN | XX | N | AW | MANUAL PVLV | XX |  |  | 12
10532428 | UNKNOWN | NJHH-87-VALT-1 | GIBBSBOROBS Altitude /Valve |  | NJBC | V | NJBC-CM-GBBST | P203 | INSV | INST | HUSSAARM | 2013-10-13 | 79 LUCAS BLVD |  | 55291 | [5 empty] | Y | XX |  |  | XX |  | XX | 0 PSI | 999.00 TN | XX |  | AW | HYDRAULIC W-PILOTS PVLV | XX |  |  | XX
10532431 | PRATT | NJHH-87-VFLC-1 | GIBBSBOROBS BSTPMP3 DISCHRGBTRFLY /VALVE |  | NJBC | V | NJBC-CM-GBBST | P203 | INSV | INST | HUSSAARM | 2013-10-13 | 79 LUCAS BLVD | [7 empty] | Y | XX |  |  | XX |  | XX |  | 999.00 TN | XX |  | AW | MANUAL PVLV | XX |  |  | XX
10532434 | PRATT | NJHH-87-VFLC-2 | GIBBSBOROBS BSTPMP4 DISCHRGBTRFLY /VALVE |  | NJBC | V | NJBC-CM-GBBST | P203 | INSV | INST | HUSSAARM | 2013-10-13 | 79 LUCAS BLVD | [7 empty] | Y | XX |  |  | XX |  | XX |  | 999.00 TN | XX |  | AW | MANUAL PVLV | XX |  |  | XX
10532436 | APCO | NJHH-89-VARE-2 | GIBBSSTA FILT1-BACK END AIR REL /VALVE |  | NJBC | V | NJBC-CM-GBSTA | P203 | INSV | INST | HUSSAARM | 2013-10-13 | 1 LINDEN AVE | [7 empty] | Y | XX |  |  | XX |  | XX |  | 999.00 TN | XX |  | AW | HYDRAULIC ONLY PVLV | XX |  |  | XX
10532439 | APCO | NJHH-89-VARE-1 | GIBBSSTA FILT1-FRNT END AIR REL /VALVE |  | NJBC | V | NJBC-CM-GBSTA | P203 | INSV | INST | HUSSAARM | 2013-10-13 | 1 LINDEN AVE | [7 empty] | Y | XX |  |  | XX |  | XX |  | 999.00 TN | XX |  | AW | HYDRAULIC ONLY PVLV | XX |  |  | XX
10532442 | APCO | NJHH-89-VARE-4 | GIBBSSTA FILT2-BACK END AIR REL /VALVE |  | NJBC | V | NJBC-CM-GBSTA | P203 | INSV | INST | HUSSAARM | 2013-10-13 | 1 LINDEN AVE | [7 empty] | Y | XX |  |  | XX |  | XX |  | 999.00 TN | XX |  | AW | HYDRAULIC ONLY PVLV | XX |  |  | XX
10532445 | APCO | NJHH-89-VARE-3 | GIBBSSTA FILT2-FRNT END AIR REL /VALVE |  | NJBC | V | NJBC-CM-GBSTA | P203 | INSV | INST | HUSSAARM | 2013-10-13 | 1 LINDEN AVE | [7 empty] | Y | XX |  |  | XX |  | XX |  | 999.00 TN | XX |  | AW | HYDRAULIC ONLY PVLV | XX |  |  | XX
10532448 | APCO | NJHH-89-VARE-6 | GIBBSSTA FILT3-BACK END AIR REL /VALVE |  | NJBC | V | NJBC-CM-GBSTA | P203 | INSV | INST | HUSSAARM | 2013-10-13 | 1 LINDEN AVE | [7 empty] | Y | XX |  |  | XX |  | XX |  | 999.00 TN | XX |  | AW | HYDRAULIC ONLY PVLV | XX |  |  | XX
10532449 | APCO | NJHH-89-VARE-5 | GIBBSSTA FILT3-FRNT END AIR REL /VALVE |  | NJBC | V | NJBC-CM-GBSTA | P203 | INSV | INST | HUSSAARM | 2013-10-13 | 1 LINDEN AVE | [7 empty] | Y | XX |  |  | XX |  | XX |  | 999.00 TN | XX |  | AW | HYDRAULIC ONLY PVLV | XX |  |  | XX
10532451 | APCO | NJHH-89-VARE-8 | GIBBSSTA FILT4-BACK END AIR REL /VALVE |  | NJBC | V | NJBC-CM-GBSTA | P203 | INSV | INST | HUSSAARM | 2013-10-13 | 1 LINDEN AVE | [7 empty] | Y | XX |  |  | XX |  | XX |  | 999.00 TN | XX |  | AW | HYDRAULIC ONLY PVLV | XX |  |  | XX
10532454 | APCO | NJHH-89-VARE-7 | GIBBSSTA FILT4-FRNT END AIR REL /VALVE |  | NJBC | V | NJBC-CM-GBSTA | P203 | INSV | INST | HUSSAARM | 2013-10-13 | 1 LINDEN AVE | [7 empty] | Y | XX |  |  | XX |  | XX |  | 999.00 TN | XX |  | AW | HYDRAULIC ONLY PVLV | XX |  |  | XX
10532457 | PRATT | NJHH-89-VWSH-10 | GIBBSSTA FILT1 BACKWSH BTRFLY /VALVE |  | NJBC | V | NJBC-CM-GBSTA | P203 | INSV | INST | HUSSAARM | 2013-10-13 | 1 LINDEN AVE | [7 empty] | Y | XX |  |  | XX |  | XX |  | 999.00 TN | XX |  | AW | ELECTRIC MOTOR PVLV | XX |  |  | XX
10532459 | PRATT | NJHH-89-VWSH-11 | GIBBSSTA FILT2 BACKWSH BTRFLY /VALVE |  | NJBC | V | NJBC-CM-GBSTA | P203 | INSV | INST | HUSSAARM | 2013-10-13 | 1 LINDEN AVE | [7 empty] | Y | XX |  |  | XX |  | XX |  | 999.00 TN | XX |  | AW | ELECTRIC MOTOR PVLV | XX |  |  | XX
10532462 | PRATT | NJHH-89-VWSH-12 | GIBBSSTA FILT3 BACKWSH BTRFLY /VALVE |  | NJBC | V | NJBC-CM-GBSTA | P203 | INSV | INST | HUSSAARM | 2013-10-13 | 1 LINDEN AVE | [7 empty] | Y | XX |  |  | XX |  | XX |  | 999.00 TN | XX |  | AW | ELECTRIC MOTOR PVLV | XX |  |  | XX
10532464 | PRATT | NJHH-89-VWSH-13 | GIBBSSTA FILT4 BACKWSH BTRFLY /VALVE |  | NJBC | V | NJBC-CM-GBSTA | P203 | INSV | INST | HUSSAARM | 2013-10-13 | 1 LINDEN AVE | [7 empty] | Y | XX |  |  | XX |  | XX |  | 999.00 TN | XX |  | AW | ELECTRIC MOTOR PVLV | XX |  |  | XX
10532467 | PRATT | NJHH-89-VCHK-13 | GIBBSSTA BACKWSH PMP1 DISCHRG CHK /VALVE |  | NJBC | V | NJBC-CM-GBSTA | P203 | INSV | INST | HUSSAARM | 2013-10-13 | 1 LINDEN AVE | [7 empty] | Y | XX |  |  | XX |  | XX |  | 999.00 TN | XX |  | AW | HYDRAULIC ONLY PVLV | XX |  |  | XX
10532469 | PRATT | NJHH-89-VCHK-14 | GIBBSSTA BACKWSH PMP2 DISCHRG CHK /VALVE |  | NJBC | V | NJBC-CM-GBSTA | P203 | INSV | INST | HUSSAARM | 2013-10-13 | 1 LINDEN AVE | [7 empty] | Y | XX |  |  | XX |  | XX |  | 999.00 TN | XX |  | AW | HYDRAULIC ONLY PVLV | XX |  |  | XX
10532471 | PRATT | NJHH-89-VCHK-10 | GIBBSSTA HS PMP1 DISCHRG CHK /VALVE |  | NJBC | V | NJBC-CM-GBSTA | P203 | INSV | INST | HUSSAARM | 2013-10-13 | 1 LINDEN AVE | [7 empty] | Y | XX |  |  | XX |  | XX |  | 999.00 TN | XX |  | AW | HYDRAULIC ONLY PVLV | XX |  |  | XX
10532475 | PRATT | NJHH-89-VCHK-11 | GIBBSSTA HS PMP2 DISCHRG CHK /VALVE |  | NJBC | V | NJBC-CM-GBSTA | P203 | INSV | INST | HUSSAARM | 2013-10-13 | 1 LINDEN AVE | [7 empty] | Y | XX |  |  | XX |  | XX |  | 999.00 TN | XX |  | AW | HYDRAULIC ONLY PVLV | XX |  |  | XX
10532478 | PRATT | NJHH-89-VCHK-12 | GIBBSSTA HS PMP3 DISCHRG CHK /VALVE |  | NJBC | V | NJBC-CM-GBSTA | P203 | INSV | INST | HUSSAARM | 2013-10-13 | 1 LINDEN AVE | [7 empty] | Y | XX |  |  | XX |  | XX |  | 999.00 TN | XX |  | AW | HYDRAULIC ONLY PVLV | XX |  |  | XX
10532480 | PRATT | NJHH-89-VDRN-10 | GIBBSSTA FILT1 DRAIN BTRFLY /VALVE |  | NJBC | V | NJBC-CM-GBSTA | P203 | INSV | INST | HUSSAARM | 2013-10-13 | 1 LINDEN AVE | [7 empty] | Y | XX |  |  | XX |  | XX |  | 999.00 TN | XX |  | AW | ELECTRIC MOTOR PVLV | XX |  |  | XX
10532481 | PRATT | NJHH-89-VDRN-11 | GIBBSSTA FILT2 DRAIN BTRFLY /VALVE |  | NJBC | V | NJBC-CM-GBSTA | P203 | INSV | INST | HUSSAARM | 2013-10-13 | 1 LINDEN AVE | [7 empty] | Y | XX |  |  | XX |  | XX |  | 999.00 TN | XX |  | AW | ELECTRIC MOTOR PVLV | XX |  |  | XX
10532484 | PRATT | NJHH-89-VDRN-12 | GIBBSSTA FILT3 DRAIN BTRFLY /VALVE |  | NJBC | V | NJBC-CM-GBSTA | P203 | INSV | INST | HUSSAARM | 2013-10-13 | 1 LINDEN AVE | [7 empty] | Y | XX |  |  | XX |  | XX |  | 999.00 TN | XX |  | AW | ELECTRIC MOTOR PVLV | XX |  |  | XX
10532487 | PRATT | NJHH-89-VDRN-13 | GIBBSSTA FILT4 DRAIN BTRFLY /VALVE |  | NJBC | V | NJBC-CM-GBSTA | P203 | INSV | INST | HUSSAARM | 2013-10-13 | 1 LINDEN AVE | [7 empty] | Y | XX |  |  | XX |  | XX |  | 999.00 TN | XX |  | AW | ELECTRIC MOTOR PVLV | XX |  |  | XX
10532490 | PRATT | NJHH-89-VEFF-10 | GIBBSSTA FILT1 EFF BTRFLY /VALVE |  | NJBC | V | NJBC-CM-GBSTA | P203 | INSV | INST | HUSSAARM | 2013-10-13 | 1 LINDEN AVE | [7 empty] | Y | XX |  |  | XX |  | XX |  | 999.00 TN | XX |  | AW | ELECTRIC MOTOR PVLV | XX |  |  | XX
10532492 | PRATT | NJHH-89-VINF-10 | GIBBSSTA FILT1 EFF BTRFLY MAN /VALVE |  | NJBC | V | NJBC-CM-GBSTA | P203 | INSV | INST | HUSSAARM | 2013-10-13 | 1 LINDEN AVE | [5 empty] | MANUAL | RAW WATER | N | N | LAST | WORM | FLANGED | CAST IRON | OPEN |  | 999.00 TN | XX | N | AW | MANUAL PVLV | XX |  |  | 8
10532495 | PRATT | NJHH-89-VEFF-11 | GIBBSSTA FILT2 EFF BTRFLY /VALVE |  | NJBC | V | NJBC-CM-GBSTA | P203 | INSV | INST | HUSSAARM | 2013-10-13 | 1 LINDEN AVE | [7 empty] | Y | XX |  |  | XX |  | XX |  | 999.00 TN | XX |  | AW | ELECTRIC MOTOR PVLV | XX |  |  | XX
10532498 | PRATT | NJHH-89-VINF-11 | GIBBSSTA FILT2 EFF BTRFLY MAN /VALVE |  | NJBC | V | NJBC-CM-GBSTA | P203 | INSV | INST | HUSSAARM | 2013-10-13 | 1 LINDEN AVE | [5 empty] | MANUAL | RAW WATER | N | N | LAST | WORM | FLANGED | CAST IRON | OPEN |  | 999.00 TN | XX | N | AW | MANUAL PVLV | XX |  |  | 8
10533600 | PRATT | NJHH-89-VEFF-12 | GIBBSSTA FILT3 EFF BTRFLY /VALVE |  | NJBC | V | NJBC-CM-GBSTA | P203 | INSV | INST | HUSSAARM | 2013-10-13 | 1 LINDEN AVE | [7 empty] | Y | XX |  |  | XX |  | XX |  | 999.00 TN | XX |  | AW | ELECTRIC MOTOR PVLV | XX |  |  | XX
10533603 | PRATT | NJHH-89-VINF-12 | GIBBSSTA FILT3 EFF BTRFLY MAN /VALVE |  | NJBC | V | NJBC-CM-GBSTA | P203 | INSV | INST | HUSSAARM | 2013-10-13 | 1 LINDEN AVE | [5 empty] | MANUAL | RAW WATER | N | N | LAST | WORM | FLANGED | CAST IRON | OPEN |  | 999.00 TN | XX | N | AW | MANUAL PVLV | XX |  |  | 8
10533606 | PRATT | NJHH-89-VEFF-13 | GIBBSSTA FILT4 EFF BTRFLY /VALVE |  | NJBC | V | NJBC-CM-GBSTA | P203 | INSV | INST | HUSSAARM | 2013-10-13 | 1 LINDEN AVE | [7 empty] | Y | XX |  |  | XX |  | XX |  | 999.00 TN | XX |  | AW | ELECTRIC MOTOR PVLV | XX |  |  | XX
10533608 | PRATT | NJHH-89-VINF-13 | GIBBSSTA FILT4 EFF BTRFLY MAN /VALVE |  | NJBC | V | NJBC-CM-GBSTA | P203 | INSV | INST | HUSSAARM | 2013-10-13 | 1 LINDEN AVE | [5 empty] | MANUAL | RAW WATER | N | N | LAST | WORM | FLANGED | CAST IRON | OPEN |  | 999.00 TN | XX | N | AW | MANUAL PVLV | XX |  |  | 8
10533610 | PRATT | NJHH-89-VFRI-1 | GIBBSSTA FILT1 RINSE BTRFLY /VALVE |  | NJBC | V | NJBC-CM-GBSTA | P203 | INSV | INST | HUSSAARM | 2013-10-13 | 1 LINDEN AVE | [7 empty] | Y | XX |  |  | XX |  | XX |  | 999.00 TN | XX |  | AW | ELECTRIC MOTOR PVLV | XX |  |  | XX
10533612 | PRATT | NJHH-89-VFRI-2 | GIBBSSTA FILT2 RINSE BTRFLY /VALVE |  | NJBC | V | NJBC-CM-GBSTA | P203 | INSV | INST | HUSSAARM | 2013-10-13 | 1 LINDEN AVE | [7 empty] | Y | XX |  |  | XX |  | XX |  | 999.00 TN | XX |  | AW | ELECTRIC MOTOR PVLV | XX |  |  | XX
10533615 | PRATT | NJHH-89-VFRI-3 | GIBBSSTA FILT3 RINSE BTRFLY /VALVE |  | NJBC | V | NJBC-CM-GBSTA | P203 | INSV | INST | HUSSAARM | 2013-10-13 | 1 LINDEN AVE | [7 empty] | Y | XX |  |  | XX |  | XX |  | 999.00 TN | XX |  | AW | ELECTRIC MOTOR PVLV | XX |  |  | XX
10533618 | PRATT | NJHH-89-VFRI-4 | GIBBSSTA FILT4 RINSE BTRFLY /VALVE |  | NJBC | V | NJBC-CM-GBSTA | P203 | INSV | INST | HUSSAARM | 2013-10-13 | 1 LINDEN AVE | [7 empty] | Y | XX |  |  | XX |  | XX |  | 999.00 TN | XX |  | AW | ELECTRIC MOTOR PVLV | XX |  |  | XX
10533622 | PRATT | NJHH-89-VFLC-1 | GIBBSSTA-TNK GRND STOR ISOL /VALVE |  | NJBC | V | NJBC-CM-GBSTA-YTNK | P203 | INSV | INST | HUSSAARM | 2013-10-13 | 1 LINDEN AVE | [7 empty] | Y | XX |  |  | XX |  | XX | 0 PSI | 999.00 TN | XX |  | AW | HYDRAULIC W-PILOTS PVLV | XX |  |  | XX
10533624 | PRATT | NJHH-32-VFLC-1 | HADDONCRIC BSTPMP1 DISCHRGBTRFLY /VALVE |  | NJBC | V | NJBC-CM-HACIC | P203 | INSV | INST | HUSSAARM | 2013-10-13 | 429 W CRYSTAL LAKE AVE |  | 21117-1 | [5 empty] | Y | XX |  |  | XX |  | XX |  | 999.00 TN | XX |  | AW | MANUAL PVLV | XX |  |  | XX
10533627 | PRATT | NJHH-32-VFLC-2 | HADDONCRIC BSTPMP2 DISCHRGBTRFLY /VALVE |  | NJBC | V | NJBC-CM-HACIC | P203 | INSV | INST | HUSSAARM | 2013-10-13 | 429 W CRYSTAL LAKE AVE |  | 254515-1 | [5 empty] | Y | XX |  |  | XX |  | XX |  | 999.00 TN | XX |  | AW | MANUAL PVLV | XX |  |  | XX
10533630 | PRATT | NJHH-85-VALT-1 | HINELLA Altitude /Valve |  | NJBC | V | NJBC-CM-HINEL | P203 | INSV | INST | HUSSAARM | 2013-10-13 | 502 W ATLANTIC AVE |  | 65472 | [5 empty] | Y | XX |  |  | XX |  | XX | 0 PSI | 999.00 TN | XX |  | AW | HYDRAULIC W-PILOTS PVLV | XX |  |  | XX
10533632 | PRATT | NJHH-29-VCHK-1 | HUTTONHLL-BST BSTPMP3 DISCHRG CHK /VALVE |  | NJBC | V | NJBC-CM-HUTTO-BST. | P203 | INSV | INST | HUSSAARM | 2013-10-13 | 1911 KRESSON RD | [7 empty] | Y | XX |  |  | XX |  | XX |  | 999.00 TN | XX |  | AW | HYDRAULIC ONLY PVLV | XX |  |  | XX
10533635 | PRATT | NJHH-29-VCHK-2 | HUTTONHLL-BST BSTPMP4 DISCHRG CHK /VALVE |  | NJBC | V | NJBC-CM-HUTTO-BST. | P203 | INSV | INST | HUSSAARM | 2013-10-13 | 1911 KRESSON RD | [7 empty] | Y | XX |  |  | XX |  | XX |  | 999.00 TN | XX |  | AW | HYDRAULIC ONLY PVLV | XX |  |  | XX
10533638 | PRATT | NJHH-29-VALT-1 | HUTTONHILL-TNK Isolation /Valve |  | NJBC | V | NJBC-CM-HUTTO-TNK. | P203 | INSV | INST | HUSSAARM | 2013-10-13 | 219 KRESSON RD | [7 empty] | Y | XX |  |  | XX |  | XX | 0 PSI | 999.00 TN | XX |  | AW | HYDRAULIC W-PILOTS PVLV | XX |  |  | XX
10534751 | PRATT |  | EDGEH2OTNK ALT VLT INF /VALVE |  | NJBC | V | NJBC-BU-EDGEW | P203 | INSV | INST | HUSSAARM | 2013-10-13 | ROOSEVELT AVENUE | [5 empty] | MANUAL | ISOLATION | N | N | LAST |  | MJ | DUCTILE IRON | OPEN |  | 40.00 TN | XX | N | AW | MANUAL PVLV | XX |  |  | 12
10536228 | PRATT |  | OAKLYNTNK Altitude Vault influent /Valve |  | NJBC | V | NJBC-CM-OKTNK | P203 | INSV | INST | HUSSAARM | 2013-10-13 | 276 MANOR AVE | [5 empty] | MANUAL | ISOLATION | N | N | LAST |  | XX |  | OPEN | 0 PSI | 999.00 TN | XX | N | AW | MANUAL PVLV | XX |  |  | 12
10536230 | PRATT |  | OAKLYNTNK Altitude Vault effluent /Valve |  | NJBC | V | NJBC-CM-OKTNK | P203 | INSV | INST | HUSSAARM | 2013-10-13 | 276 MANOR AVE | [5 empty] | MANUAL | ISOLATION | N | N | LAST |  | XX |  | OPEN |  | 999.00 TN | XX | N | AW | MANUAL PVLV | XX |  |  | 12
10536232 | PRATT |  | SOMERDALE-TNK Altitude By pass /Valve |  | NJBC | V | NJBC-CM-SOMER-TNK. | P203 | INSV | INST | HUSSAARM | 2013-10-13 | 26 ELM AVE | [5 empty] | MANUAL | BYPASS | N | N | LAST |  | XX |  | CLOSED |  | 999.00 TN | XX | N | AW | MANUAL PVLV | XX |  |  | 12
10536233 | PRATT |  | SOMERDALE-TNK ALT VLT INF /VALVE |  | NJBC | V | NJBC-CM-SOMER-TNK. | P203 | INSV | INST | HUSSAARM | 2013-10-13 | 26 ELM AVE | [5 empty] | MANUAL | ISOLATION | N | N | LAST |  | XX |  | OPEN |  | 999.00 TN | XX | N | AW | MANUAL PVLV | XX |  |  | 12
10536235 | PRATT |  | SOMERDALE-TNK ALT VLT EFF /VALVE |  | NJBC | V | NJBC-CM-SOMER-TNK. | P203 | INSV | INST | HUSSAARM | 2013-10-13 | 26 ELM AVE | [5 empty] | MANUAL | ISOLATION | N | N | LAST |  | XX |  | OPEN |  | 999.00 TN | XX | N | AW | MANUAL PVLV | XX |  |  | 12
10536236 | PRATT |  | RIVERSIDETNK Altitude Effluent /Valve |  | NJBC | V | NJBC-BU-RVTNK | P203 | INSV | INST | HUSSAARM | 2013-10-13 | HANCOCK STREET | [5 empty] | MANUAL | ISOLATION | N | N | LAST |  | MJ | CAST IRON | OPEN |  | 999.00 TN | XX | N | AW | MANUAL PVLV | XX |  |  | 12
10536238 | PRATT |  | POMONA-TNK Altitude By pass /Valve |  | NJBC | V | NJBC-BU-POMON-TNK. | P203 | INSV | INST | HUSSAARM | 2013-10-13 | 915 POMONA ROAD | [5 empty] | MANUAL | BYPASS | N | N | LAST |  | MJ | DUCTILE IRON | CLOSED |  | 999.00 TN | XX | N | AW | MANUAL PVLV | XX |  |  | 12
10536240 | PRATT |  | POMONA-TNK Altitude Influent /Valve |  | NJBC | V | NJBC-BU-POMON-TNK. | P203 | INSV | INST | HUSSAARM | 2013-10-13 | 915 POMONA ROAD | [5 empty] | MANUAL | ISOLATION | N | N | LAST |  | MJ | DUCTILE IRON | OPEN |  | 999.00 TN | XX | N | AW | MANUAL PVLV | XX |  |  | 12
10536242 | PRATT |  | POMONA-TNK Altitude Effluent /Valve |  | NJBC | V | NJBC-BU-POMON-TNK. | P203 | INSV | INST | HUSSAARM | 2013-10-13 | 915 POMONA ROAD | [5 empty] | MANUAL | ISOLATION | N | N | LAST |  | MJ | DUCTILE IRON | OPEN |  | 999.00 TN | XX | N | AW | MANUAL PVLV | XX |  |  | 12
10536244 | PRATT |  | VOORHEES-TNK Altitude By pass /Valve |  | NJBC | V | NJBC-CM-VOORH-TNK. | P203 | INSV | INST | HUSSAARM | 2013-10-13 | 13 GOLF VIEW DR | [5 empty] | MANUAL | BYPASS | N | N | LAST |  | FLANGED |  | CLOSED |  | 999.00 TN | XX | N | AW | MANUAL PVLV | XX |  |  | 12
10536245 | PRATT |  | VOORHEES-TNK Altitude Influent /Valve |  | NJBC | V | NJBC-CM-VOORH-TNK. | P203 | INSV | INST | HUSSAARM | 2013-10-13 | 13 GOLF VIEW DR | [5 empty] | MANUAL | IN PLANT | N | N | LAST |  | FLANGED |  | OPEN |  | 999.00 TN | XX | N | AW | MANUAL PVLV | XX |  |  | 12
10536247 | PRATT |  | VOORHEES-TNK Altitude Effluent /Valve |  | NJBC | V | NJBC-CM-VOORH-TNK. | P203 | INSV | INST | HUSSAARM | 2013-10-13 | 13 GOLF VIEW DR | [5 empty] | MANUAL | IN PLANT | N | N | LAST |  | FLANGED |  | OPEN |  | 999.00 TN | XX | N | AW | MANUAL PVLV | XX |  |  | 12
10536249 | PRATT |  | GIBBSBOROBS Altitude By pass /Valve |  | NJBC | V | NJBC-CM-GBBST | P203 | INSV | INST | HUSSAARM | 2013-10-13 | 79 LUCAS BLVD | [5 empty] | MANUAL | BYPASS | N | N | LAST |  | XX |  | CLOSED |  | 999.00 TN | XX | N | AW | MANUAL PVLV | XX |  |  | 8
10536250 | PRATT |  | GIBBSBOROBS ALT VLT INF /VALVE |  | NJBC | V | NJBC-CM-GBBST | P203 | INSV | INST | HUSSAARM | 2013-10-13 | 79 LUCAS BLVD | [5 empty] | MANUAL | ISOLATION | N | N | LAST |  | XX |  | OPEN |  | 999.00 TN | XX | N | AW | MANUAL PVLV | XX |  |  | 8
10536252 | PRATT |  | GIBBSBOROBS ALT VLT EFF /VALVE |  | NJBC | V | NJBC-CM-GBBST | P203 | INSV | INST | HUSSAARM | 2013-10-13 | 79 LUCAS BLVD | [5 empty] | MANUAL | ISOLATION | N | N | LAST |  | XX |  | OPEN |  | 999.00 TN | XX | N | AW | MANUAL PVLV | XX |  |  | 8
10536254 | PRATT |  | EVESHAM Altitude Vault Influent /Valve |  | NJBC | V | NJBC-CM-EVBST | P203 | INSV | INST | HUSSAARM | 2013-10-13 | EVERGREEN RD | [5 empty] | MANUAL | ISOLATION | N | N | LAST |  | XX |  | OPEN |  | 999.00 TN | XX | N | AW | MANUAL PVLV | XX |  |  | 16
10536256 | PRATT |  | EVESHAM Altitude Vault Effluent /Valve |  | NJBC | V | NJBC-CM-EVBST | P203 | INSV | INST | HUSSAARM | 2013-10-13 | EVERGREEN RD | [5 empty] | MANUAL | ISOLATION | N | N | LAST |  | XX |  | OPEN |  | 999.00 TN | XX | N | AW | MANUAL PVLV | XX |  |  | 16
10536257 | PRATT |  | STATION Altitude By pass /Valve |  | NJBC | V | NJBC-CM-STATI | P203 | INSV | INST | HUSSAARM | 2013-10-13 | 2 STATION AVE | [5 empty] | MANUAL | BYPASS | N | N | LAST |  | XX |  | CLOSED |  | 999.00 TN | XX | N | AW | MANUAL PVLV | XX |  |  | 12
10536259 | PRATT |  | STATION Altitude Vault influent /Valve |  | NJBC | V | NJBC-CM-STATI | P203 | INSV | INST | HUSSAARM | 2013-10-13 | 2 STATION AVE | [5 empty] | MANUAL | ISOLATION | N | N | LAST |  | XX |  | OPEN |  | 999.00 TN | XX | N | AW | MANUAL PVLV | XX |  |  | 12
10536260 | PRATT |  | STATION Altitude Vault effluent /Valve |  | NJBC | V | NJBC-CM-STATI | P203 | INSV | INST | HUSSAARM | 2013-10-13 | 2 STATION AVE | [5 empty] | MANUAL | ISOLATION | N | N | LAST |  | XX |  | OPEN |  | 999.00 TN | XX | N | AW | MANUAL PVLV | XX |  |  | 12
10536262 | PRATT |  | HIGHLAND CONT1 INF BTRFLY /VALVE |  | NJBC | V | NJBC-BU-HIGHL | P203 | INSV | INST | HUSSAARM | 2013-10-13 | 1007 Highland Ave | [7 empty] | Y | XX |  |  | XX |  | XX |  | 999.00 TN | XX |  | AW | ELECTRIC MOTOR PVLV | XX |  |  | XX
10536264 | PRATT |  | HIGHLAND CONT1 EFF BTRFLY /VALVE |  | NJBC | V | NJBC-BU-HIGHL | P203 | INSV | INST | HUSSAARM | 2013-10-13 | 1007 Highland Ave | [7 empty] | Y | XX |  |  | XX |  | XX |  | 999.00 TN | XX |  | AW | ELECTRIC MOTOR PVLV | XX |  |  | XX
10536265 | PRATT |  | HIGHLAND CONT1 DRAIN BTRFLY /VALVE |  | NJBC | V | NJBC-BU-HIGHL | P203 | INSV | INST | HUSSAARM | 2013-10-13 | 1007 Highland Ave | [7 empty] | Y | XX |  |  | XX |  | XX |  | 999.00 TN | XX |  | AW | ELECTRIC MOTOR PVLV | XX |  |  | XX
10536267 | PRATT |  | HIGHLAND CONT1 WSH BTRFLY /VALVE |  | NJBC | V | NJBC-BU-HIGHL | P203 | INSV | INST | HUSSAARM | 2013-10-13 | 1007 Highland Ave | [7 empty] | Y | XX |  |  | XX |  | XX |  | 999.00 TN | XX |  | AW | ELECTRIC MOTOR PVLV | XX |  |  | XX
10536269 | PRATT |  | HIGHLAND CONT1 CARB FILL BTRFLY /VALVE |  | NJBC | V | NJBC-BU-HIGHL | P203 | INSV | INST | HUSSAARM | 2013-10-13 | 1007 Highland Ave | [7 empty] | Y | XX |  |  | XX |  | XX |  | 999.00 TN | XX |  | AW | MANUAL PVLV | XX |  |  | XX
10536271 | PRATT |  | HIGHLAND Contactor 1 Air Relief /Valve |  | NJBC | V | NJBC-BU-HIGHL | P203 | INSV | INST | HUSSAARM | 2013-10-13 | 1007 Highland Ave | [7 empty] | Y | XX |  |  | XX |  | XX |  | 999.00 TN | XX |  | AW | HYDRAULIC ONLY PVLV | XX |  |  | XX
10536272 | PRATT |  | HIGHLAND CONT2 INF BTRFLY /VALVE |  | NJBC | V | NJBC-BU-HIGHL | P203 | INSV | INST | HUSSAARM | 2013-10-13 | 1007 Highland Ave | [7 empty] | Y | XX |  |  | XX |  | XX |  | 999.00 TN | XX |  | AW | ELECTRIC MOTOR PVLV | XX |  |  | XX
10536274 | PRATT |  | HIGHLAND CONT2 EFF BTRFLY /VALVE |  | NJBC | V | NJBC-BU-HIGHL | P203 | INSV | INST | HUSSAARM | 2013-10-13 | 1007 Highland Ave | [7 empty] | Y | XX |  |  | XX |  | XX |  | 999.00 TN | XX |  | AW | ELECTRIC MOTOR PVLV | XX |  |  | XX
10536276 | PRATT |  | HIGHLAND CONT2 DRAIN BTRFLY /VALVE |  | NJBC | V | NJBC-BU-HIGHL | P203 | INSV | INST | HUSSAARM | 2013-10-13 | 1007 Highland Ave | [7 empty] | Y | XX |  |  | XX |  | XX |  | 999.00 TN | XX |  | AW | ELECTRIC MOTOR PVLV | XX |  |  | XX
10536277 | PRATT |  | HIGHLAND CONT2 WSH BTRFLY /VALVE |  | NJBC | V | NJBC-BU-HIGHL | P203 | INSV | INST | HUSSAARM | 2013-10-13 | 1007 Highland Ave | [7 empty] | Y | XX |  |  | XX |  | XX |  | 999.00 TN | XX |  | AW | ELECTRIC MOTOR PVLV | XX |  |  | XX
10536279 | PRATT |  | HIGHLAND CONT2 CARB FILL BTRFLY /VALVE |  | NJBC | V | NJBC-BU-HIGHL | P203 | INSV | INST | HUSSAARM | 2013-10-13 | 1007 Highland Ave | [7 empty] | Y | XX |  |  | XX |  | XX |  | 999.00 TN | XX |  | AW | MANUAL PVLV | XX |  |  | XX
10536281 | PRATT |  | HIGHLAND Contactor 2 Air Relief /Valve |  | NJBC | V | NJBC-BU-HIGHL | P203 | INSV | INST | HUSSAARM | 2013-10-13 | 1007 Highland Ave | [7 empty] | Y | XX |  |  | XX |  | XX |  | 999.00 TN | XX |  | AW | HYDRAULIC ONLY PVLV | XX |  |  | XX
10536282 | PRATT |  | HIGHLAND CONT3 INF BTRFLY /VALVE |  | NJBC | V | NJBC-BU-HIGHL | P203 | INSV | INST | HUSSAARM | 2013-10-13 | 1007 Highland Ave | [7 empty] | Y | XX |  |  | XX |  | XX |  | 999.00 TN | XX |  | AW | ELECTRIC MOTOR PVLV | XX |  |  | XX
10536284 | PRATT |  | HIGHLAND CONT3 EFF BTRFLY /VALVE |  | NJBC | V | NJBC-BU-HIGHL | P203 | INSV | INST | HUSSAARM | 2013-10-13 | 1007 Highland Ave | [7 empty] | Y | XX |  |  | XX |  | XX |  | 999.00 TN | XX |  | AW | ELECTRIC MOTOR PVLV | XX |  |  | XX
10536286 | PRATT |  | HIGHLAND CONT3 DRAIN BTRFLY /VALVE |  | NJBC | V | NJBC-BU-HIGHL | P203 | INSV | INST | HUSSAARM | 2013-10-13 | 1007 Highland Ave | [7 empty] | Y | XX |  |  | XX |  | XX |  | 999.00 TN | XX |  | AW | ELECTRIC MOTOR PVLV | XX |  |  | XX
10536287 | PRATT |  | HIGHLAND CONT3 WSH BTRFLY /VALVE |  | NJBC | V | NJBC-BU-HIGHL | P203 | INSV | INST | HUSSAARM | 2013-10-13 | 1007 Highland Ave | [7 empty] | Y | XX |  |  | XX |  | XX |  | 999.00 TN | XX |  | AW | ELECTRIC MOTOR PVLV | XX |  |  | XX
10536289 | PRATT |  | HIGHLAND CONT3 CARB FILL BTRFLY /VALVE |  | NJBC | V | NJBC-BU-HIGHL | P203 | INSV | INST | HUSSAARM | 2013-10-13 | 1007 Highland Ave | [7 empty] | Y | XX |  |  | XX |  | XX |  | 999.00 TN | XX |  | AW | MANUAL PVLV | XX |  |  | XX
10536291 | PRATT |  | HIGHLAND Contactor 3 Air Relief /Valve |  | NJBC | V | NJBC-BU-HIGHL | P203 | INSV | INST | HUSSAARM | 2013-10-13 | 1007 Highland Ave | [7 empty] | Y | XX |  |  | XX |  | XX |  | 999.00 TN | XX |  | AW | HYDRAULIC ONLY PVLV | XX |  |  | XX
10536293 | PRATT |  | HIGHLAND CONT4 INF BTRFLY /VALVE |  | NJBC | V | NJBC-BU-HIGHL | P203 | INSV | INST | HUSSAARM | 2013-10-13 | 1007 Highland Ave | [7 empty] | Y | XX |  |  | XX |  | XX |  | 999.00 TN | XX |  | AW | ELECTRIC MOTOR PVLV | XX |  |  | XX
10536294 | PRATT |  | HIGHLAND CONT4 EFF BTRFLY /VALVE |  | NJBC | V | NJBC-BU-HIGHL | P203 | INSV | INST | HUSSAARM | 2013-10-13 | 1007 Highland Ave | [7 empty] | Y | XX |  |  | XX |  | XX |  | 999.00 TN | XX |  | AW | ELECTRIC MOTOR PVLV | XX |  |  | XX
10536296 | PRATT |  | HIGHLAND CONT4 DRAIN BTRFLY /VALVE |  | NJBC | V | NJBC-BU-HIGHL | P203 | INSV | INST | HUSSAARM | 2013-10-13 | 1007 Highland Ave | [7 empty] | Y | XX |  |  | XX |  | XX |  | 999.00 TN | XX |  | AW | ELECTRIC MOTOR PVLV | XX |  |  | XX
10536298 | PRATT |  | HIGHLAND CONT4 WSH BTRFLY /VALVE |  | NJBC | V | NJBC-BU-HIGHL | P203 | INSV | INST | HUSSAARM | 2013-10-13 | 1007 Highland Ave | [7 empty] | Y | XX |  |  | XX |  | XX |  | 999.00 TN | XX |  | AW | ELECTRIC MOTOR PVLV | XX |  |  | XX
10536299 | PRATT |  | HIGHLAND CONT4 CARB FILL BTRFLY /VALVE |  | NJBC | V | NJBC-BU-HIGHL | P203 | INSV | INST | HUSSAARM | 2013-10-13 | 1007 Highland Ave | [7 empty] | Y | XX |  |  | XX |  | XX |  | 999.00 TN | XX |  | AW | MANUAL PVLV | XX |  |  | XX
10534753 | PRATT |  | EDGEH2OTNK ALT VLT EFF /VALVE |  | NJBC | V | NJBC-BU-EDGEW | P203 | INSV | INST | HUSSAARM | 2013-10-13 | ROOSEVELT AVENUE | [5 empty] | MANUAL | ISOLATION | N | N | LAST |  | MJ | DUCTILE IRON | OPEN |  | 40.00 TN | XX | N | AW | MANUAL PVLV | XX |  |  | 12
10534755 | PRATT |  | COOPER CONT A2 CARB DISCHRGBTRFLY /VALVE |  | NJBC | V | NJBC-BU-COOPE | P203 | INSV | INST | HUSSAARM | 2013-10-13 | 100 HENDRICKSON AVE | [5 empty] | MANUAL | RAW WATER | N | N | LAST |  | FLANGED | STEEL | CLOSED | 60 PSI | 999.00 TN | XX | N | AW | MANUAL PVLV | XX |  |  | 4
10534757 | PRATT |  | COOPER CONT B2 INF BTRFLY /VALVE |  | NJBC | V | NJBC-BU-COOPE | P203 | INSV | INST | HUSSAARM | 2013-10-13 | 100 HENDRICKSON AVE | [5 empty] | MANUAL | RAW WATER | N | N | LAST |  | FLANGED | STEEL | OPEN | 60 PSI | 999.00 TN | XX | N | AW | MANUAL PVLV | XX |  |  | 6
10534759 | PRATT |  | COOPER CONT B2 EFF BTRFLY /VALVE |  | NJBC | V | NJBC-BU-COOPE | P203 | INSV | INST | HUSSAARM | 2013-10-13 | 100 HENDRICKSON AVE | [5 empty] | MANUAL | RAW WATER | N | N | LAST |  | FLANGED | STEEL | OPEN | 60 PSI | 999.00 TN | XX | N | AW | MANUAL PVLV | XX |  |  | 8
10534761 | PRATT |  | COOPER CONT A1 CARB FILL BTRFLY /VALVE |  | NJBC | V | NJBC-BU-COOPE | P203 | INSV | INST | HUSSAARM | 2013-10-13 | 100 HENDRICKSON AVE | [5 empty] | MANUAL | RAW WATER | N | N | LAST |  | FLANGED | STEEL | CLOSED | 60 PSI | 999.00 TN | XX | N | AW | MANUAL PVLV | XX |  |  | 8
10534763 | PRATT |  | COOPER CONT A1 CARB DISCHRGBTRFLY /VALVE |  | NJBC | V | NJBC-BU-COOPE | P203 | INSV | INST | HUSSAARM | 2013-10-13 | 100 HENDRICKSON AVE | [5 empty] | MANUAL | RAW WATER | N | N | LAST |  | FLANGED | STEEL | CLOSED | 60 PSI | 999.00 TN | XX | N | AW | MANUAL PVLV | XX |  |  | 4
10534765 | PRATT |  | COOPER CONT B1 INF BTRFLY /VALVE |  | NJBC | V | NJBC-BU-COOPE | P203 | INSV | INST | HUSSAARM | 2013-10-13 | 100 HENDRICKSON AVE | [5 empty] | MANUAL | RAW WATER | N | N | LAST |  | FLANGED | STEEL | OPEN | 60 PSI | 999.00 TN | XX | N | AW | MANUAL PVLV | XX |  |  | 6
10534766 | PRATT |  | COOPER CONT B1 EFF BTRFLY /VALVE |  | NJBC | V | NJBC-BU-COOPE | P203 | INSV | INST | HUSSAARM | 2013-10-13 | 100 HENDRICKSON AVE | [5 empty] | MANUAL | RAW WATER | N | N | LAST |  | FLANGED | STEEL | OPEN | 60 PSI | 999.00 TN | XX | N | AW | MANUAL PVLV | XX |  |  | 8
10534768 | PRATT |  | COOPER CONT B1 DRAIN BTRFLY /VALVE |  | NJBC | V | NJBC-BU-COOPE | P203 | INSV | INST | HUSSAARM | 2013-10-13 | 100 HENDRICKSON AVE | [5 empty] | MANUAL | RAW WATER | N | N | LAST |  | FLANGED | STEEL | CLOSED | 60 PSI | 999.00 TN | XX | N | AW | MANUAL PVLV | XX |  |  | 8
10534769 | PRATT |  | COOPER CONT B1 BKWSH BTRFLY /VALVE |  | NJBC | V | NJBC-BU-COOPE | P203 | INSV | INST | HUSSAARM | 2013-10-13 | 100 HENDRICKSON AVE | [5 empty] | MANUAL | RAW WATER | N | N | LAST |  | FLANGED | STEEL | CLOSED | 60 PSI | 999.00 TN | XX | N | AW | MANUAL PVLV | XX |  |  | 8
10534771 | PRATT |  | COOPER CONT B1 CARB FILL BTRFLY /VALVE |  | NJBC | V | NJBC-BU-COOPE | P203 | INSV | INST | HUSSAARM | 2013-10-13 | 100 HENDRICKSON AVE | [5 empty] | MANUAL | RAW WATER | N | N | LAST |  | FLANGED | STEEL | CLOSED | 60 PSI | 999.00 TN | XX | N | AW | MANUAL PVLV | XX |  |  | 8
10534773 | PRATT |  | COOPER CONT B1 CARB DISCHRGBTRFLY /VALVE |  | NJBC | V | NJBC-BU-COOPE | P203 | INSV | INST | HUSSAARM | 2013-10-13 | 100 HENDRICKSON AVE | [5 empty] | MANUAL | RAW WATER | N | N | LAST |  | FLANGED | STEEL | CLOSED | 60 PSI | 999.00 TN | XX | N | AW | MANUAL PVLV | XX |  |  | 4
10534774 | PRATT |  | COOPER CONT C1 INF BTRFLY /VALVE |  | NJBC | V | NJBC-BU-COOPE | P203 | INSV | INST | HUSSAARM | 2013-10-13 | 100 HENDRICKSON AVE | [5 empty] | MANUAL | RAW WATER | N | N | LAST |  | FLANGED | STEEL | OPEN | 60 PSI | 999.00 TN | XX | N | AW | MANUAL PVLV | XX |  |  | 6
10534776 | PRATT |  | COOPER CONT C1 EFF BTRFLY /VALVE |  | NJBC | V | NJBC-BU-COOPE | P203 | INSV | INST | HUSSAARM | 2013-10-13 | 100 HENDRICKSON AVE | [5 empty] | MANUAL | RAW WATER | N | N | LAST |  | FLANGED | STEEL | OPEN | 60 PSI | 999.00 TN | XX | N | AW | MANUAL PVLV | XX |  |  | 8
10534778 | PRATT |  | COOPER CONT C1DRAIN BTRFLY /VALVE |  | NJBC | V | NJBC-BU-COOPE | P203 | INSV | INST | HUSSAARM | 2013-10-13 | 100 HENDRICKSON AVE | [5 empty] | MANUAL | RAW WATER | N | N | LAST |  | FLANGED | STEEL | CLOSED | 60 PSI | 999.00 TN | XX | N | AW | MANUAL PVLV | XX |  |  | 8
10534780 | PRATT |  | COOPER CONT C1 BKWSH BTRFLY /VALVE |  | NJBC | V | NJBC-BU-COOPE | P203 | INSV | INST | HUSSAARM | 2013-10-13 | 100 HENDRICKSON AVE | [5 empty] | MANUAL | RAW WATER | N | N | LAST |  | FLANGED | STEEL | CLOSED | 60 PSI | 999.00 TN | XX | N | AW | MANUAL PVLV | XX |  |  | 8
10534782 | PRATT |  | COOPER CONT C1 CARB FILL BTRFLY /VALVE |  | NJBC | V | NJBC-BU-COOPE | P203 | INSV | INST | HUSSAARM | 2013-10-13 | 100 HENDRICKSON AVE | [5 empty] | MANUAL | RAW WATER | N | N | LAST |  | FLANGED | STEEL | CLOSED | 60 PSI | 999.00 TN | XX | N | AW | MANUAL PVLV | XX |  |  | 8
10534783 | PRATT |  | COOPER CONT C1 CARB DISCHRGBTRFLY /VALVE |  | NJBC | V | NJBC-BU-COOPE | P203 | INSV | INST | HUSSAARM | 2013-10-13 | 100 HENDRICKSON AVE | [5 empty] | MANUAL | RAW WATER | N | N | LAST |  | FLANGED | STEEL | CLOSED | 60 PSI | 999.00 TN | XX | N | AW | MANUAL PVLV | XX |  |  | 4
10534785 | PRATT |  | COOPER CONT B2 DRAIN BTRFLY /VALVE |  | NJBC | V | NJBC-BU-COOPE | P203 | INSV | INST | HUSSAARM | 2013-10-13 | 100 HENDRICKSON AVE | [5 empty] | MANUAL | RAW WATER | N | N | LAST |  | FLANGED | STEEL | CLOSED | 60 PSI | 999.00 TN | XX | N | AW | MANUAL PVLV | XX |  |  | 8
10534787 | PRATT |  | COOPER CONT B2 BKWSH BTRFLY /VALVE |  | NJBC | V | NJBC-BU-COOPE | P203 | INSV | INST | HUSSAARM | 2013-10-13 | 100 HENDRICKSON AVE | [5 empty] | MANUAL | RAW WATER | N | N | LAST |  | FLANGED | STEEL | CLOSED | 60 PSI | 999.00 TN | XX | N | AW | MANUAL PVLV | XX |  |  | 8
10534789 | PRATT |  | COOPER CONT B2 CARB DISCHRGBTRFLY /VALVE |  | NJBC | V | NJBC-BU-COOPE | P203 | INSV | INST | HUSSAARM | 2013-10-13 | 100 HENDRICKSON AVE | [5 empty] | MANUAL | RAW WATER | N | N | LAST |  | FLANGED | STEEL | CLOSED | 60 PSI | 999.00 TN | XX | N | AW | MANUAL PVLV | XX |  |  | 4
10534790 | PRATT |  | COOPER CONT B2 CARB FILL BTRFLY /VALVE |  | NJBC | V | NJBC-BU-COOPE | P203 | INSV | INST | HUSSAARM | 2013-10-13 | 100 HENDRICKSON AVE | [5 empty] | MANUAL | RAW WATER | N | N | LAST |  | FLANGED | STEEL | CLOSED | 60 PSI | 999.00 TN | XX | N | AW | MANUAL PVLV | XX |  |  | 8
10534792 | PRATT |  | COOPER CONT C2 INF BTRFLY /VALVE |  | NJBC | V | NJBC-BU-COOPE | P203 | INSV | INST | HUSSAARM | 2013-10-13 | 100 HENDRICKSON AVE | [5 empty] | MANUAL | RAW WATER | N | N | LAST |  | FLANGED | STEEL | OPEN | 60 PSI | 999.00 TN | XX | N | AW | MANUAL PVLV | XX |  |  | 6
10534793 | PRATT |  | COOPER CONT C2 EFF BTRFLY /VALVE |  | NJBC | V | NJBC-BU-COOPE | P203 | INSV | INST | HUSSAARM | 2013-10-13 | 100 HENDRICKSON AVE | [5 empty] | MANUAL | RAW WATER | N | N | LAST |  | FLANGED | STEEL | OPEN | 60 PSI | 999.00 TN | XX | N | AW | MANUAL PVLV | XX |  |  | 8
10534795 | PRATT |  | COOPER CONT C2 DRAIN BTRFLY /VALVE |  | NJBC | V | NJBC-BU-COOPE | P203 | INSV | INST | HUSSAARM | 2013-10-13 | 100 HENDRICKSON AVE | [5 empty] | MANUAL | RAW WATER | N | N | LAST |  | FLANGED | STEEL | CLOSED | 60 PSI | 999.00 TN | XX | N | AW | MANUAL PVLV | XX |  |  | 8
10534797 | PRATT |  | COOPER CONT C2 BKWSH BTRFLY /VALVE |  | NJBC | V | NJBC-BU-COOPE | P203 | INSV | INST | HUSSAARM | 2013-10-13 | 100 HENDRICKSON AVE | [5 empty] | MANUAL | RAW WATER | N | N | LAST |  | FLANGED | STEEL | CLOSED | 60 PSI | 999.00 TN | XX | N | AW | MANUAL PVLV | XX |  |  | 8
10534798 | PRATT |  | COOPER CONT C2 CARB FILL BTRFLY /VALVE |  | NJBC | V | NJBC-BU-COOPE | P203 | INSV | INST | HUSSAARM | 2013-10-13 | 100 HENDRICKSON AVE | [5 empty] | MANUAL | RAW WATER | N | N | LAST |  | FLANGED | STEEL | CLOSED | 60 PSI | 999.00 TN | XX | N | AW | MANUAL PVLV | XX |  |  | 8
10536200 | PRATT |  | COOPER CONT C2 CARB DISCHRGBTRFLY /VALVE |  | NJBC | V | NJBC-BU-COOPE | P203 | INSV | INST | HUSSAARM | 2013-10-13 | 100 HENDRICKSON AVE | [5 empty] | MANUAL | RAW WATER | N | N | LAST |  | FLANGED | STEEL | CLOSED | 60 PSI | 999.00 TN | XX | N | AW | MANUAL PVLV | XX |  |  | 4
10536202 | PRATT |  | HAINESMILLTNK Altitude By pass /Valve |  | NJBC | V | NJBC-BU-HMTNK | P203 | INSV | INST | HUSSAARM | 2013-10-13 | 129 HAINES MILL RD | [5 empty] | MANUAL | BYPASS | N | Y | LAST |  | MJ | DUCTILE IRON | CLOSED |  | 40.00 TN | XX | N | AW | MANUAL PVLV | XX |  |  | 12
10536204 | PRATT |  | HAINESMILLTNK Altitude influent /Valve |  | NJBC | V | NJBC-BU-HMTNK | P203 | INSV | INST | HUSSAARM | 2013-10-13 | 129 HAINES MILL RD | [5 empty] | MANUAL | ISOLATION | N | N | LAST |  | MJ | DUCTILE IRON | OPEN |  | 40.00 TN | XX | N | AW | MANUAL PVLV | XX |  |  | 12
10536206 | PRATT |  | HAINESMILLTNK Altitude effluent /Valve |  | NJBC | V | NJBC-BU-HMTNK | P203 | INSV | INST | HUSSAARM | 2013-10-13 | 129 HAINES MILL RD | [5 empty] | MANUAL | ISOLATION | N | N | LAST |  | MJ | DUCTILE IRON | OPEN |  | 40.00 TN | XX | N | AW | MANUAL PVLV | XX |  |  | 12
10536208 | PRATT |  | DECOUTNK Altitude by pass /Valve |  | NJBC | V | NJBC-CM-DECOU | P203 | INSV | INST | HUSSAARM | 2013-10-13 | 610 N KINGS HIGHWAY | [5 empty] | MANUAL | BYPASS | N | N | LAST |  | XX |  | CLOSED |  | 999.00 TN | XX | N | AW | MANUAL PVLV | XX |  |  | 12
10536209 | PRATT |  | DECOUTNK Altitude Vault influent /Valve |  | NJBC | V | NJBC-CM-DECOU | P203 | INSV | INST | HUSSAARM | 2013-10-13 | 610 N KINGS HIGHWAY | [5 empty] | MANUAL | ISOLATION | N | N | LAST |  | XX |  | OPEN |  | 999.00 TN | XX | N | AW | MANUAL PVLV | XX |  |  | 12
10536210 | PRATT |  | DECOUTNK Altitude Vault effluent /Valve |  | NJBC | V | NJBC-CM-DECOU | P203 | INSV | INST | HUSSAARM | 2013-10-13 | 610 N KINGS HIGHWAY | [5 empty] | MANUAL | ISOLATION | N | N | LAST |  | XX |  | OPEN |  | 999.00 TN | XX | N | AW | MANUAL PVLV | XX |  |  | 12
10536212 | PRATT |  | HINELLA Altitude By pass /Valve |  | NJBC | V | NJBC-CM-HINEL | P203 | INSV | INST | HUSSAARM | 2013-10-13 | 502 W ATLANTIC AVE | [5 empty] | MANUAL | BYPASS | N | N | LAST |  | XX |  | CLOSED |  | 999.00 TN | XX | N | AW | MANUAL PVLV | XX |  |  | 16
10536214 | PRATT |  | HINELLA Altitude Vault influent /Valve |  | NJBC | V | NJBC-CM-HINEL | P203 | INSV | INST | HUSSAARM | 2013-10-13 | 502 W ATLANTIC AVE | [5 empty] | MANUAL | ISOLATION | N | N | LAST |  | XX |  | OPEN |  | 999.00 TN | XX | N | AW | MANUAL PVLV | XX |  |  | 16
10536216 | PRATT |  | HINELLA Altitude Vault effluent /Valve |  | NJBC | V | NJBC-CM-HINEL | P203 | INSV | INST | HUSSAARM | 2013-10-13 | 502 W ATLANTIC AVE | [5 empty] | MANUAL | ISOLATION | N | N | LAST |  | XX |  | OPEN |  | 999.00 TN | XX | N | AW | MANUAL PVLV | XX |  |  | 16
10536217 | PRATT |  | KRESSONTNK Altitude By pass /Valve |  | NJBC | V | NJBC-CM-KRESS | P203 | INSV | INST | HUSSAARM | 2013-10-13 | 630 KRESSON RD | [5 empty] | MANUAL | BYPASS | N | N | LAST |  | XX |  | CLOSED |  | 999.00 TN | XX | N | AW | MANUAL PVLV | XX |  |  | 16
10536219 | PRATT |  | KRESSONTNK ALT VLT INF /VALVE |  | NJBC | V | NJBC-CM-KRESS | P203 | INSV | INST | HUSSAARM | 2013-10-13 | 630 KRESSON RD | [5 empty] | MANUAL | ISOLATION | N | N | LAST |  | XX |  | OPEN |  | 999.00 TN | XX | N | AW | MANUAL PVLV | XX |  |  | 16
10536221 | PRATT |  | KRESSONTNK ALT VLT EFF /VALVE |  | NJBC | V | NJBC-CM-KRESS | P203 | INSV | INST | HUSSAARM | 2013-10-13 | 630 KRESSON RD | [5 empty] | MANUAL | ISOLATION | N | N | LAST |  | XX |  | OPEN |  | 999.00 TN | XX | N | AW | MANUAL PVLV | XX |  |  | 16
10536223 | PRATT |  | MARLTONTNK Altitude By pass /Valve |  | NJBC | V | NJBC-CM-MARLT | P203 | INSV | INST | HUSSAARM | 2013-10-13 | 701 CENTENNIAL BLVD | [5 empty] | MANUAL | BYPASS | N | N | LAST |  | XX |  | CLOSED |  | 999.00 TN | XX | N | AW | MANUAL PVLV | XX |  |  | 16
10536225 | PRATT |  | MARLTONTNK ALT VLT INF /VALVE |  | NJBC | V | NJBC-CM-MARLT | P203 | INSV | INST | HUSSAARM | 2013-10-13 | 701 CENTENNIAL BLVD | [5 empty] | MANUAL | ISOLATION | N | N | LAST |  | XX |  | OPEN |  | 999.00 TN | XX | N | AW | MANUAL PVLV | XX |  |  | 16
10536226 | PRATT |  | MARLTONTNK ALT VLT EFF /VALVE |  | NJBC | V | NJBC-CM-MARLT | P203 | INSV | INST | HUSSAARM | 2013-10-13 | 701 CENTENNIAL BLVD | [5 empty] | MANUAL | ISOLATION | N | N | LAST |  | XX |  | OPEN |  | 999.00 TN | XX | N | AW | MANUAL PVLV | XX |  |  | 16
10532426 | UNKNOWN |  | EVESHAM Bypass /Valve |  | NJBC | V | NJBC-CM-EVBST | P203 | INSV | INST | HUSSAARM | 2013-10-13 | EVERGREEN RD | [5 empty] | MANUAL | BYPASS | N | N | LAST |  | XX |  | CLOSED |  | 999.00 TN | XX | N | AW | MANUAL PVLV | XX |  |  | 16
10517717 | UNKNOWN |  | MANS-PLT FILT BKWSH OUTLT4 /VALVE |  | NJBC | V | NJBC-MF-MANS.-PLT. | P203 | INSV | INST | HUSSAARM | 2013-10-13 | 3165 RTE 206 | [6 empty] | ISOLATION | Y | XX |  |  | XX |  | XX |  | 999.00 TN | XX |  | AW | ELECTRIC MOTOR PVLV | XX |  |  | XX
10517733 | UNKNOWN |  | MANS-PLT FILT BKWSH OUTLT5 /VALVE |  | NJBC | V | NJBC-MF-MANS.-PLT. | P203 | INSV | INST | HUSSAARM | 2013-10-13 | 3165 RTE 206 | [6 empty] | ISOLATION | Y | XX |  |  | XX |  | XX |  | 999.00 TN | XX |  | AW | ELECTRIC MOTOR PVLV | XX |  |  | XX
10517752 | UNKNOWN |  | MANS-PLT FILT BKWSH OUTLT6 /VALVE |  | NJBC | V | NJBC-MF-MANS.-PLT. | P203 | INSV | INST | HUSSAARM | 2013-10-13 | 3165 RTE 206 | [6 empty] | ISOLATION | Y | XX |  |  | XX |  | XX |  | 999.00 TN | XX |  | AW | ELECTRIC MOTOR PVLV | XX |  |  | XX
10517772 | UNKNOWN |  | MANS-PLT FILT BKWSH OUTLT7 /VALVE |  | NJBC | V | NJBC-MF-MANS.-PLT. | P203 | INSV | INST | HUSSAARM | 2013-10-13 | 3165 RTE 206 | [6 empty] | ISOLATION | Y | XX |  |  | XX |  | XX |  | 999.00 TN | XX |  | AW | ELECTRIC MOTOR PVLV | XX |  |  | XX
10517791 | UNKNOWN |  | MANS-PLT Filter Airwash Inlet #1 /Valve |  | NJBC | V | NJBC-MF-MANS.-PLT. | P203 | INSV | INST | HUSSAARM | 2013-10-13 | 3165 RTE 206 | [6 empty] | ISOLATION | Y | XX |  |  | XX |  | XX |  | 999.00 TN | XX |  | AW | ELECTRIC MOTOR PVLV | XX |  |  | XX
10519510 | UNKNOWN |  | MANS-PLT Filter Airwash Inlet #2 /Valve |  | NJBC | V | NJBC-MF-MANS.-PLT. | P203 | INSV | INST | HUSSAARM | 2013-10-13 | 3165 RTE 206 | [6 empty] | ISOLATION | Y | XX |  |  | XX |  | XX |  | 999.00 TN | XX |  | AW | ELECTRIC MOTOR PVLV | XX |  |  | XX
10519531 | UNKNOWN |  | MANS-PLT Filter Airwash Inlet #3 /Valve |  | NJBC | V | NJBC-MF-MANS.-PLT. | P203 | INSV | INST | HUSSAARM | 2013-10-13 | 3165 RTE 206 | [6 empty] | ISOLATION | Y | XX |  |  | XX |  | XX |  | 999.00 TN | XX |  | AW | ELECTRIC MOTOR PVLV | XX |  |  | XX
10519550 | UNKNOWN |  | MANS-PLT Filter Airwash Inlet #4 /Valve |  | NJBC | V | NJBC-MF-MANS.-PLT. | P203 | INSV | INST | HUSSAARM | 2013-10-13 | 3165 RTE 206 | [6 empty] | ISOLATION | Y | XX |  |  | XX |  | XX |  | 999.00 TN | XX |  | AW | ELECTRIC MOTOR PVLV | XX |  |  | XX
10519569 | UNKNOWN |  | MANS-PLT Filter Airwash Inlet #5 /Valve |  | NJBC | V | NJBC-MF-MANS.-PLT. | P203 | INSV | INST | HUSSAARM | 2013-10-13 | 3165 RTE 206 | [6 empty] | ISOLATION | Y | XX |  |  | XX |  | XX |  | 999.00 TN | XX |  | AW | ELECTRIC MOTOR PVLV | XX |  |  | XX
10519589 | UNKNOWN |  | MANS-PLT Filter Airwash Inlet #6 /Valve |  | NJBC | V | NJBC-MF-MANS.-PLT. | P203 | INSV | INST | HUSSAARM | 2013-10-13 | 3165 RTE 206 | [6 empty] | ISOLATION | Y | XX |  |  | XX |  | XX |  | 999.00 TN | XX |  | AW | ELECTRIC MOTOR PVLV | XX |  |  | XX
10521309 | UNKNOWN |  | MANS-PLT Filter Airwash Inlet #7 /Valve |  | NJBC | V | NJBC-MF-MANS.-PLT. | P203 | INSV | INST | HUSSAARM | 2013-10-13 | 3165 RTE 206 | [6 empty] | ISOLATION | Y | XX |  |  | XX |  | XX |  | 999.00 TN | XX |  | AW | ELECTRIC MOTOR PVLV | XX |  |  | XX
10521321 | UNKNOWN |  | MANS-PLT Cla Valve #1 /Valve |  | NJBC | V | NJBC-MF-MANS.-PLT. | P203 | INSV | INST | HUSSAARM | 2013-10-13 | 3165 RTE 206 | [6 empty] | ISOLATION | Y | XX |  |  | XX |  | XX | 0 PSI | 999.00 TN | XX |  | AW | HYDRAULIC W-PILOTS PVLV | XX |  |  | XX
10521331 | UNKNOWN |  | MANS-PLT Cla Valve #2 /Valve |  | NJBC | V | NJBC-MF-MANS.-PLT. | P203 | INSV | INST | HUSSAARM | 2013-10-13 | 3165 RTE 206 | [6 empty] | ISOLATION | Y | XX |  |  | XX |  | XX | 0 PSI | 999.00 TN | XX |  | AW | HYDRAULIC W-PILOTS PVLV | XX |  |  | XX
10521340 | UNKNOWN |  | MANS-PLT Cla Valve #3 /Valve |  | NJBC | V | NJBC-MF-MANS.-PLT. | P203 | INSV | INST | HUSSAARM | 2013-10-13 | 3165 RTE 206 | [6 empty] | ISOLATION | Y | XX |  |  | XX |  | XX | 0 PSI | 999.00 TN | XX |  | AW | HYDRAULIC W-PILOTS PVLV | XX |  |  | XX
10521349 | UNKNOWN |  | MANS-PLT Cla Valve #4 /Valve |  | NJBC | V | NJBC-MF-MANS.-PLT. | P203 | INSV | INST | HUSSAARM | 2013-10-13 | 3165 RTE 206 | [6 empty] | ISOLATION | Y | XX |  |  | XX |  | XX | 0 PSI | 999.00 TN | XX |  | AW | HYDRAULIC W-PILOTS PVLV | XX |  |  | XX
10521358 | UNKNOWN |  | MANS-PLT Cla Valve #5 /Valve |  | NJBC | V | NJBC-MF-MANS.-PLT. | P203 | INSV | INST | HUSSAARM | 2013-10-13 | 3165 RTE 206 | [6 empty] | ISOLATION | Y | XX |  |  | XX |  | XX | 0 PSI | 999.00 TN | XX |  | AW | HYDRAULIC W-PILOTS PVLV | XX |  |  | XX
10521368 | UNKNOWN |  | MANS-PLT Cla Valve #8 /Valve |  | NJBC | V | NJBC-MF-MANS.-PLT. | P203 | INSV | INST | HUSSAARM | 2013-10-13 | 3165 RTE 206 | [6 empty] | ISOLATION | Y | XX |  |  | XX |  | XX | 0 PSI | 999.00 TN | XX |  | AW | HYDRAULIC W-PILOTS PVLV | XX |  |  | XX
10521377 | UNKNOWN |  | MANS-PLT Cla Valve #7 /Valve |  | NJBC | V | NJBC-MF-MANS.-PLT. | P203 | INSV | INST | HUSSAARM | 2013-10-13 | 3165 RTE 206 | [6 empty] | ISOLATION | Y | XX |  |  | XX |  | XX | 0 PSI | 999.00 TN | XX |  | AW | HYDRAULIC W-PILOTS PVLV | XX |  |  | XX
10521386 | UNKNOWN |  | MANS-PLT Filter Backwash Inlet #1 /Valve |  | NJBC | V | NJBC-MF-MANS.-PLT. | P203 | INSV | INST | HUSSAARM | 2013-10-13 | 3165 RTE 206 | [6 empty] | ISOLATION | Y | XX |  |  | XX |  | XX |  | 999.00 TN | XX |  | AW | ELECTRIC MOTOR PVLV | XX |  |  | XX
10521395 | UNKNOWN |  | MANS-PLT Filter Backwash Inlet #2 /Valve |  | NJBC | V | NJBC-MF-MANS.-PLT. | P203 | INSV | INST | HUSSAARM | 2013-10-13 | 3165 RTE 206 | [6 empty] | ISOLATION | Y | XX |  |  | XX |  | XX |  | 999.00 TN | XX |  | AW | ELECTRIC MOTOR PVLV | XX |  |  | XX
10523803 | UNKNOWN |  | MANS-PLT Filter Backwash Inlet #3 /Valve |  | NJBC | V | NJBC-MF-MANS.-PLT. | P203 | INSV | INST | HUSSAARM | 2013-10-13 | 3165 RTE 206 | [6 empty] | ISOLATION | Y | XX |  |  | XX |  | XX |  | 999.00 TN | XX |  | AW | ELECTRIC MOTOR PVLV | XX |  |  | XX
10523814 | UNKNOWN |  | MANS-PLT Filter Backwash Inlet #4 /Valve |  | NJBC | V | NJBC-MF-MANS.-PLT. | P203 | INSV | INST | HUSSAARM | 2013-10-13 | 3165 RTE 206 | [6 empty] | ISOLATION | Y | XX |  |  | XX |  | XX |  | 999.00 TN | XX |  | AW | ELECTRIC MOTOR PVLV | XX |  |  | XX
10523822 | UNKNOWN |  | MANS-PLT Filter Backwash Inlet #5 /Valve |  | NJBC | V | NJBC-MF-MANS.-PLT. | P203 | INSV | INST | HUSSAARM | 2013-10-13 | 3165 RTE 206 | [6 empty] | ISOLATION | Y | XX |  |  | XX |  | XX |  | 999.00 TN | XX |  | AW | ELECTRIC MOTOR PVLV | XX |  |  | XX
10523831 | UNKNOWN |  | MANS-PLT Filter Backwash Inlet #6 /Valve |  | NJBC | V | NJBC-MF-MANS.-PLT. | P203 | INSV | INST | HUSSAARM | 2013-10-13 | 3165 RTE 206 | [6 empty] | ISOLATION | Y | XX |  |  | XX |  | XX |  | 999.00 TN | XX |  | AW | ELECTRIC MOTOR PVLV | XX |  |  | XX
10523840 | UNKNOWN |  | MANS-PLT Filter Backwash Inlet #7 /Valve |  | NJBC | V | NJBC-MF-MANS.-PLT. | P203 | INSV | INST | HUSSAARM | 2013-10-13 | 3165 RTE 206 | [6 empty] | ISOLATION | Y | XX |  |  | XX |  | XX |  | 999.00 TN | XX |  | AW | ELECTRIC MOTOR PVLV | XX |  |  | XX
10523850 | UNKNOWN |  | MANS-PLT Rinse Outlet #1 /Valve |  | NJBC | V | NJBC-MF-MANS.-PLT. | P203 | INSV | INST | HUSSAARM | 2013-10-13 | 3165 RTE 206 | [6 empty] | ISOLATION | Y | XX |  |  | XX |  | XX |  | 999.00 TN | XX |  | AW | ELECTRIC MOTOR PVLV | XX |  |  | XX
10523860 | UNKNOWN |  | MANS-PLT Rinse Outlet #2 /Valve |  | NJBC | V | NJBC-MF-MANS.-PLT. | P203 | INSV | INST | HUSSAARM | 2013-10-13 | 3165 RTE 206 | [6 empty] | ISOLATION | Y | XX |  |  | XX |  | XX |  | 999.00 TN | XX |  | AW | ELECTRIC MOTOR PVLV | XX |  |  | XX
10523869 | UNKNOWN |  | MANS-PLT Rinse Outlet #3 /Valve |  | NJBC | V | NJBC-MF-MANS.-PLT. | P203 | INSV | INST | HUSSAARM | 2013-10-13 | 3165 RTE 206 | [6 empty] | ISOLATION | Y | XX |  |  | XX |  | XX |  | 999.00 TN | XX |  | AW | ELECTRIC MOTOR PVLV | XX |  |  | XX
10523878 | UNKNOWN |  | MANS-PLT Rinse Outlet #4 /Valve |  | NJBC | V | NJBC-MF-MANS.-PLT. | P203 | INSV | INST | HUSSAARM | 2013-10-13 | 3165 RTE 206 | [6 empty] | ISOLATION | Y | XX |  |  | XX |  | XX |  | 999.00 TN | XX |  | AW | ELECTRIC MOTOR PVLV | XX |  |  | XX
10523887 | UNKNOWN |  | MANS-PLT Rinse Outlet #5 /Valve |  | NJBC | V | NJBC-MF-MANS.-PLT. | P203 | INSV | INST | HUSSAARM | 2013-10-13 | 3165 RTE 206 | [6 empty] | ISOLATION | Y | XX |  |  | XX |  | XX |  | 999.00 TN | XX |  | AW | ELECTRIC MOTOR PVLV | XX |  |  | XX
10523896 | UNKNOWN |  | MANS-PLT Rinse Outlet #6 /Valve |  | NJBC | V | NJBC-MF-MANS.-PLT. | P203 | INSV | INST | HUSSAARM | 2013-10-13 | 3165 RTE 206 | [6 empty] | ISOLATION | Y | XX |  |  | XX |  | XX |  | 999.00 TN | XX |  | AW | ELECTRIC MOTOR PVLV | XX |  |  | XX
10527205 | UNKNOWN |  | MANS-PLT Rinse Outlet #7 /Valve |  | NJBC | V | NJBC-MF-MANS.-PLT. | P203 | INSV | INST | HUSSAARM | 2013-10-13 | 3165 RTE 206 | [6 empty] | ISOLATION | Y | XX |  |  | XX |  | XX |  | 999.00 TN | XX |  | AW | ELECTRIC MOTOR PVLV | XX |  |  | XX
10527219 | UNKNOWN |  | MANS-PLT Air Blow Down #1 /Valve |  | NJBC | V | NJBC-MF-MANS.-PLT. | P203 | INSV | INST | HUSSAARM | 2013-10-13 | 3165 RTE 206 | [6 empty] | ISOLATION | Y | XX |  |  | XX |  | XX |  | 999.00 TN | XX |  | AW | ELECTRIC MOTOR PVLV | XX |  |  | XX
10527229 | UNKNOWN |  | MANS-PLT Air Blow Down #2 /Valve |  | NJBC | V | NJBC-MF-MANS.-PLT. | P203 | INSV | INST | HUSSAARM | 2013-10-13 | 3165 RTE 206 | [6 empty] | ISOLATION | Y | XX |  |  | XX |  | XX |  | 999.00 TN | XX |  | AW | ELECTRIC MOTOR PVLV | XX |  |  | XX
10527246 | UNKNOWN |  | MANS-PLT Air Blow Down #3 /Valve |  | NJBC | V | NJBC-MF-MANS.-PLT. | P203 | INSV | INST | HUSSAARM | 2013-10-13 | 3165 RTE 206 | [6 empty] | ISOLATION | Y | XX |  |  | XX |  | XX |  | 999.00 TN | XX |  | AW | ELECTRIC MOTOR PVLV | XX |  |  | XX
10527268 | UNKNOWN |  | MANS-PLT Air Blow Down #4 /Valve |  | NJBC | V | NJBC-MF-MANS.-PLT. | P203 | INSV | INST | HUSSAARM | 2013-10-13 | 3165 RTE 206 | [6 empty] | ISOLATION | Y | XX |  |  | XX |  | XX |  | 999.00 TN | XX |  | AW | ELECTRIC MOTOR PVLV | XX |  |  | XX
10527286 | UNKNOWN |  | MANS-PLT Air Blow Down #5 /Valve |  | NJBC | V | NJBC-MF-MANS.-PLT. | P203 | INSV | INST | HUSSAARM | 2013-10-13 | 3165 RTE 206 | [6 empty] | ISOLATION | Y | XX |  |  | XX |  | XX |  | 999.00 TN | XX |  | AW | ELECTRIC MOTOR PVLV | XX |  |  | XX
10527862 | CLA-VAL | NJHH-49-VPRC-1 | MEDFORDIC Solenoid /Valve |  | NJBC | V | NJBC-BU-MEDFO | P203 | INSV | INST | HUSSAARM | 2013-10-13 | 333 MEDFORD-MT HOLLY ROAD | [7 empty] | Y | XX |  |  | XX |  | XX |  | 999.00 TN | XX |  | AW | ELECTRIC SOLENOID ONLY PVLV | XX |  |  | XX
10527864 | UNKNOWN |  | COOPER Station Influent Butterfly /Valve |  | NJBC | V | NJBC-BU-COOPE | P203 | INSV | INST | HUSSAARM | 2013-10-13 | 100 HENDRICKSON AVE | [5 empty] | MANUAL | RAW WATER | N | N | LAST |  | MJ | DUCTILE IRON | OPEN | 55 PSI | 999.00 TN | XX | N | AW | MANUAL PVLV | XX |  |  | 12
10527866 | UNKNOWN | NJHH-50-LAER-1 | BEVERLY BSTPMP5 GT DISCHRG /VALVE |  | NJBC | V | NJBC-BU-BEVER | P203 | INSV | INAC INST | HUSSAARM | 2013-10-13 | 40 BROAD ST | [5 empty] | MANUAL | PUMP DISCHARGE | N | XX | LAST |  | XX |  | OPEN |  | 999.00 TN | XX |  | AW | MANUAL PVLV | XX |  |  | XX
10527868 | UNKNOWN | NJHH-50-VFLC-2 | BEVERLY BSTPMP6 GT DISCHRG /VALVE |  | NJBC | V | NJBC-BU-BEVER | P203 | INSV | INAC INST | HUSSAARM | 2013-10-13 | 40 BROAD ST | [5 empty] | MANUAL | PUMP DISCHARGE | N | XX | LAST |  | XX |  | OPEN |  | 999.00 TN | XX |  | AW | MANUAL PVLV | XX |  |  | XX
10527870 | UNKNOWN | NJHH-53-VFLC-1 | COOPER Station Effluent Gate /Valve |  | NJBC | V | NJBC-BU-COOPE | P203 | INSV | INST | HUSSAARM | 2013-10-13 | 100 HENDRICKSON AVE | [5 empty] | MANUAL | ISOLATION | N | N | LAST |  | MJ | DUCTILE IRON | OPEN | 60 PSI | 36.00 TN | LEFT | N | AW | MANUAL PVLV | XX |  |  | 12
10527871 | ROSS | NJHH-51-VFLC-1 | EDGEWATERTNK Altitude /Valve |  | NJBC | V | NJBC-BU-EDGEW | P203 | INSV | INST | HUSSAARM | 2013-10-13 | ROOSEVELT AVENUE |  | 66026 | [5 empty] | Y | XX |  |  | XX |  | XX | 0 PSI | 999.00 TN | XX |  | AW | HYDRAULIC W-PILOTS PVLV | XX |  |  | XX
10451593 | UNKNOWN |  | HENRY Press Regulating /Valve |  | NJBC | V | NJBC-CM-ANCOR | P203 | INSV | INST | HUSSAARM | 2013-10-13 | HENRY STREET | [6 empty] | PRESSURE REGULATION |  | XX |  |  | XX |  | XX |  | 999.00 TN | XX |  | AW | HYDRAULIC ONLY PVLV | XX |  |  | XX
10451598 | UNKNOWN |  | BLUEA Press Regulating /Valve |  | NJBC | V | NJBC-CM-BLUEA | P203 | INSV | INST | HUSSAARM | 2013-10-13 | BLUE ANCHOR RD / RTE 73 | [6 empty] | PRESSURE REGULATION |  | XX |  |  | XX |  | XX |  | 999.00 TN | XX |  | AW | HYDRAULIC ONLY PVLV | XX |  |  | XX
10463141 | UNKNOWN |  | BRIG Altitude /Valve |  | NJBP | V | NJBP-Z1-BRIG. | P203 | INSV | INST | HUSSAARM | 2013-10-13 | 9 Railroad Ave | [6 empty] | ALTITUDE | Y | XX |  |  | XX |  | XX | 0 PSI | 999.00 TN | XX |  | AW | HYDRAULIC W-PILOTS PVLV | XX |  |  | XX
10463145 | UNKNOWN |  | REPA Altitude for Elevated Tank /Valve |  | NJBP | V | NJBP-Z1-REPA. | P203 | INSV | INST | HUSSAARM | 2013-10-13 | 560 ASBURY STATION RD | [6 empty] | ALTITUDE | Y | XX |  |  | XX |  | XX | 0 PSI | 999.00 TN | XX |  | AW | HYDRAULIC W-PILOTS PVLV | XX |  |  | XX
10465058 | UNKNOWN |  | WALN ClaVal /Valve |  | NJHR | V | NJHR-Z1-WALN. | P203 | INSV | INST | HUSSAARM | 2013-10-13 | 102 BRIDGETON PIKE | [6 empty] | ALTITUDE | Y | XX |  |  | XX |  | XX | 0 PSI | 999.00 TN | XX |  | AW | HYDRAULIC W-PILOTS PVLV | XX |  |  | XX
10465062 | UNKNOWN |  | WALN Effluent /Valve |  | NJHR | V | NJHR-Z1-WALN. | P203 | INSV | INST | HUSSAARM | 2013-10-13 | 102 BRIDGETON PIKE | [6 empty] | ISOLATION | Y | XX |  |  | XX |  | XX |  | 999.00 TN | XX |  | AW | ELECTRIC MOTOR PVLV | XX |  |  | XX
10465066 | UNKNOWN |  | WALN Over Board /Valve |  | NJHR | V | NJHR-Z1-WALN. | P203 | INSV | INST | HUSSAARM | 2013-10-13 | 102 BRIDGETON PIKE | [6 empty] | ISOLATION | Y | XX |  |  | XX |  | XX |  | 999.00 TN | XX |  | AW | ELECTRIC MOTOR PVLV | XX |  |  | XX
10465069 | UNKNOWN |  | WALN Recharge /Valve |  | NJHR | V | NJHR-Z1-WALN. | P203 | INSV | INST | HUSSAARM | 2013-10-13 | 102 BRIDGETON PIKE | [6 empty] | ISOLATION | Y | XX |  |  | XX |  | XX |  | 999.00 TN | XX |  | AW | ELECTRIC MOTOR PVLV | XX |  |  | XX
10465073 | UNKNOWN |  | WOOD Air Relief /Valve |  | NJHR | V | NJHR-Z1-WOOD. | P203 | INSV | INST | HUSSAARM | 2013-10-13 | 260 Woodland Ave | [6 empty] | AIR RELEASE | Y | XX |  |  | XX |  | XX |  | 999.00 TN | XX |  | AW | HYDRAULIC ONLY PVLV | XX |  |  | XX
10465077 | UNKNOWN |  | WOOD-W07 Air Relief /Valve |  | NJHR | V | NJHR-Z1-WOOD.-W07. | P203 | INSV | INST | HUSSAARM | 2013-10-13 | 260 WOODLAND AVE | [6 empty] | AIR RELEASE | Y | XX |  |  | XX |  | XX |  | 999.00 TN | XX |  | AW | HYDRAULIC ONLY PVLV | XX |  |  | XX
10503020 | UNKNOWN |  | TURN Altitude /Valve |  | NJPG | V | NJPG-PG-TURN. | P203 | INSV | INST | HUSSAARM | 2013-10-13 | 792 HARDING HWY | [6 empty] | ALTITUDE | Y | N |  |  | FLANGED | CAST IRON | XX | 0 PSI | 999.00 TN | XX | N | AW | HYDRAULIC W-PILOTS PVLV | 150 |  |  | 12
10503045 | UNKNOWN |  | BROA Altitude /Valve |  | NJPG | V | NJPG-PG-BROA. | P203 | INSV | INST | HUSSAARM | 2013-10-13 | 163 N BROAD ST | [6 empty] | ALTITUDE | Y | N |  |  | FLANGED | CAST IRON | XX | 0 PSI | 999.00 TN | XX | N | AW | HYDRAULIC W-PILOTS PVLV | 150 |  |  | 8
10503070 | UNKNOWN |  | NAYL Altitude /Valve |  | NJPG | V | NJPG-PG-NAYL. | P203 | INSV | INST | HUSSAARM | 2013-10-13 | 40 NAYLOR AVE | [6 empty] | ALTITUDE | Y | Y |  |  | FLANGED | CAST IRON | XX | 0 PSI | 999.00 TN | XX | N | AW | HYDRAULIC W-PILOTS PVLV | 150 |  |  | 12
10503095 | UNKNOWN |  | GOLD Altitude /Valve |  | NJPG | V | NJPG-PG-GOLD. | P203 | INSV | INST | HUSSAARM | 2013-10-13 | NEW JERSEY TPKE | [6 empty] | ALTITUDE | Y | N |  |  | FLANGED | CAST IRON | XX | 0 PSI | 999.00 TN | XX | N | AW | HYDRAULIC W-PILOTS PVLV | 150 |  |  | 12
10504920 | UNKNOWN |  | CLEV Altitude /Valve |  | NJPG | V | NJPG-PG-CLEV. | P203 | INSV | INST | HUSSAARM | 2013-10-13 | 299 JOHNSON ST | [6 empty] | ALTITUDE | Y | Y |  |  | FLANGED | CAST IRON | XX | 0 PSI | 999.00 TN | XX | N | AW | HYDRAULIC W-PILOTS PVLV | 150 |  |  | 8
10504944 | UNKNOWN |  | GATE Altitude /Valve |  | NJPG | V | NJPG-PG-GATE. | P203 | INSV | INST | HUSSAARM | 2013-10-13 | 135 STRAUGHNS MILL RD | [6 empty] | ALTITUDE | Y | Y |  |  | FLANGED | CAST IRON | XX | 0 PSI | 999.00 TN | XX | N | AW | HYDRAULIC W-PILOTS PVLV | 150 |  |  | 12
10504969 | UNKNOWN |  | RANN-W1A Air Release /Valve |  | NJPG | V | NJPG-PG-RANN.-W1A. | P203 | INSV | INST | HUSSAARM | 2013-10-13 | 370 HARDING HWY | [6 empty] | AIR RELEASE | Y | XX |  |  | XX |  | XX |  | 999.00 TN | XX |  | AW | HYDRAULIC ONLY PVLV | XX |  |  | XX
10504995 | UNKNOWN |  | RANN-W2B Air Release /Valve |  | NJPG | V | NJPG-PG-RANN.-W2B. | P203 | INSV | INST | HUSSAARM | 2013-10-13 | 370 HARDING HWY | [6 empty] | AIR RELEASE | Y | XX |  |  | XX |  | XX |  | 999.00 TN | XX |  | AW | HYDRAULIC ONLY PVLV | XX |  |  | XX
10506620 | UNKNOWN |  | RANN-W7 Air Release /Valve |  | NJPG | V | NJPG-PG-RANN.-W7.. | P203 | INSV | INST | HUSSAARM | 2013-10-13 | 370 HARDING HWY | [6 empty] | AIR RELEASE | Y | XX |  |  | XX |  | XX |  | 999.00 TN | XX |  | AW | HYDRAULIC ONLY PVLV | XX |  |  | XX
10506646 | UNKNOWN |  | RANN-W3A Air Release /Valve |  | NJPG | V | NJPG-PG-RANN.-W3A. | P203 | OOS | INAC INST | HUSSAARM | 2013-10-13 | 370 HARDING HWY | [6 empty] | AIR RELEASE | Y | XX |  |  | XX |  | XX |  | 999.00 TN | XX |  | AW | HYDRAULIC ONLY PVLV | XX |  |  | XX
10506672 | UNKNOWN |  | LAYT-W02 Air Release /Valve |  | NJPG | V | NJPG-PG-LAYT.-W02. | P203 | INSV | INST | HUSSAARM | 2013-10-13 | 50 PENNSVILLE-AUBURN RD | [6 empty] | AIR RELEASE | Y | XX |  |  | XX |  | XX |  | 999.00 TN | XX |  | AW | HYDRAULIC ONLY PVLV | XX |  |  | XX
10506696 | UNKNOWN |  | LAYT-W04 Air Release /Valve |  | NJPG | V | NJPG-PG-LAYT.-W04. | P203 | INSV | INST | HUSSAARM | 2013-10-13 | 63 PENNSVILLE-AUBURN RD | [6 empty] | AIR RELEASE | Y | XX |  |  | XX |  | XX |  | 999.00 TN | XX |  | AW | HYDRAULIC ONLY PVLV | XX |  |  | XX
10508422 | UNKNOWN |  | LAYT-W11A Air Release /Valve |  | NJPG | V | NJPG-PG-LAYT.-W11A | P203 | INSV | INST | HUSSAARM | 2013-10-13 | 54 PENNSVILLE-AUBURN RD | [6 empty] | AIR RELEASE | Y | XX |  |  | XX |  | XX |  | 999.00 TN | XX |  | AW | HYDRAULIC ONLY PVLV | XX |  |  | XX
10508447 | UNKNOWN |  | RANN Air Release /Valve |  | NJPG | V | NJPG-PG-RANN. | P203 | OOS | INAC INST | HUSSAARM | 2013-10-13 | 370 HARDING HWY | [6 empty] | AIR RELEASE | Y | XX |  |  | XX |  | XX |  | 999.00 TN | XX |  | AW | HYDRAULIC ONLY PVLV | XX |  |  | XX
10508470 | UNKNOWN |  | RANN-TNK Altitude /Valve |  | NJPG | V | NJPG-PG-RANN.-TNK. | P203 | INSV | INST | HUSSAARM | 2013-10-13 | 370 HARDING HWY | [6 empty] | ALTITUDE | Y | N |  |  | FLANGED | CAST IRON | XX | 0 PSI | 999.00 TN | XX | N | AW | HYDRAULIC W-PILOTS PVLV | 150 |  |  | 8
10511146 | UNKNOWN |  | MONVLV Monmouth Rd Valve /Valve |  | NJBC | V | NJBC-MH-MONVL | P203 | INSV | INST | HUSSAARM | 2013-10-13 | MONMOUTH RD | [6 empty] | ISOLATION | Y | XX |  |  | XX |  | XX |  | 999.00 TN | XX |  | AW | ELECTRIC MOTOR PVLV | XX |  |  | XX
10511156 | UNKNOWN |  | MANS-PLT Filter Inlet #1 /Valve |  | NJBC | V | NJBC-MF-MANS.-PLT. | P203 | INSV | INST | HUSSAARM | 2013-10-13 | 3165 RTE 206 | [6 empty] | ISOLATION | Y | XX |  |  | XX |  | XX |  | 999.00 TN | XX |  | AW | ELECTRIC MOTOR PVLV | XX |  |  | XX
10511164 | UNKNOWN |  | MANS-PLT Filter Inlet #2 /Valve |  | NJBC | V | NJBC-MF-MANS.-PLT. | P203 | INSV | INST | HUSSAARM | 2013-10-13 | 3165 RTE 206 | [6 empty] | ISOLATION | Y | XX |  |  | XX |  | XX |  | 999.00 TN | XX |  | AW | ELECTRIC MOTOR PVLV | XX |  |  | XX
10511174 | UNKNOWN |  | MANS-PLT Filter Inlet #3 /Valve |  | NJBC | V | NJBC-MF-MANS.-PLT. | P203 | INSV | INST | HUSSAARM | 2013-10-13 | 3165 RTE 206 | [6 empty] | ISOLATION | Y | XX |  |  | XX |  | XX |  | 999.00 TN | XX |  | AW | ELECTRIC MOTOR PVLV | XX |  |  | XX
10511183 | UNKNOWN |  | MANS-PLT Filter Inlet #4 /Valve |  | NJBC | V | NJBC-MF-MANS.-PLT. | P203 | INSV | INST | HUSSAARM | 2013-10-13 | 3165 RTE 206 | [6 empty] | ISOLATION | Y | XX |  |  | XX |  | XX |  | 999.00 TN | XX |  | AW | ELECTRIC MOTOR PVLV | XX |  |  | XX
10511193 | UNKNOWN |  | MANS-PLT Filter Inlet #5 /Valve |  | NJBC | V | NJBC-MF-MANS.-PLT. | P203 | INSV | INST | HUSSAARM | 2013-10-13 | 3165 RTE 206 | [6 empty] | ISOLATION | Y | XX |  |  | XX |  | XX |  | 999.00 TN | XX |  | AW | ELECTRIC MOTOR PVLV | XX |  |  | XX
10514603 | UNKNOWN |  | MANS-PLT Filter Inlet #6 /Valve |  | NJBC | V | NJBC-MF-MANS.-PLT. | P203 | INSV | INST | HUSSAARM | 2013-10-13 | 3165 RTE 206 | [6 empty] | ISOLATION | Y | XX |  |  | XX |  | XX |  | 999.00 TN | XX |  | AW | ELECTRIC MOTOR PVLV | XX |  |  | XX
10514613 | UNKNOWN |  | MANS-PLT Filter Inlet #7 /Valve |  | NJBC | V | NJBC-MF-MANS.-PLT. | P203 | INSV | INST | HUSSAARM | 2013-10-13 | 3165 RTE 206 | [6 empty] | ISOLATION | Y | XX |  |  | XX |  | XX |  | 999.00 TN | XX |  | AW | ELECTRIC MOTOR PVLV | XX |  |  | XX
10514622 | UNKNOWN |  | MANS-PLT Filter Outlet #1 /Valve |  | NJBC | V | NJBC-MF-MANS.-PLT. | P203 | INSV | INST | HUSSAARM | 2013-10-13 | 3165 RTE 206 | [6 empty] | ISOLATION | Y | XX |  |  | XX |  | XX |  | 999.00 TN | XX |  | AW | ELECTRIC MOTOR PVLV | XX |  |  | XX
10514631 | UNKNOWN |  | MANS-PLT Filter Outlet #2 /Valve |  | NJBC | V | NJBC-MF-MANS.-PLT. | P203 | INSV | INST | HUSSAARM | 2013-10-13 | 3165 RTE 206 | [6 empty] | ISOLATION | Y | XX |  |  | XX |  | XX |  | 999.00 TN | XX |  | AW | ELECTRIC MOTOR PVLV | XX |  |  | XX
10514641 | UNKNOWN |  | MANS-PLT Filter Outlet #3 /Valve |  | NJBC | V | NJBC-MF-MANS.-PLT. | P203 | INSV | INST | HUSSAARM | 2013-10-13 | 3165 RTE 206 | [6 empty] | ISOLATION | Y | XX |  |  | XX |  | XX |  | 999.00 TN | XX |  | AW | ELECTRIC MOTOR PVLV | XX |  |  | XX
10514651 | UNKNOWN |  | MANS-PLT Filter Outlet #4 /Valve |  | NJBC | V | NJBC-MF-MANS.-PLT. | P203 | INSV | INST | HUSSAARM | 2013-10-13 | 3165 RTE 206 | [6 empty] | ISOLATION | Y | XX |  |  | XX |  | XX |  | 999.00 TN | XX |  | AW | ELECTRIC MOTOR PVLV | XX |  |  | XX
10514661 | UNKNOWN |  | MANS-PLT Filter Outlet #5 /Valve |  | NJBC | V | NJBC-MF-MANS.-PLT. | P203 | INSV | INST | HUSSAARM | 2013-10-13 | 3165 RTE 206 | [6 empty] | ISOLATION | Y | XX |  |  | XX |  | XX |  | 999.00 TN | XX |  | AW | ELECTRIC MOTOR PVLV | XX |  |  | XX
10514671 | UNKNOWN |  | MANS-PLT Filter Outlet #6 /Valve |  | NJBC | V | NJBC-MF-MANS.-PLT. | P203 | INSV | INST | HUSSAARM | 2013-10-13 | 3165 RTE 206 | [6 empty] | ISOLATION | Y | XX |  |  | XX |  | XX |  | 999.00 TN | XX |  | AW | ELECTRIC MOTOR PVLV | XX |  |  | XX
10514680 | UNKNOWN |  | MANS-PLT Filter Outlet #7 /Valve |  | NJBC | V | NJBC-MF-MANS.-PLT. | P203 | INSV | INST | HUSSAARM | 2013-10-13 | 3165 RTE 206 | [6 empty] | ISOLATION | Y | XX |  |  | XX |  | XX |  | 999.00 TN | XX |  | AW | ELECTRIC MOTOR PVLV | XX |  |  | XX
10514689 | UNKNOWN |  | MANS-PLT FILT BKWSH OUTLT1 /VALVE |  | NJBC | V | NJBC-MF-MANS.-PLT. | P203 | INSV | INST | HUSSAARM | 2013-10-13 | 3165 RTE 206 | [6 empty] | ISOLATION | Y | XX |  |  | XX |  | XX |  | 999.00 TN | XX |  | AW | ELECTRIC MOTOR PVLV | XX |  |  | XX
10514698 | UNKNOWN |  | MANS-PLT Filter Backwash Outlet#2 /Valve |  | NJBC | V | NJBC-MF-MANS.-PLT. | P203 | INSV | INST | HUSSAARM | 2013-10-13 | 3165 RTE 206 | [6 empty] | ISOLATION | Y | XX |  |  | XX |  | XX |  | 999.00 TN | XX |  | AW | ELECTRIC MOTOR PVLV | XX |  |  | XX
10517707 | UNKNOWN |  | MANS-PLT FILT BKWSH OUTLT3 /VALVE |  | NJBC | V | NJBC-MF-MANS.-PLT. | P203 | INSV | INST | HUSSAARM | 2013-10-13 | 3165 RTE 206 | [6 empty] | ISOLATION | Y | XX |  |  | XX |  | XX |  | 999.00 TN | XX |  | AW | ELECTRIC MOTOR PVLV | XX |  |  | XX
10527872 | UNKNOWN |  | FAIRVIEVLV Flow Control /Valve |  | NJBC | V | NJBC-BU-FAIRV | P203 | INSV | INST | HUSSAARM | 2013-10-13 | FAIRVIEW STREET | [7 empty] | Y | XX |  |  | XX |  | XX |  | 999.00 TN | XX |  | AW | ELECTRIC MOTOR PVLV | XX |  |  | XX
10530939 | UNKNOWN | NJHH-16-VFLC-4 | BROWNING HS PMP1 DISCHRGBTRFLY /VALVE |  | NJBC | V | NJBC-CM-BROWN | P203 | INSV | INST | HUSSAARM | 2013-10-13 | BROWINING LANE | [5 empty] | MANUAL | PUMP DISCHARGE | N | N | OPEN |  | FLANGED | CAST IRON | OPEN |  | 999.00 TN | XX | N | AW | MANUAL PVLV | XX |  |  | XX
10530941 | UNKNOWN | NJHH-16-VFLC-2 | BROWNING HS PMP2 DISCHRGBTRFLY /VALVE |  | NJBC | V | NJBC-CM-BROWN | P203 | INSV | INST | HUSSAARM | 2013-10-13 | BROWINING LANE | [5 empty] | MANUAL | PUMP DISCHARGE | N | N | OPEN |  | FLANGED | CAST IRON | OPEN |  | 999.00 TN | XX | N | AW | MANUAL PVLV | XX |  |  | XX
10530942 | UNKNOWN | NJHH-16-VFLC-3 | BROWNING HS PMP3 DISCHRGBTRFLY /VALVE |  | NJBC | V | NJBC-CM-BROWN | P203 | INSV | INST | HUSSAARM | 2013-10-13 | BROWINING LANE | [5 empty] | MANUAL | PUMP DISCHARGE | N | N | OPEN |  | FLANGED | CAST IRON | OPEN |  | 999.00 TN | XX | N | AW | MANUAL PVLV | XX |  |  | XX
10530944 | UNKNOWN | NJHH-16-VDRN-1 | BROWNING Filter # 1 Drain /Valve |  | NJBC | V | NJBC-CM-BROWN | P203 | INSV | INST | HUSSAARM | 2013-10-13 | BROWINING LANE | [7 empty] | Y | XX |  |  | XX |  | XX |  | 999.00 TN | XX |  | AW | ELECTRIC MOTOR PVLV | XX |  |  | XX
10530946 | UNKNOWN | NJHH-16-VDRN-2 | BROWNING Filter # 2 Drain /Valve |  | NJBC | V | NJBC-CM-BROWN | P203 | INSV | INST | HUSSAARM | 2013-10-13 | BROWINING LANE | [7 empty] | Y | XX |  |  | XX |  | XX |  | 999.00 TN | XX |  | AW | ELECTRIC MOTOR PVLV | XX |  |  | XX
10530947 | UNKNOWN | NJHH-16-VDRN-3 | BROWNING Filter # 3 Drain /Valve |  | NJBC | V | NJBC-CM-BROWN | P203 | INSV | INST | HUSSAARM | 2013-10-13 | BROWINING LANE | [7 empty] | Y | XX |  |  | XX |  | XX |  | 999.00 TN | XX |  | AW | ELECTRIC MOTOR PVLV | XX |  |  | XX
10530949 | UNKNOWN | NJHH-16-VDRN-4 | BROWNING Filter # 4 Drain /Valve |  | NJBC | V | NJBC-CM-BROWN | P203 | INSV | INST | HUSSAARM | 2013-10-13 | BROWINING LANE | [7 empty] | Y | XX |  |  | XX |  | XX |  | 999.00 TN | XX |  | AW | ELECTRIC MOTOR PVLV | XX |  |  | XX
10530951 | UNKNOWN | NJHH-16-VEFF-1 | BROWNING Filter #1 Effluent /Valve |  | NJBC | V | NJBC-CM-BROWN | P203 | INSV | INST | HUSSAARM | 2013-10-13 | BROWINING LANE | [7 empty] | Y | XX |  |  | XX |  | XX |  | 999.00 TN | XX |  | AW | ELECTRIC MOTOR PVLV | XX |  |  | XX
10530953 | UNKNOWN | NJHH-16-VEFF-2 | BROWNING Filter #2 Effluent /Valve |  | NJBC | V | NJBC-CM-BROWN | P203 | INSV | INST | HUSSAARM | 2013-10-13 | BROWINING LANE | [7 empty] | Y | XX |  |  | XX |  | XX |  | 999.00 TN | XX |  | AW | ELECTRIC MOTOR PVLV | XX |  |  | XX
10530954 | UNKNOWN | NJHH-16-VEFF-3 | BROWNING Filter #3 Effluent /Valve |  | NJBC | V | NJBC-CM-BROWN | P203 | INSV | INST | HUSSAARM | 2013-10-13 | BROWINING LANE | [7 empty] | Y | XX |  |  | XX |  | XX |  | 999.00 TN | XX |  | AW | ELECTRIC MOTOR PVLV | XX |  |  | XX
10530956 | UNKNOWN | NJHH-16-VEFF-4 | BROWNING Filter #4 Effluent /Valve |  | NJBC | V | NJBC-CM-BROWN | P203 | INSV | INST | HUSSAARM | 2013-10-13 | BROWINING LANE | [7 empty] | Y | XX |  |  | XX |  | XX |  | 999.00 TN | XX |  | AW | ELECTRIC MOTOR PVLV | XX |  |  | XX
10530957 | UNKNOWN | NJHH-16-VINF-1 | BROWNING Filter #1 Influent /Valve |  | NJBC | V | NJBC-CM-BROWN | P203 | INSV | INST | HUSSAARM | 2013-10-13 | BROWINING LANE | [7 empty] | Y | XX |  |  | XX |  | XX |  | 999.00 TN | XX |  | AW | ELECTRIC MOTOR PVLV | XX |  |  | XX
10530959 | UNKNOWN | NJHH-16-VINF-2 | BROWNING Filter #2 Influent /Valve |  | NJBC | V | NJBC-CM-BROWN | P203 | INSV | INST | HUSSAARM | 2013-10-13 | BROWINING LANE | [7 empty] | Y | XX |  |  | XX |  | XX |  | 999.00 TN | XX |  | AW | ELECTRIC MOTOR PVLV | XX |  |  | XX
10530961 | UNKNOWN | NJHH-16-VINF-3 | BROWNING Filter #3 Influent /Valve |  | NJBC | V | NJBC-CM-BROWN | P203 | INSV | INST | HUSSAARM | 2013-10-13 | BROWINING LANE | [7 empty] | Y | XX |  |  | XX |  | XX |  | 999.00 TN | XX |  | AW | ELECTRIC MOTOR PVLV | XX |  |  | XX
10530963 | UNKNOWN | NJHH-16-VINF-4 | BROWNING Filter #4 Influent /Valve |  | NJBC | V | NJBC-CM-BROWN | P203 | INSV | INST | HUSSAARM | 2013-10-13 | BROWINING LANE | [7 empty] | Y | XX |  |  | XX |  | XX |  | 999.00 TN | XX |  | AW | ELECTRIC MOTOR PVLV | XX |  |  | XX
10530965 | UNKNOWN | NJHH-16-VFRI-1 | BROWNING Filter #1 Rinse /Valve |  | NJBC | V | NJBC-CM-BROWN | P203 | INSV | INST | HUSSAARM | 2013-10-13 | BROWINING LANE | [7 empty] | Y | XX |  |  | XX |  | XX |  | 999.00 TN | XX |  | AW | ELECTRIC MOTOR PVLV | XX |  |  | XX
10530966 | UNKNOWN | NJHH-16-VFRI-2 | BROWNING Filter #2 Rinse /Valve |  | NJBC | V | NJBC-CM-BROWN | P203 | INSV | INST | HUSSAARM | 2013-10-13 | BROWINING LANE | [7 empty] | Y | XX |  |  | XX |  | XX |  | 999.00 TN | XX |  | AW | ELECTRIC MOTOR PVLV | XX |  |  | XX
10530967 | UNKNOWN | NJHH-16-VFRI-3 | BROWNING Filter #3 Rinse /Valve |  | NJBC | V | NJBC-CM-BROWN | P203 | INSV | INST | HUSSAARM | 2013-10-13 | BROWINING LANE | [7 empty] | Y | XX |  |  | XX |  | XX |  | 999.00 TN | XX |  | AW | ELECTRIC MOTOR PVLV | XX |  |  | XX
10530969 | UNKNOWN | NJHH-16-VFRI-4 | BROWNING Filter #4 Rinse /Valve |  | NJBC | V | NJBC-CM-BROWN | P203 | INSV | INST | HUSSAARM | 2013-10-13 | BROWINING LANE | [7 empty] | Y | XX |  |  | XX |  | XX |  | 999.00 TN | XX |  | AW | ELECTRIC MOTOR PVLV | XX |  |  | XX
10530971 | UNKNOWN | NJHH-16-VWSH-1 | BROWNING Filter #1 Wash Water /Valve |  | NJBC | V | NJBC-CM-BROWN | P203 | INSV | INST | HUSSAARM | 2013-10-13 | BROWINING LANE | [7 empty] | Y | XX |  |  | XX |  | XX |  | 999.00 TN | XX |  | AW | ELECTRIC MOTOR PVLV | XX |  |  | XX
10530973 | UNKNOWN | NJHH-16-VWSH-2 | BROWNING Filter #2 Wash Water /Valve |  | NJBC | V | NJBC-CM-BROWN | P203 | INSV | INST | HUSSAARM | 2013-10-13 | BROWINING LANE | [7 empty] | Y | XX |  |  | XX |  | XX |  | 999.00 TN | XX |  | AW | ELECTRIC MOTOR PVLV | XX |  |  | XX
10530974 | UNKNOWN | NJHH-16-VWSH-3 | BROWNING Filter #3 Wash Water /Valve |  | NJBC | V | NJBC-CM-BROWN | P203 | INSV | INST | HUSSAARM | 2013-10-13 | BROWINING LANE | [7 empty] | Y | XX |  |  | XX |  | XX |  | 999.00 TN | XX |  | AW | ELECTRIC MOTOR PVLV | XX |  |  | XX
10530976 | UNKNOWN | NJHH-16-VWSH-4 | BROWNING Filter #4 Wash Water /Valve |  | NJBC | V | NJBC-CM-BROWN | P203 | INSV | INST | HUSSAARM | 2013-10-13 | BROWINING LANE | [7 empty] | Y | XX |  |  | XX |  | XX |  | 999.00 TN | XX |  | AW | ELECTRIC MOTOR PVLV | XX |  |  | XX
10530978 | UNKNOWN | NJHH-16-VFLC-1 | BROWNING-TNK GRND STOR ISOL /VALVE |  | NJBC | V | NJBC-CM-BROWN-TNK. | P203 | INSV | INST | HUSSAARM | 2013-10-13 | BROWINING LANE | [7 empty] | Y | XX |  |  | XX |  | XX | 0 PSI | 999.00 TN | XX |  | AW | HYDRAULIC W-PILOTS PVLV | XX |  |  | XX
10530980 | UNKNOWN | NJHH-20-VFLC-4 | CAMDEN AIRSTRIPPMP1 DISCHRGBTRFLY /VALVE |  | NJBC | V | NJBC-CM-CASTA | P203 | INSV | INST | HUSSAARM | 2013-10-13 | 791 N 30TH ST | [5 empty] | MANUAL | PUMP DISCHARGE | N | N | LAST |  | XX |  | OPEN |  | 999.00 TN | XX | N | AW | MANUAL PVLV | XX |  |  | XX
10530982 | UNKNOWN | NJHH-20-VFLC-2 | CAMDEN AIRSTRIPPMP2 DISCHRGBTRFLY /VALVE |  | NJBC | V | NJBC-CM-CASTA | P203 | INSV | INST | HUSSAARM | 2013-10-13 | 791 N 30TH ST | [5 empty] | MANUAL | PUMP DISCHARGE | N | N | LAST |  | XX |  | OPEN |  | 999.00 TN | XX | N | AW | MANUAL PVLV | XX |  |  | XX
10530983 | UNKNOWN | NJHH-20-VFLC-10 | CAMDEN AIRSTRIPPMP3 DISCHRGBTRFLY /VALVE |  | NJBC | V | NJBC-CM-CASTA | P203 | INSV | INST | HUSSAARM | 2013-10-13 | 791 N 30TH ST | [5 empty] | MANUAL | PUMP DISCHARGE | N | N | LAST |  | XX |  | OPEN |  | 999.00 TN | XX | N | AW | MANUAL PVLV | XX |  |  | XX
10530985 | UNKNOWN | NJHH-20-VFLC-5 | CAMDEN HS PMP1 DISCHRGBTRFLY /VALVE |  | NJBC | V | NJBC-CM-CASTA | P203 | INSV | INST | HUSSAARM | 2013-10-13 | 791 N 30TH ST | [5 empty] | MANUAL | PUMP DISCHARGE | N | N | LAST |  | XX |  | OPEN |  | 999.00 TN | XX | N | AW | MANUAL PVLV | XX |  |  | XX
10530987 | UNKNOWN | NJHH-20-VFLC-7 | CAMDEN HS PMP2 DISCHRGBTRFLY /VALVE |  | NJBC | V | NJBC-CM-CASTA | P203 | INSV | INST | HUSSAARM | 2013-10-13 | 791 N 30TH ST | [5 empty] | MANUAL | PUMP DISCHARGE | N | N | LAST |  | XX |  | OPEN |  | 999.00 TN | XX | N | AW | MANUAL PVLV | XX |  |  | XX
10530990 | UNKNOWN | NJHH-20-VFLC-9 | CAMDEN HS PMP3 DISCHRGBTRFLY /VALVE |  | NJBC | V | NJBC-CM-CASTA | P203 | INSV | INST | HUSSAARM | 2013-10-13 | 791 N 30TH ST | [5 empty] | MANUAL | PUMP DISCHARGE | N | N | LAST |  | XX |  | OPEN |  | 999.00 TN | XX | N | AW | MANUAL PVLV | XX |  |  | XX
10530991 | UNKNOWN | NJHH-20-VFLC-1 | CAMDEN LS INTKEPMP1 DISCHRGBTRFLY /VALVE |  | NJBC | V | NJBC-CM-CASTA | P203 | INSV | INST | HUSSAARM | 2013-10-13 | 791 N 30TH ST | [5 empty] | MANUAL | PUMP DISCHARGE | N | N | LAST |  | XX |  | OPEN |  | 999.00 TN | XX | N | AW | MANUAL PVLV | XX |  |  | XX
10530994 | UNKNOWN | NJHH-20-VFLC-8 | CAMDEN LS INTKEPMP2 DISCHRGBTRFLY /VALVE |  | NJBC | V | NJBC-CM-CASTA | P203 | INSV | INST | HUSSAARM | 2013-10-13 | 791 N 30TH ST | [5 empty] | MANUAL | PUMP DISCHARGE | N | N | LAST |  | XX |  | OPEN |  | 999.00 TN | XX | N | AW | MANUAL PVLV | XX |  |  | XX
10530996 | UNKNOWN | NJHH-20-VALT-1 | CAMDEN-TNK GRND STOR ISOL /VALVE |  | NJBC | V | NJBC-CM-CASTA-YTNK | P203 | INSV | INST | HUSSAARM | 2013-10-13 | 712 N 29TH ST | [7 empty] | Y | XX |  |  | XX |  | XX | 0 PSI | 999.00 TN | XX |  | AW | HYDRAULIC W-PILOTS PVLV | XX |  |  | XX
10530999 | UNKNOWN | NJHH-10-VFLC-1 | COLUMBIALK HS PMP1 DISCHRGBTRFLY /VALVE |  | NJBC | V | NJBC-CM-COLUM | P203 | INSV | INST | HUSSAARM | 2013-10-13 | 330 OAK AVE | [5 empty] | MANUAL | PUMP DISCHARGE | N | N | LAST |  | XX |  | OPEN |  | 999.00 TN | XX | N | AW | MANUAL PVLV | XX |  |  | XX
10532402 | UNKNOWN | NJHH-10-VFLC-2 | COLUMBIALK HS PMP2 DISCHRGBTRFLY /VALVE |  | NJBC | V | NJBC-CM-COLUM | P203 | INSV | INST | HUSSAARM | 2013-10-13 | 330 OAK AVE | [5 empty] | MANUAL | PUMP DISCHARGE | N | N | LAST |  | XX |  | OPEN |  | 999.00 TN | XX | N | AW | MANUAL PVLV | XX |  |  | XX
10532405 | UNKNOWN | NJHH-10-VFLC-3 | COLUMBIALK HS PMP3 DISCHRGBTRFLY /VALVE |  | NJBC | V | NJBC-CM-COLUM | P203 | INSV | INST | HUSSAARM | 2013-10-13 | 330 OAK AVE | [5 empty] | MANUAL | PUMP DISCHARGE | N | N | LAST |  | XX |  | OPEN |  | 999.00 TN | XX | N | AW | MANUAL PVLV | XX |  |  | XX
10532408 | UNKNOWN | NJHH-10-VFLC-4 | COLUMBIALK-TNK GRND STOR ISOL /VALVE |  | NJBC | V | NJBC-CM-COLUM-TNK. | P203 | INSV | INST | HUSSAARM | 2013-10-13 | 1 LANDOVER LN | [7 empty] | Y | XX |  |  | XX |  | XX | 0 PSI | 999.00 TN | XX |  | AW | HYDRAULIC W-PILOTS PVLV | XX |  |  | XX
10532411 | UNKNOWN | NJHH-17-VALT-1 | DECOUTNK Altitude /Valve |  | NJBC | V | NJBC-CM-DECOU | P203 | INSV | INST | HUSSAARM | 2013-10-13 | 610 N KINGS HIGHWAY |  | 5827 | [5 empty] | Y | XX |  |  | XX |  | XX | 0 PSI | 999.00 TN | XX |  | AW | HYDRAULIC W-PILOTS PVLV | XX |  |  | XX
10532413 | UNKNOWN | NJHH-11-VFLC-2 | ELLISBERG HS PMP2 DISCHRGBTRFLY /VALVE |  | NJBC | V | NJBC-CM-ELLIS | P203 | INSV | INST | HUSSAARM | 2013-10-13 | 129 PARK DR | [5 empty] | MANUAL | PUMP DISCHARGE | N | N | LAST |  | XX |  | OPEN |  | 999.00 TN | XX | N | AW | MANUAL PVLV | XX |  |  | XX
10532416 | UNKNOWN | NJHH-11-VFLC-3 | ELLISBERG HS PMP3 DISCHRGBTRFLY /VALVE |  | NJBC | V | NJBC-CM-ELLIS | P203 | INSV | INST | HUSSAARM | 2013-10-13 | 129 PARK DR | [5 empty] | MANUAL | PUMP DISCHARGE | N | N | LAST |  | XX |  | OPEN |  | 999.00 TN | XX | N | AW | MANUAL PVLV | XX |  |  | XX
10532419 | UNKNOWN | NJHH-11-VFLC-4 | ELLISBERG HS PMP4 DISCHRGBTRFLY /VALVE |  | NJBC | V | NJBC-CM-ELLIS | P203 | INSV | INST | HUSSAARM | 2013-10-13 | 129 PARK DR | [5 empty] | MANUAL | PUMP DISCHARGE | N | N | LAST |  | XX |  | OPEN |  | 999.00 TN | XX | N | AW | MANUAL PVLV | XX |  |  | XX
10532421 | UNKNOWN | NJHH-11-VFLC-1 | ELLISBERG-TNK GRND STOR ISOL /VALVE |  | NJBC | V | NJBC-CM-ELLIS-TNK. | P203 | INSV | INST | HUSSAARM | 2013-10-13 | 129 PARK DR | [7 empty] | Y | XX |  |  | XX |  | XX | 0 PSI | 999.00 TN | XX |  | AW | HYDRAULIC W-PILOTS PVLV | XX |  |  | XX
10532424 | UNKNOWN | NJHH-40-VALT-1 | EVESHAM Altitude /Valve |  | NJBC | V | NJBC-CM-EVBST | P203 | INSV | INST | HUSSAARM | 2013-10-13 | EVERGREEN RD |  | 66783 | [5 empty] | Y | XX |  |  | XX |  | XX | 0 PSI | 999.00 TN | XX |  | AW | HYDRAULIC W-PILOTS PVLV | XX |  |  | XX
10527874 | UNKNOWN | NJHH-23-VFLC-1 | FELLOWSHIP-TNK Gnd St Btr ISO /Valve |  | NJBC | V | NJBC-BU-FELLO-TNK. | P203 | INSV | INST | HUSSAARM | 2013-10-13 | FELLOWSHIP RD & OLNEY | [7 empty] | Y | XX |  |  | XX |  | XX |  | 999.00 TN | XX |  | AW | MANUAL PVLV | XX |  |  | XX
10527876 | UNKNOWN | NJHH-23-VALT-1 | FELLOWSHIP-TNK Isolation /Valve |  | NJBC | V | NJBC-BU-FELLO-TNK. | P203 | INSV | INST | HUSSAARM | 2013-10-13 | FELLOWSHIP RD & OLNEY | [7 empty] | Y | XX |  |  | XX |  | XX |  | 999.00 TN | XX |  | AW | HYDRAULIC W-PILOTS PVLV | XX |  |  | XX
10527877 | ROSS | NJHH-63-VFLC-1 | HAINESMILLTNK Altitude /Valve |  | NJBC | V | NJBC-BU-HMTNK | P203 | INSV | INST | HUSSAARM | 2013-10-13 | 129 HAINES MILL RD |  | 6597 | [5 empty] | Y | XX |  |  | XX |  | XX | 0 PSI | 999.00 TN | XX |  | AW | HYDRAULIC W-PILOTS PVLV | XX |  |  | XX
10527879 | UNKNOWN | NJHH-76-VINF-1 | HIGHLAND 12" Flow Control /Valve |  | NJBC | V | NJBC-BU-HIGHL | P203 | INSV | INST | HUSSAARM | 2013-10-13 | 1007 Highland Ave | [7 empty] | Y | XX |  |  | XX |  | XX | 0 PSI | 999.00 TN | XX |  | AW | MANUAL PVLV | XX |  |  | XX
10527881 | VAL-MATIC |  | WOODBURY BSTPMP1 DISCHRG CHK /VALVE |  | NJBC | V | NJBC-GL-WOODB | P203 | INSV | INST | HUSSAARM | 2013-10-13 | 770 Clearview Ave | [7 empty] | Y | XX |  |  | XX |  | XX |  | 999.00 TN | XX |  | AW | HYDRAULIC ONLY PVLV | XX |  |  | XX
10527883 | VAL-MATIC |  | WOODBURY BSTPMP2 DISCHRG CHK /VALVE |  | NJBC | V | NJBC-GL-WOODB | P203 | INSV | INST | HUSSAARM | 2013-10-13 | 770 Clearview Ave | [7 empty] | Y | XX |  |  | XX |  | XX |  | 999.00 TN | XX |  | AW | HYDRAULIC ONLY PVLV | XX |  |  | XX
10527885 | UNKNOWN | NJHH-76-VFLC-1 | HIGHLAND-TNK1 Isolation /Valve |  | NJBC | V | NJBC-BU-HIGHL-TNK1 | P203 | INSV | INST | HUSSAARM | 2013-10-13 | 1102 MORGAN AVE | [7 empty] | Y | XX |  |  | XX |  | XX |  | 999.00 TN | XX |  | AW | HYDRAULIC W-PILOTS PVLV | XX |  |  | XX
10527886 | UNKNOWN | NJHH-76-VFLC-2 | HIGHLAND-TNK2 Isolation /Valve |  | NJBC | V | NJBC-BU-HIGHL-TNK2 | P203 | INSV | INST | HUSSAARM | 2013-10-13 | 1102 MORGAN AVE | [7 empty] | Y | XX |  |  | XX |  | XX |  | 999.00 TN | XX |  | AW | HYDRAULIC W-PILOTS PVLV | XX |  |  | XX
10527888 | UNKNOWN | NJHH-76-BRPZ-1 | HIGHLAND Backpressure /Valve |  | NJBC | V | NJBC-BU-HIGHL | P203 | INSV | INST | HUSSAARM | 2013-10-13 | 1007 Highland Ave | [5 empty] | MANUAL | PRESSURE REGULATION | N | N | LAST |  | XX |  | CLOSED |  | 999.00 TN | XX | N | AW | MANUAL PVLV | XX |  |  | XX
10527890 | UNKNOWN |  | POMONA-W12 Well Discharge Gate /Valve |  | NJBC | V | NJBC-BU-POMON-W12. | P203 | INSV | INST | HUSSAARM | 2013-10-13 | 915 POMONA RD | [5 empty] | MANUAL | RAW WATER | N | N | LAST |  | XX |  | OPEN |  | 999.00 TN | XX | N | AW | MANUAL PVLV | XX |  |  | 8
10527892 | APCO | NJHH-73-VARE-1 | POMONA 1" Air Release /Valve |  | NJBC | V | NJBC-BU-POMON | P203 | INSV | INST | HUSSAARM | 2013-10-13 | 915 POMONA ROAD | [7 empty] | Y | XX |  |  | XX |  | XX |  | 999.00 TN | XX |  | AW | HYDRAULIC ONLY PVLV | XX |  |  | XX
10527893 | UNKNOWN | NJHH-73-BRPZ-1 | POMONA RPZ Backflow Device /Valve |  | NJBC | V | NJBC-BU-POMON | P203 | INSV | INST | HUSSAARM | 2013-10-13 | 915 POMONA ROAD | [7 empty] | Y | XX |  |  | XX |  | XX |  | 999.00 TN | XX |  | AW | BACKFLOW W-TEST PORTS PVLV | XX |  |  | XX
10527895 | UNKNOWN | NJHH-73-VAVA-1 | POMONA Vacuum Breaker /Valve |  | NJBC | V | NJBC-BU-POMON | P203 | INSV | INST | HUSSAARM | 2013-10-13 | 915 POMONA ROAD | [7 empty] | Y | XX |  |  | XX |  | XX |  | 999.00 TN | XX |  | AW | HYDRAULIC ONLY PVLV | XX |  |  | XX
10527896 | PRATT |  | POMONA-W10 Well Discharge Globe /Valve |  | NJBC | V | NJBC-BU-POMON-W10. | P203 | INSV | INST | HUSSAARM | 2013-10-13 | 915 POMONA RD | [5 empty] | MANUAL | RAW WATER | N | N | LAST |  | FLANGED |  | OPEN |  | 999.00 TN | LEFT | N | AW | MANUAL PVLV | XX |  |  | 6
10527898 | PRATT | NJHH-69-VFLC-2 | POMONA-ALB-W14 DISCHRGBTRFLY /VALVE |  | NJBC | V | NJBC-BU-POMON-ALB.-W14. | P203 | INSV | INST | HUSSAARM | 2013-10-13 | 2712 NEW ALBANY RD | [5 empty] | MANUAL | PUMP DISCHARGE | N | N | LAST |  | XX |  | OPEN |  | 999.00 TN | XX | N | AW | MANUAL PVLV | XX |  |  | 8
10527899 | PRATT | NJHH-69-VFLC-1 | POMONA-ALB-W26 DISCHRGBTRFLY /VALVE |  | NJBC | V | NJBC-BU-POMON-ALB.-W26. | P203 | INSV | INST | HUSSAARM | 2013-10-13 | 2712 NEW ALBANY RD | [5 empty] | MANUAL | PUMP DISCHARGE | N | N | LAST |  | FLANGED |  | OPEN |  | 26.00 TN | XX | N | AW | MANUAL PVLV | XX |  |  | 8
10529103 | UNKNOWN |  | MANS-PLT Air Blow Down #6 /Valve |  | NJBC | V | NJBC-MF-MANS.-PLT. | P203 | INSV | INST | HUSSAARM | 2013-10-13 | 3165 RTE 206 | [6 empty] | ISOLATION | Y | XX |  |  | XX |  | XX |  | 999.00 TN | XX |  | AW | ELECTRIC MOTOR PVLV | XX |  |  | XX
10529105 | UNKNOWN |  | MANS-PLT Air Blow Down #7 /Valve |  | NJBC | V | NJBC-MF-MANS.-PLT. | P203 | INSV | INST | HUSSAARM | 2013-10-13 | 3165 RTE 206 | [6 empty] | ISOLATION | Y | XX |  |  | XX |  | XX |  | 999.00 TN | XX |  | AW | ELECTRIC MOTOR PVLV | XX |  |  | XX
10529108 | UNKNOWN |  | MANS-PLT Flow Control Valve 202 /Valve |  | NJBC | V | NJBC-MF-MANS.-PLT. | P203 | INSV | INST | HUSSAARM | 2013-10-13 | 3165 RTE 206 | [6 empty] | ISOLATION | Y | XX |  |  | XX |  | XX |  | 999.00 TN | XX |  | AW | ELECTRIC MOTOR PVLV | XX |  |  | XX
10529111 | UNKNOWN |  | MANS-PLT FLW CTRL VLV204V DRAIN /VALVE |  | NJBC | V | NJBC-MF-MANS.-PLT. | P203 | INSV | INST | HUSSAARM | 2013-10-13 | 3165 RTE 206 | [6 empty] | ISOLATION | Y | XX |  |  | XX |  | XX |  | 999.00 TN | XX |  | AW | ELECTRIC MOTOR PVLV | XX |  |  | XX
10529114 | UNKNOWN |  | MANS-PLT FLW CTRL 204A SETT TK /VALVE |  | NJBC | V | NJBC-MF-MANS.-PLT. | P203 | INSV | INST | HUSSAARM | 2013-10-13 | 3165 RTE 206 | [6 empty] | ISOLATION | Y | XX |  |  | XX |  | XX |  | 999.00 TN | XX |  | AW | ELECTRIC MOTOR PVLV | XX |  |  | XX
10530901 | ROSS | NJHH-73-VFLC-1 | POMONA-TNK Altitude /Valve |  | NJBC | V | NJBC-BU-POMON-TNK. | P203 | INSV | INST | HUSSAARM | 2013-10-13 | 915 POMONA ROAD |  | 65204 | [5 empty] | Y | XX |  |  | XX |  | XX | 0 PSI | 999.00 TN | XX |  | AW | HYDRAULIC W-PILOTS PVLV | XX |  |  | XX
10530903 | UNKNOWN | NJHH-5-VFLC-3 | RIVERROAD BSTPMP3 DISCHRGBTRFLY /VALVE |  | NJBC | V | NJBC-BU-RVBST | P203 | INSV | INST | HUSSAARM | 2013-10-13 | 2767 BROAD ST | [5 empty] | MANUAL | PUMP DISCHARGE | N | N | LAST |  | XX |  | OPEN |  | 999.00 TN | XX | N | AW | MANUAL PVLV | XX |  |  | XX
10530905 | UNKNOWN |  | TAYLORS BSTPMP2 SUCTBTRFLY /VALVE |  | NJBC | V | NJBC-BU-TAYLO | P203 | INSV | INST | HUSSAARM | 2013-10-13 | 1906 TAYLORS LN | [5 empty] | MANUAL | PUMP SUCTION | N | N | LAST | WORM | FLANGED | CAST IRON | OPEN |  | 999.00 TN | XX | N | AW | MANUAL PVLV | XX |  |  | XX
10530907 | UNKNOWN |  | 30TH-BST HS PMP2 DISCHRG GT /VALVE |  | NJBC | V | NJBC-CM-30TH.-BST. | P203 | INSV | INST | HUSSAARM | 2013-10-13 | 2940 SAUNDERS ST | [5 empty] | MANUAL | PUMP DISCHARGE | N | XX |  |  | XX |  | OPEN |  | 999.00 TN | XX |  | AW | MANUAL PVLV | XX |  |  | XX
10530908 | EIM COMPANY | NJHH-5-VFLC-2 | RIVERROAD-TNK GRND STOR BTRFLY /VALVE |  | NJBC | V | NJBC-BU-RVBST-YTNK | P203 | INSV | INST | HUSSAARM | 2013-10-13 | 2765 BROAD ST | [7 empty] | Y | XX |  |  | XX |  | XX |  | 999.00 TN | XX |  | AW | ELECTRIC MOTOR PVLV | XX |  |  | XX
10530910 | UNKNOWN | NJHH-5-VFLC-4 | RIVERROAD-TNK GRND STOR INF GT /VALVE |  | NJBC | V | NJBC-BU-RVBST-YTNK | P203 | INSV | INST | HUSSAARM | 2013-10-13 | 2765 BROAD ST | [5 empty] | MANUAL | ISOLATION | N | N | LAST |  | MJ | CAST IRON | OPEN |  | 999.00 TN | XX | N | AW | MANUAL PVLV | XX |  |  | 12
10530912 | ROSS | NJHH-61-VFLC-1 | RIVERSIDETNK Altitude /Valve |  | NJBC | V | NJBC-BU-RVTNK | P203 | INSV | INST | HUSSAARM | 2013-10-13 | HANCOCK STREET |  | 65296 | [5 empty] | Y | XX |  |  | XX |  | XX | 0 PSI | 999.00 TN | XX |  | AW | HYDRAULIC W-PILOTS PVLV | XX |  |  | XX
10530914 | UNKNOWN |  | RIVERSIDETNK Altitude By pass /Valve |  | NJBC | V | NJBC-BU-RVTNK | P203 | INSV | INST | HUSSAARM | 2013-10-13 | HANCOCK STREET | [5 empty] | MANUAL | BYPASS | N | N | LAST |  | MJ | CAST IRON | CLOSED |  | 999.00 TN | XX | N | AW | MANUAL PVLV | XX |  |  | 12
10530916 | UNKNOWN |  | RIVERSIDETNK Altitude Influent /Valve |  | NJBC | V | NJBC-BU-RVTNK | P203 | INSV | INST | HUSSAARM | 2013-10-13 | HANCOCK STREET | [5 empty] | MANUAL | ISOLATION | N | N | LAST |  | MJ | CAST IRON | OPEN |  | 999.00 TN | XX | N | AW | MANUAL PVLV | XX |  |  | 12
10530917 | UNKNOWN |  | RT130VLV Flow Control /Valve |  | NJBC | V | NJBC-BU-RT130 | P203 | INSV | INST | HUSSAARM | 2013-10-13 | 4136 ROUTE 130 NORTH | [7 empty] | Y | XX |  |  | XX |  | XX |  | 999.00 TN | XX |  | AW | ELECTRIC MOTOR PVLV | XX |  |  | XX
10530918 | UNKNOWN | NJHH-74-VFLC-1 | STEPHENS-W28 Discharge Butterfly /Valve |  | NJBC | V | NJBC-BU-STEPH-W28. | P203 | INSV | INST | HUSSAARM | 2013-10-13 | 208 STEPHEN DR | [5 empty] | MANUAL | PUMP DISCHARGE | N | N | LAST |  | FLANGED | CAST IRON | OPEN |  | 999.00 TN | XX | N | AW | MANUAL PVLV | XX |  |  | 8
10530920 | UNKNOWN | NJHH-71-VFLC-4 | TAYLORS BSTPMP1 SUCTBTRFLY /VALVE |  | NJBC | V | NJBC-BU-TAYLO | P203 | INSV | INST | HUSSAARM | 2013-10-13 | 1906 TAYLORS LN | [5 empty] | MANUAL | PUMP SUCTION | N | N | LAST | WORM | FLANGED | CAST IRON | OPEN |  | 999.00 TN | XX | N | AW | MANUAL PVLV | XX |  |  | XX
10530922 | UNKNOWN | NJHH-71-VFLC-3 | TAYLORS BSTPMP1 DISCHRGBTRFLY /VALVE |  | NJBC | V | NJBC-BU-TAYLO | P203 | INSV | INST | HUSSAARM | 2013-10-13 | 1906 TAYLORS LN | [5 empty] | MANUAL | PUMP DISCHARGE | N | N | LAST | WORM | FLANGED | CAST IRON | OPEN |  | 999.00 TN | XX | N | AW | MANUAL PVLV | XX |  |  | XX
10530923 | UNKNOWN | NJHH-71-VFLC-2 | TAYLORS BSTPMP2 DISCHRGBTRFLY /VALVE |  | NJBC | V | NJBC-BU-TAYLO | P203 | INSV | INST | HUSSAARM | 2013-10-13 | 1906 TAYLORS LN | [5 empty] | MANUAL | PUMP DISCHARGE | N | N | LAST | WORM | FLANGED | CAST IRON | OPEN |  | 999.00 TN | XX | N | AW | MANUAL PVLV | XX |  |  | XX
10530925 | UNKNOWN | NJHH-71-VFLC-1 | TAYLORS-TNK GRND STOR ISOL /VALVE |  | NJBC | V | NJBC-BU-TAYLO-TNK. | P203 | INSV | INST | HUSSAARM | 2013-10-13 | 1906 TAYLORS LN | [7 empty] | Y | XX |  |  | XX |  | XX | 0 PSI | 999.00 TN | XX |  | AW | HYDRAULIC W-PILOTS PVLV | XX |  |  | XX
10530927 | UNKNOWN | NJHH-27-VALT-1 | 30TH Altitude /Valve |  | NJBC | V | NJBC-CM-30TH. | P203 | INSV | INST | HUSSAARM | 2013-10-13 | 2940 SAUNDERS ST | [7 empty] | Y | XX |  |  | XX |  | XX | 0 PSI | 999.00 TN | XX |  | AW | HYDRAULIC W-PILOTS PVLV | XX |  |  | XX
10530929 | UNKNOWN | NJHH-27-VFLC-2 | 30TH-BST HS PMP3 DISCHRG GT /VALVE |  | NJBC | V | NJBC-CM-30TH.-BST. | P203 | INSV | INST | HUSSAARM | 2013-10-13 | 2940 SAUNDERS ST | [5 empty] | MANUAL | PUMP DISCHARGE | N | N | LAST |  | XX |  | OPEN |  | 999.00 TN | XX | N | AW | MANUAL PVLV | XX |  |  | XX
10530931 | UNKNOWN | NJHH-9-VARE-1 | ASHLAND-W17 Air Release /Valve |  | NJBC | V | NJBC-CM-ASHLA-W17. | P203 | INSV | INST | HUSSAARM | 2013-10-13 | 107 ATLANTIC AVE | [7 empty] | Y | XX |  |  | XX |  | XX |  | 999.00 TN | XX |  | AW | HYDRAULIC ONLY PVLV | XX |  |  | XX
10530932 | UNKNOWN | NJHH-16-VARE-1 | BROWNING Filter #1 Air Release /Valve |  | NJBC | V | NJBC-CM-BROWN | P203 | INSV | INST | HUSSAARM | 2013-10-13 | BROWINING LANE | [7 empty] | Y | XX |  |  | XX |  | XX |  | 999.00 TN | XX |  | AW | HYDRAULIC ONLY PVLV | XX |  |  | XX
10530934 | UNKNOWN | NJHH-16-VARE-2 | BROWNING Filter #2 Air Release /Valve |  | NJBC | V | NJBC-CM-BROWN | P203 | INSV | INST | HUSSAARM | 2013-10-13 | BROWINING LANE | [7 empty] | Y | XX |  |  | XX |  | XX |  | 999.00 TN | XX |  | AW | HYDRAULIC ONLY PVLV | XX |  |  | XX
10530936 | UNKNOWN | NJHH-16-VARE-3 | BROWNING Filter #3 Air Release /Valve |  | NJBC | V | NJBC-CM-BROWN | P203 | INSV | INST | HUSSAARM | 2013-10-13 | BROWINING LANE | [7 empty] | Y | XX |  |  | XX |  | XX |  | 999.00 TN | XX |  | AW | HYDRAULIC ONLY PVLV | XX |  |  | XX
10530938 | UNKNOWN | NJHH-16-VARE-4 | BROWNING Filter #4 Air Release /Valve |  | NJBC | V | NJBC-CM-BROWN | P203 | INSV | INST | HUSSAARM | 2013-10-13 | BROWINING LANE | [7 empty] | Y | XX |  |  | XX |  | XX |  | 999.00 TN | XX |  | AW | HYDRAULIC ONLY PVLV | XX |  |  | XX
10542970 | CLA-VAL |  | CAMDENFEIC 12" Cla Val /Valve |  | NJBC | V | NJBC-CM-CAFIC | P203 | INSV | INST | HUSSAARM | 2013-10-13 | FEDERAL STREET | [7 empty] | Y | XX |  |  | XX |  | XX | 0 PSI | 999.00 TN | XX |  | AW | HYDRAULIC W-PILOTS PVLV | XX |  |  | XX
10542972 | CLA-VAL |  | CAMDENFEIC 20" Cla Val /Valve |  | NJBC | V | NJBC-CM-CAFIC | P203 | INSV | INST | HUSSAARM | 2013-10-13 | FEDERAL STREET | [7 empty] | Y | XX |  |  | XX |  | XX | 0 PSI | 999.00 TN | XX |  | AW | HYDRAULIC W-PILOTS PVLV | XX |  |  | XX
10542974 | UNKNOWN |  | CENTRALIC Flow Control /Valve |  | NJBC | V | NJBC-CM-CENTR | P203 | INSV | INST | HUSSAARM | 2013-10-13 | EVESHAM ROAD | [5 empty] | MANUAL | PRESSURE REGULATION | N | XX |  |  | XX |  | THROTTLING | 0 PSI | 999.00 TN | XX |  | AW | MANUAL PVLV | XX |  |  | 12
10542976 | US PIPE |  | CENTRALIC SUCT LN GT ACTIV /VALVE |  | NJBC | V | NJBC-CM-CENTR | P203 | INSV | INST | HUSSAARM | 2013-10-13 | EVESHAM ROAD | [5 empty] | MANUAL | ISOLATION | N | XX |  |  | FLANGED |  | XX |  | 999.00 TN | XX |  | AW | MANUAL PVLV | XX |  |  | 8
10542977 | US PIPE |  | CENTRALIC SUCT LN GT INACTIV /VALVE |  | NJBC | V | NJBC-CM-CENTR | P203 | INSV | INST | HUSSAARM | 2013-10-13 | EVESHAM ROAD | [5 empty] | MANUAL | ISOLATION | N | XX |  |  | FLANGED |  | XX |  | 999.00 TN | XX |  | AW | MANUAL PVLV | XX |  |  | 8
10542978 | PRATT |  | CENTRALIC BTRFLY B4 CLA ACTIV /VALVE |  | NJBC | V | NJBC-CM-CENTR | P203 | INSV | INST | HUSSAARM | 2013-10-13 | EVESHAM ROAD | [5 empty] | MANUAL | ISOLATION | N | XX |  |  | FLANGED |  | XX |  | 999.00 TN | XX |  | AW | MANUAL PVLV | XX |  |  | 12
10542980 | UNKNOWN |  | CENTRALIC BTRFLY B4 CLA INACTIV /VALVE |  | NJBC | V | NJBC-CM-CENTR | P203 | INSV | INST | HUSSAARM | 2013-10-13 | EVESHAM ROAD | [5 empty] | MANUAL | ISOLATION | N | XX |  |  | XX |  | XX |  | 999.00 TN | XX |  | AW | MANUAL PVLV | XX |  |  | 12
10542982 | CLA-VAL |  | CENTRALIC Pressure Control /Valve |  | NJBC | V | NJBC-CM-CENTR | P203 | INSV | INST | HUSSAARM | 2013-10-13 | EVESHAM ROAD | [7 empty] | Y | XX |  |  | XX |  | XX | 0 PSI | 999.00 TN | XX |  | AW | HYDRAULIC W-PILOTS PVLV | XX |  |  | XX
10542983 | PRATT |  | CHAPELAVIC Flow Control /Valve |  | NJBC | V | NJBC-CM-CHAPE | P203 | INSV | INST | HUSSAARM | 2013-10-13 | CHAPEL AVENUE |  | 23020-1 | [5 empty] | Y | XX |  |  | XX |  | XX |  | 999.00 TN | XX |  | AW | ELECTRIC MOTOR PVLV | XX |  |  | XX
10542985 | UNKNOWN |  | CHAPELAVIC Suction Line Gate /Valve |  | NJBC | V | NJBC-CM-CHAPE | P203 | INSV | INST | HUSSAARM | 2013-10-13 | CHAPEL AVENUE | [5 empty] | MANUAL | ISOLATION | N | XX |  |  | XX |  | XX |  | 999.00 TN | XX |  | AW | MANUAL PVLV | XX |  |  | 8
10542987 | PRATT |  | CHAPELAVIC BTRFLY UPSTRM OF CLA /VALVE |  | NJBC | V | NJBC-CM-CHAPE | P203 | INSV | INST | HUSSAARM | 2013-10-13 | CHAPEL AVENUE |  | 23020-1 |  |  |  | MANUAL | ISOLATION | N | XX |  |  | XX |  | XX |  | 999.00 TN | XX |  | AW | MANUAL PVLV | XX |  |  | 12
10542989 | PRATT |  | CHAPELAVIC 12in Butterfly Flange /Valve |  | NJBC | V | NJBC-CM-CHAPE | P203 | INSV | INST | HUSSAARM | 2013-10-13 | CHAPEL AVENUE |  | 23020-1 |  |  |  | MANUAL | ISOLATION | N | XX |  |  | XX |  | XX |  | 999.00 TN | XX |  | AW | MANUAL PVLV | XX |  |  | 12
10542991 | CLA-VAL |  | CHAPELAVIC Pressure Control /Valve |  | NJBC | V | NJBC-CM-CHAPE | P203 | INSV | INST | HUSSAARM | 2013-10-13 | CHAPEL AVENUE | [7 empty] | Y | XX |  |  | XX |  | XX | 0 PSI | 999.00 TN | XX |  | AW | HYDRAULIC W-PILOTS PVLV | XX |  |  | XX
10542992 | PRATT |  | HAINESMOIC FLW CTRL-BURLINGTON /VALVE |  | NJBC | V | NJBC-BU-HMOIC | P203 | INSV | INST | HUSSAARM | 2013-10-13 | 1005 WESTFIELD RD | [7 empty] | Y | XX |  |  | XX |  | XX |  | 999.00 TN | XX |  | AW | ELECTRIC MOTOR PVLV | XX |  |  | XX
10542994 | PRATT |  | HAINESMOIC FLW CTRL-MOORESTWN /VALVE |  | NJBC | V | NJBC-BU-HMOIC | P203 | INSV | INST | HUSSAARM | 2013-10-13 | 1005 WESTFIELD RD | [7 empty] | Y | XX |  |  | XX |  | XX |  | 999.00 TN | XX |  | AW | ELECTRIC MOTOR PVLV | XX |  |  | XX
10542996 | US PIPE |  | HAINESMOIC SUCT GT-BURLINGTON /VALVE |  | NJBC | V | NJBC-BU-HMOIC | P203 | INSV | INST | HUSSAARM | 2013-10-13 | 1005 WESTFIELD RD | [5 empty] | MANUAL | ISOLATION | N | XX |  |  | XX |  | XX | 0 PSI | 999.00 TN | XX |  | AW | MANUAL PVLV | XX |  |  | 8
10542997 | US PIPE |  | HAINESMOIC SUCT GT-MOORESTWN /VALVE |  | NJBC | V | NJBC-BU-HMOIC | P203 | INSV | INST | HUSSAARM | 2013-10-13 | 1005 WESTFIELD RD | [5 empty] | MANUAL | ISOLATION | N | XX |  |  | XX |  | XX |  | 999.00 TN | XX |  | AW | MANUAL PVLV | XX |  |  | 8
10542999 | CLA-VAL |  | HAINESMOIC PRS CTRL-BURLINGTON /VALVE |  | NJBC | V | NJBC-BU-HMOIC | P203 | INSV | INST | HUSSAARM | 2013-10-13 | 1005 WESTFIELD RD | [7 empty] | Y | XX |  |  | XX |  | XX | 0 PSI | 999.00 TN | XX |  | AW | HYDRAULIC W-PILOTS PVLV | XX |  |  | XX
10544400 | CLA-VAL |  | HAINESMOIC PRS CTRL-MOORESTWN /VALVE |  | NJBC | V | NJBC-BU-HMOIC | P203 | INSV | INST | HUSSAARM | 2013-10-13 | 1005 WESTFIELD RD | [7 empty] | Y | XX |  |  | XX |  | XX | 0 PSI | 999.00 TN | XX |  | AW | HYDRAULIC W-PILOTS PVLV | XX |  |  | XX
10544402 | VAL-MATIC |  | ROWANLRIC Suction Check /Valve |  | NJBC | V | NJBC-GL-ROLIC | P203 | INSV | INST | HUSSAARM | 2013-10-13 | 701 LAMBS RD | [7 empty] | Y | XX |  |  | XX |  | XX |  | 999.00 TN | XX |  | AW | HYDRAULIC ONLY PVLV | XX |  |  | XX
10544404 | PRATT |  | ROWANLRIC Flow Control /Valve |  | NJBC | V | NJBC-GL-ROLIC | P203 | INSV | INST | HUSSAARM | 2013-10-13 | 701 LAMBS RD | [7 empty] | Y | XX |  |  | XX |  | XX |  | 999.00 TN | XX |  | AW | ELECTRIC MOTOR PVLV | XX |  |  | XX
10544406 | MH |  | ROWANLRIC 6" Gate Before Cla Val /Valve |  | NJBC | V | NJBC-GL-ROLIC | P203 | INSV | INST | HUSSAARM | 2013-10-13 | 701 LAMBS RD | [5 empty] | MANUAL | ISOLATION | N | N | LAST |  | FLANGED |  | XX |  | 999.00 TN | XX |  | AW | MANUAL PVLV | XX |  |  | 6
10544408 | MH |  | ROWANLRIC 6" Gate After Cla Val /Valve |  | NJBC | V | NJBC-GL-ROLIC | P203 | INSV | INST | HUSSAARM | 2013-10-13 | 701 LAMBS RD | [5 empty] | MANUAL | ISOLATION | N | N | LAST |  | FLANGED |  | XX |  | 999.00 TN | XX |  | AW | MANUAL PVLV | XX |  |  | 6
10544409 | MH |  | ROWANLRIC 4" Gate Before Cla Val /Valve |  | NJBC | V | NJBC-GL-ROLIC | P203 | INSV | INST | HUSSAARM | 2013-10-13 | 701 LAMBS RD | [5 empty] | MANUAL | ISOLATION | N | N | LAST |  | FLANGED |  | XX |  | 999.00 TN | XX |  | AW | MANUAL PVLV | XX |  |  | 4
10544411 | MH |  | ROWANLRIC 4" Gate After Cla Val /Valve |  | NJBC | V | NJBC-GL-ROLIC | P203 | INSV | INST | HUSSAARM | 2013-10-13 | 701 LAMBS RD | [5 empty] | MANUAL | ISOLATION | N | N | LAST |  | FLANGED |  | XX |  | 999.00 TN | XX |  | AW | MANUAL PVLV | XX |  |  | 4
10544413 | CLA-VAL |  | ROWANLRIC 4" Pressure Reducing /Valve |  | NJBC | V | NJBC-GL-ROLIC | P203 | INSV | INST | HUSSAARM | 2013-10-13 | 701 LAMBS RD | [7 empty] | Y | XX |  |  | XX |  | XX | 0 PSI | 999.00 TN | XX |  | AW | HYDRAULIC W-PILOTS PVLV | XX |  |  | XX
10544415 | CLA-VAL |  | ROWANLRIC 6" Pressure Reducing /Valve |  | NJBC | V | NJBC-GL-ROLIC | P203 | INSV | INST | HUSSAARM | 2013-10-13 | 701 LAMBS RD | [7 empty] | Y | XX |  |  | XX |  | XX | 0 PSI | 999.00 TN | XX |  | AW | HYDRAULIC W-PILOTS PVLV | XX |  |  | XX
10544416 | CLA-VAL |  | ROWANLRIC 2" Pressure Reducing /Valve |  | NJBC | V | NJBC-GL-ROLIC | P203 | INSV | INST | HUSSAARM | 2013-10-13 | 701 LAMBS RD | [7 empty] | Y | XX |  |  | XX |  | XX | 0 PSI | 999.00 TN | XX |  | AW | HYDRAULIC W-PILOTS PVLV | XX |  |  | XX
10544418 | PRATT |  | WINSLOWIC Flow Control /Valve |  | NJBC | V | NJBC-CM-WIHIC | P203 | INSV | INST | HUSSAARM | 2013-10-13 | 210 HEARTHSTONE DR | [7 empty] | Y | XX |  |  | XX |  | XX |  | 999.00 TN | XX |  | AW | ELECTRIC MOTOR PVLV | XX |  |  | XX
10544419 | MH |  | WINSLOWIC Gate Suction /Valve |  | NJBC | V | NJBC-CM-WIHIC | P203 | INSV | INST | HUSSAARM | 2013-10-13 | 210 HEARTHSTONE DR | [5 empty] | MANUAL | PUMP SUCTION | N | N | LAST |  | FLANGED |  | XX |  | 999.00 TN | XX |  | AW | MANUAL PVLV | XX |  |  | 12
10544421 | CLA-VAL |  | WINSLOWIC Pressure Control /Valve |  | NJBC | V | NJBC-CM-WIHIC | P203 | INSV | INST | HUSSAARM | 2013-10-13 | 210 HEARTHSTONE DR | [7 empty] | Y | XX |  |  | XX |  | XX | 0 PSI | 999.00 TN | XX |  | AW | HYDRAULIC W-PILOTS PVLV | XX |  |  | XX
10544423 | VAL-MATIC |  | WINSLOWIC Air Release /Valve |  | NJBC | V | NJBC-CM-WIHIC | P203 | INSV | INST | HUSSAARM | 2013-10-13 | 210 HEARTHSTONE DR | [7 empty] | Y | XX |  |  | XX |  | XX |  | 999.00 TN | XX |  | AW | HYDRAULIC ONLY PVLV | XX |  |  | XX
10544425 | PRATT |  | HUTTONHILL-IC Flow Control /Valve |  | NJBC | V | NJBC-CM-HUTTO-IC.. | P203 | INSV | INST | HUSSAARM | 2013-10-13 | 1911 KRESSON RD | [7 empty] | Y | XX |  |  | XX |  | XX |  | 999.00 TN | XX |  | AW | ELECTRIC MOTOR PVLV | XX |  |  | XX
10544426 | US PIPE |  | HUTTONHILL-IC SUCT GT ACTIV /VALVE |  | NJBC | V | NJBC-CM-HUTTO-IC.. | P203 | INSV | INST | HUSSAARM | 2013-10-13 | 1911 KRESSON RD | [5 empty] | MANUAL | ISOLATION | N | N | LAST |  | FLANGED |  | XX |  | 999.00 TN | XX |  | AW | MANUAL PVLV | XX |  |  | 8
10544428 | US PIPE |  | HUTTONHILL-IC SUCT GT INACTIV /VALVE |  | NJBC | V | NJBC-CM-HUTTO-IC.. | P203 | INSV | INST | HUSSAARM | 2013-10-13 | 1911 KRESSON RD | [5 empty] | MANUAL | ISOLATION | N | N | LAST |  | FLANGED |  | XX |  | 999.00 TN | XX |  | AW | MANUAL PVLV | XX |  |  | 8
10544430 | CLA-VAL |  | HUTTONHLL-IC BTRFLY B4 CLA ACTIV /VALVE |  | NJBC | V | NJBC-CM-HUTTO-IC.. | P203 | INSV | INST | HUSSAARM | 2013-10-13 | 1911 KRESSON RD | [5 empty] | MANUAL | ISOLATION | N | N | LAST |  | FLANGED | DUCTILE IRON | OPEN |  | 999.00 TN | XX |  | AW | MANUAL PVLV | 150 |  |  | 12
10544432 | CLA-VAL |  | HUTTONHLL-ICBTRFLY B4 CLA INACTIV /VALVE |  | NJBC | V | NJBC-CM-HUTTO-IC.. | P203 | INSV | INST | HUSSAARM | 2013-10-13 | 1911 KRESSON RD | [5 empty] | MANUAL | ISOLATION | N | N | LAST |  | FLANGED | DUCTILE IRON | OPEN |  | 999.00 TN | XX |  | AW | MANUAL PVLV | 150 |  |  | 12
10544433 | CLA-VAL |  | HUTTONHILL-IC Pressure Control /Valve |  | NJBC | V | NJBC-CM-HUTTO-IC.. | P203 | INSV | INST | HUSSAARM | 2013-10-13 | 1911 KRESSON RD | [7 empty] | Y | XX |  |  | XX |  | XX | 0 PSI | 999.00 TN | XX |  | AW | HYDRAULIC W-PILOTS PVLV | XX |  |  | XX
10544435 | CRISPIN |  | COOPER-W32 Air Release /Valve |  | NJBC | V | NJBC-BU-COOPE-W32. | P203 | INSV | INST | HUSSAARM | 2013-10-13 | 100 HENDRICKSON AVE | [7 empty] | Y | XX |  |  | XX |  | XX |  | 999.00 TN | XX |  | AW | HYDRAULIC ONLY PVLV | XX |  |  | XX
10544437 | CRISPIN |  | HIGHLAND-W13 Air Release /Valve |  | NJBC | V | NJBC-BU-HIGHL-W13. | P203 | INSV | INST | HUSSAARM | 2013-10-13 | 1102 MORGAN AVE | [7 empty] | Y | XX |  |  | XX |  | XX |  | 999.00 TN | XX |  | AW | HYDRAULIC ONLY PVLV | XX |  |  | XX
10544438 | CRISPIN | NJHH-76-VARE-1 | HIGHLAND-W27 Air Release /Valve |  | NJBC | V | NJBC-BU-HIGHL-W27. | P203 | INSV | INST | HUSSAARM | 2013-10-13 | 1007 HIGHLAND AVE | [7 empty] | Y | XX |  |  | XX |  | XX |  | 999.00 TN | XX |  | AW | HYDRAULIC ONLY PVLV | XX |  |  | XX
10544440 | PRATT |  | WOODBURY BSTPMP1 DISCHRGBTRFLY /VALVE |  | NJBC | V | NJBC-GL-WOODB | P203 | INSV | INST | HUSSAARM | 2013-10-13 | 770 Clearview Ave | [7 empty] | N | XX |  |  | XX |  | XX |  | 999.00 TN | XX |  | AW | MANUAL PVLV | XX |  |  | XX
10544442 | CRISPIN |  | ASHLAND-W17 Air Release /Valve |  | NJBC | V | NJBC-CM-ASHLA-W17. | P203 | INSV | INST | HUSSAARM | 2013-10-13 | 107 ATLANTIC AVE | [7 empty] | Y | XX |  |  | XX |  | XX |  | 999.00 TN | XX |  | AW | HYDRAULIC ONLY PVLV | XX |  |  | XX
10541497 | VAL-MATIC |  | PINEHILLCRIC AIR REL B4 FLOMET /VALVE |  | NJBC | V | NJBC-CM-PINEH | P203 | INSV | INST | HUSSAARM | 2013-10-13 | [8 empty] | Y | XX |  |  | XX |  | XX |  | 999.00 TN | XX |  | AW | HYDRAULIC ONLY PVLV | XX |  |  | XX
10541498 | VAL-MATIC |  | PINEHILLCRIC BSTPMP1 DISCHRG CHK /VALVE |  | NJBC | V | NJBC-CM-PINEH | P203 | INSV | INST | HUSSAARM | 2013-10-13 | [8 empty] | Y | XX |  |  | XX |  | XX |  | 999.00 TN | XX |  | AW | HYDRAULIC ONLY PVLV | XX |  |  | XX
10542900 | VAL-MATIC |  | PINEHILLCRIC BSTPMP2 DISCHRG CHK /VALVE |  | NJBC | V | NJBC-CM-PINEH | P203 | INSV | INST | HUSSAARM | 2013-10-13 | [8 empty] | Y | XX |  |  | XX |  | XX |  | 999.00 TN | XX |  | AW | HYDRAULIC ONLY PVLV | XX |  |  | XX
10542902 | PRATT |  | ELKAUIC 3" Flow Control /Valve |  | NJBC | V | NJBC-GL-ELKAU | P203 | OOS | INAC INST | HUSSAARM | 2013-10-13 | 603 AURA RD |  | 861684-2-1-HP | [5 empty] | Y | XX |  |  | XX |  | XX |  | 999.00 TN | XX |  | AW | ELECTRIC MOTOR PVLV | XX |  |  | XX
10542903 | PRATT |  | ELKAUIC 12" Flow Control /Valve |  | NJBC | V | NJBC-GL-ELKAU | P203 | OOS | INAC INST | HUSSAARM | 2013-10-13 | 603 AURA RD |  | 861684-1-1-HP | [5 empty] | Y | XX |  |  | XX |  | XX |  | 999.00 TN | XX |  | AW | ELECTRIC MOTOR PVLV | XX |  |  | XX
10542905 | PRATT |  | MTHOLLYIC Flow Control /Valve |  | NJBC | V | NJBC-BU-MTHOL | P203 | INSV | INST | HUSSAARM | 2013-10-13 | 2909 MARNE HWY | [7 empty] | Y | XX |  |  | XX |  | XX |  | 999.00 TN | XX |  | AW | ELECTRIC MOTOR PVLV | XX |  |  | XX
10542907 | UNKNOWN |  | ELKAUIC 12" Suction Gate /Valve |  | NJBC | V | NJBC-GL-ELKAU | P203 | OOS | INAC INST | HUSSAARM | 2013-10-13 | 603 AURA RD | [5 empty] | MANUAL | ISOLATION | N | XX |  |  | XX |  | OPEN |  | 999.00 TN | XX |  | AW | MANUAL PVLV | XX |  |  | 12
10542909 | UNKNOWN |  | ELKAUIC 6" Suction Gate /Valve |  | NJBC | V | NJBC-GL-ELKAU | P203 | OOS | INAC INST | HUSSAARM | 2013-10-13 | 603 AURA RD | [5 empty] | MANUAL | ISOLATION | N | XX |  |  | XX |  | OPEN |  | 999.00 TN | XX |  | AW | MANUAL PVLV | XX |  |  | 6
10542910 | CLA-VAL |  | ELKAUIC 8" Pressure Control /Valve |  | NJBC | V | NJBC-GL-ELKAU | P203 | OOS | INAC INST | HUSSAARM | 2013-10-13 | 603 AURA RD | [7 empty] | Y | XX |  |  | XX |  | XX | 0 PSI | 999.00 TN | XX |  | AW | HYDRAULIC W-PILOTS PVLV | XX |  |  | XX
10542912 | CLA-VAL |  | ELKAUIC 3" Pressure Control /Valve |  | NJBC | V | NJBC-GL-ELKAU | P203 | OOS | INAC INST | HUSSAARM | 2013-10-13 | 603 AURA RD | [7 empty] | Y | XX |  |  | XX |  | XX | 0 PSI | 999.00 TN | XX |  | AW | HYDRAULIC W-PILOTS PVLV | XX |  |  | XX
10542914 | CLA-VAL |  | MTHOLLYIC Pressure Control /Valve |  | NJBC | V | NJBC-BU-MTHOL | P203 | INSV | INST | HUSSAARM | 2013-10-13 | 2909 MARNE HWY | [7 empty] | Y | XX |  |  | XX |  | XX | 0 PSI | 999.00 TN | XX |  | AW | HYDRAULIC W-PILOTS PVLV | XX |  |  | XX
10542915 | DEZURICK |  | MERCHCHIC 12" Flow Control /Valve |  | NJBC | V | NJBC-CM-MECIC | P203 | INSV | INST | HUSSAARM | 2013-10-13 | 462 3RD AVE | [7 empty] | Y | XX |  |  | XX |  | XX |  | 999.00 TN | XX |  | AW | ELECTRIC MOTOR PVLV | XX |  |  | XX
10542917 | DEZURICK |  | MERCHCHIC 6" Flow Control /Valve |  | NJBC | V | NJBC-CM-MECIC | P203 | INSV | INST | HUSSAARM | 2013-10-13 | 462 3RD AVE | [7 empty] | Y | XX |  |  | XX |  | XX |  | 999.00 TN | XX |  | AW | ELECTRIC MOTOR PVLV | XX |  |  | XX
10542919 | UNKNOWN |  | MERCHCHIC 12" Suction Gate /Valve |  | NJBC | V | NJBC-CM-MECIC | P203 | INSV | INST | HUSSAARM | 2013-10-13 | 462 3RD AVE | [5 empty] | MANUAL | ISOLATION | N | XX |  |  | XX |  | OPEN |  | 999.00 TN | XX |  | AW | MANUAL PVLV | XX |  |  | 12
10542920 | UNKNOWN |  | MERCHCHIC 6" Suction Gate /Valve |  | NJBC | V | NJBC-CM-MECIC | P203 | INSV | INST | HUSSAARM | 2013-10-13 | 462 3RD AVE | [5 empty] | MANUAL | ISOLATION | N | XX |  |  | XX |  | OPEN |  | 999.00 TN | XX |  | AW | MANUAL PVLV | XX |  |  | 6
10542922 | PRATT |  | EGREENHAIC Flow Control /Valve |  | NJBC | V | NJBC-GL-EGHIC | P203 | INSV | INST | HUSSAARM | 2013-10-13 | 208 Harrison Ave | [7 empty] | Y | XX |  |  | XX |  | XX |  | 999.00 TN | XX |  | AW | ELECTRIC MOTOR PVLV | XX |  |  | XX
10542924 | CLA-VAL |  | MERCHCHIC 8" Pressure Control /Valve |  | NJBC | V | NJBC-CM-MECIC | P203 | INSV | INST | HUSSAARM | 2013-10-13 | 462 3RD AVE | [7 empty] | Y | XX |  |  | XX |  | XX |  | 999.00 TN | XX |  | AW | HYDRAULIC W-PILOTS PVLV | XX |  |  | XX
10542926 | CLA-VAL |  | MERCHCHIC 3" Pressure Control /Valve |  | NJBC | V | NJBC-CM-MECIC | P203 | INSV | INST | HUSSAARM | 2013-10-13 | 462 3RD AVE | [7 empty] | Y | XX |  |  | XX |  | XX |  | 999.00 TN | XX |  | AW | HYDRAULIC W-PILOTS PVLV | XX |  |  | XX
10542928 | CLA-VAL |  | EGREENHAIC PRSREL SUCT 2 DISCHRG /VALVE |  | NJBC | V | NJBC-GL-EGHIC | P203 | INSV | INST | HUSSAARM | 2013-10-13 | 208 Harrison Ave | [7 empty] | Y | XX |  |  | XX |  | XX |  | 999.00 TN | XX |  | AW | HYDRAULIC ONLY PVLV | XX |  |  | XX
10542929 | CLA-VAL |  | EGREENHAIC PRSREL DISCHRG 2 SUCT /VALVE |  | NJBC | V | NJBC-GL-EGHIC | P203 | INSV | INST | HUSSAARM | 2013-10-13 | 208 Harrison Ave | [7 empty] | Y | XX |  |  | XX |  | XX |  | 999.00 TN | XX |  | AW | HYDRAULIC ONLY PVLV | XX |  |  | XX
10542931 | PRATT |  | MTLAURCHIC Booster Pump #1 Dis /Valve |  | NJBC | V | NJBC-BU-MLCIC | P203 | INSV | INST | HUSSAARM | 2013-10-13 | 4129 CHURCH RD | [7 empty] | Y | XX |  |  | XX |  | XX |  | 999.00 TN | XX |  | AW | MANUAL PVLV | XX |  |  | XX
10542933 | PRATT |  | MTLAURCHIC Booster Pump #2 Dis/Valve |  | NJBC | V | NJBC-BU-MLCIC | P203 | INSV | INST | HUSSAARM | 2013-10-13 | 4129 CHURCH RD | [7 empty] | Y | XX |  |  | XX |  | XX |  | 999.00 TN | XX |  | AW | MANUAL PVLV | XX |  |  | XX
10542934 | VAL-MATIC |  | MTLAURCHIC BSTPMP1 DISCHRG CHK /VALVE |  | NJBC | V | NJBC-BU-MLCIC | P203 | INSV | INST | HUSSAARM | 2013-10-13 | 4129 CHURCH RD | [7 empty] | Y | XX |  |  | XX |  | XX |  | 999.00 TN | XX |  | AW | HYDRAULIC ONLY PVLV | XX |  |  | XX
10542936 | VAL-MATIC |  | MTLAURCHIC BSTPMP2 DISCHRG CHK /VALVE |  | NJBC | V | NJBC-BU-MLCIC | P203 | INSV | INST | HUSSAARM | 2013-10-13 | 4129 CHURCH RD | [7 empty] | Y | XX |  |  | XX |  | XX |  | 999.00 TN | XX |  | AW | HYDRAULIC ONLY PVLV | XX |  |  | XX
10542938 | PRATT |  | MTLAURCHIC BSTPMP1 SUCTBTRFLYISOL /VALVE |  | NJBC | V | NJBC-BU-MLCIC | P203 | INSV | INST | HUSSAARM | 2013-10-13 | 4129 CHURCH RD | [5 empty] | MANUAL | ISOLATION | N | XX |  |  | XX |  | XX |  | 999.00 TN | XX |  | AW | MANUAL PVLV | XX |  |  | 12
10542940 | VAL-MATIC |  | GLASSAUIC BSTPMP1 DISCHRG CHK /VALVE |  | NJBC | V | NJBC-GL-GLASS | P203 | INSV | INST | HUSSAARM | 2013-10-13 | 450 AURA RD | [7 empty] | Y | XX |  |  | XX |  | XX |  | 999.00 TN | XX |  | AW | HYDRAULIC ONLY PVLV | XX |  |  | XX
10542941 | VAL-MATIC |  | GLASSAUIC BSTPMP2 DISCHRG CHK /VALVE |  | NJBC | V | NJBC-GL-GLASS | P203 | INSV | INST | HUSSAARM | 2013-10-13 | 450 AURA RD | [7 empty] | Y | XX |  |  | XX |  | XX |  | 999.00 TN | XX |  | AW | HYDRAULIC ONLY PVLV | XX |  |  | XX
10542943 | PRATT |  | GLASSAUIC Station Suction /Valve |  | NJBC | V | NJBC-GL-GLASS | P203 | INSV | INST | HUSSAARM | 2013-10-13 | 450 AURA RD |  | 828566-2-2HP | [5 empty] | Y | XX |  |  | XX |  | XX |  | 999.00 TN | XX |  | AW | ELECTRIC MOTOR PVLV | XX |  |  | XX
10542945 | PRATT |  | GLASSAUIC Station Discharge /Valve |  | NJBC | V | NJBC-GL-GLASS | P203 | INSV | INST | HUSSAARM | 2013-10-13 | 450 AURA RD |  | 828566-2-2HP | [5 empty] | Y | XX |  |  | XX |  | XX |  | 999.00 TN | XX |  | AW | ELECTRIC MOTOR PVLV | XX |  |  | XX
10542947 | PRATT |  | GLASSAUIC BSTPMP1 SUCTBTRFLY /VALVE |  | NJBC | V | NJBC-GL-GLASS | P203 | INSV | INST | HUSSAARM | 2013-10-13 | 450 AURA RD |  | 828566-4-3HP |  |  |  | MANUAL | ISOLATION | N | XX |  |  | XX |  | XX |  | 999.00 TN | XX |  | AW | MANUAL PVLV | 150 |  |  | 12
10542948 | PRATT |  | GLASSAUIC BSTPMP1DISCHARGE BTRFLY /VALVE |  | NJBC | V | NJBC-GL-GLASS | P203 | INSV | INST | HUSSAARM | 2013-10-13 | 450 AURA RD |  | 828566-4-4HP |  |  |  | MANUAL | ISOLATION | N | XX |  |  | XX |  | XX |  | 999.00 TN | XX |  | AW | MANUAL PVLV | 150 |  |  | 12
10542950 | PRATT |  | GLASSAUIC BSTPMP2 SUCTBTRFLY /VALVE |  | NJBC | V | NJBC-GL-GLASS | P203 | INSV | INST | HUSSAARM | 2013-10-13 | 450 AURA RD |  | 828566-4-3HP |  |  |  | MANUAL | ISOLATION | N | XX |  |  | XX |  | XX |  | 999.00 TN | XX |  | AW | MANUAL PVLV | 150 |  |  | 12
10542952 | PRATT |  | GLASSAUIC BSTPMP2 DISCHRGBTRFLY /VALVE |  | NJBC | V | NJBC-GL-GLASS | P203 | INSV | INST | HUSSAARM | 2013-10-13 | 450 AURA RD |  | 828566-4-4HP |  |  |  | MANUAL | ISOLATION | N | XX |  |  | XX |  | XX |  | 999.00 TN | XX |  | AW | MANUAL PVLV | 150 |  |  | 12
10542954 | PRATT |  | GLASSAUIC 8" Suction Butterfly /Valve |  | NJBC | V | NJBC-GL-GLASS | P203 | INSV | INST | HUSSAARM | 2013-10-13 | 450 AURA RD |  | 828566-1-1HP |  |  |  | MANUAL | ISOLATION | N | XX |  |  | XX |  | XX |  | 999.00 TN | XX |  | AW | MANUAL PVLV | 150 |  |  | 8
10542955 | PRATT |  | GLASSAUIC 8" Discharge Butterfly /Valve |  | NJBC | V | NJBC-GL-GLASS | P203 | INSV | INST | HUSSAARM | 2013-10-13 | 450 AURA RD |  | 828566-1-1HP | [5 empty] | Y | XX |  |  | XX |  | XX |  | 999.00 TN | XX |  | AW | ELECTRIC MOTOR PVLV | XX |  |  | XX
10542956 | PRATT |  | GLASSAUIC Suction Header End /Valve |  | NJBC | V | NJBC-GL-GLASS | P203 | INSV | INST | HUSSAARM | 2013-10-13 | 450 AURA RD |  | 828566-3-1HP |  |  |  | MANUAL | ISOLATION | N | XX |  |  | XX |  | XX |  | 999.00 TN | XX |  | AW | MANUAL PVLV | 150 |  |  | 12
10542958 | PRATT |  | GLASSAUIC Discharge Header End /Valve |  | NJBC | V | NJBC-GL-GLASS | P203 | INSV | INST | HUSSAARM | 2013-10-13 | 450 AURA RD |  | 828566-3-3HP |  |  |  | MANUAL | ISOLATION | N | XX |  |  | XX |  | XX |  | 999.00 TN | XX |  | AW | MANUAL PVLV | 150 |  |  | 12
10542960 | CLA-VAL |  | GLASSAUIC Pressure Control /Valve |  | NJBC | V | NJBC-GL-GLASS | P203 | INSV | INST | HUSSAARM | 2013-10-13 | 450 AURA RD | [7 empty] | Y | XX |  |  | XX |  | XX | 0 PSI | 999.00 TN | XX |  | AW | HYDRAULIC W-PILOTS PVLV | XX |  |  | XX
10542962 | CLA-VAL |  | MAPLEWAVIC Cla Val /Valve |  | NJBC | V | NJBC-BU-MAWIC | P203 | INSV | INST | HUSSAARM | 2013-10-13 | 103 WAVERLY AVE | [7 empty] | Y | XX |  |  | XX |  | XX | 0 PSI | 999.00 TN | XX |  | AW | HYDRAULIC W-PILOTS PVLV | XX |  |  | XX
10542963 | PRATT |  | MAPLEWAVIC Butterfly Isolation /Valve |  | NJBC | V | NJBC-BU-MAWIC | P203 | INSV | INST | HUSSAARM | 2013-10-13 | 103 WAVERLY AVE | [5 empty] | MANUAL | ISOLATION | N | XX |  |  | XX |  | XX |  | 999.00 TN | XX |  | AW | MANUAL PVLV | XX |  |  | 4
10542965 | PRATT |  | MTLAURBRIC Flow Control /Valve |  | NJBC | V | NJBC-BU-MLBIC | P203 | INSV | INST | HUSSAARM | 2013-10-13 | 3321 MARNE HWY |  | 30937-1 | [5 empty] | Y | XX |  |  | XX |  | XX |  | 999.00 TN | XX |  | AW | ELECTRIC MOTOR PVLV | XX |  |  | XX
10542967 | CLA-VAL |  | MTLAURBRIC Cla Val /Valve |  | NJBC | V | NJBC-BU-MLBIC | P203 | INSV | INST | HUSSAARM | 2013-10-13 | 3321 MARNE HWY | [5 empty] | MANUAL | PRESSURE REGULATION | N | XX |  |  | XX |  | THROTTLING |  | 999.00 TN | XX |  | AW | MANUAL PVLV | XX |  |  | 8
10542969 | UNKNOWN |  | CAMDENFEIC Flow Control /Valve |  | NJBC | V | NJBC-CM-CAFIC | P203 | INSV | INST | HUSSAARM | 2013-10-13 | FEDERAL STREET | [7 empty] | Y | XX |  |  | XX |  | XX | 0 PSI | 999.00 TN | XX |  | AW | ELECTRIC MOTOR PVLV | XX |  |  | XX
10544443 | CRISPIN |  | ASHLAND-W32 Air Release /Valve |  | NJBC | V | NJBC-CM-ASHLA-W32. | P203 | INSV | INST | HUSSAARM | 2013-10-13 | 107 ATLANTIC AVE | [7 empty] | Y | XX |  |  | XX |  | XX |  | 999.00 TN | XX |  | AW | HYDRAULIC ONLY PVLV | XX |  |  | XX
10546118 | PRATT |  | STATION-BAR Station Influent /Valve |  | NJBC | V | NJBC-CM-STATI-BAR. | P203 | INSV | INST | HUSSAARM | 2013-10-13 | 2 STATION AVE | [5 empty] | MANUAL | PUMP SUCTION | N | N | LAST |  | FLANGED |  | OPEN |  | 999.00 TN | XX | N | AW | MANUAL PVLV | XX |  |  | 8
10546120 | PRATT |  | STATION-BAR Station Effluent /Valve |  | NJBC | V | NJBC-CM-STATI-BAR. | P203 | INSV | INST | HUSSAARM | 2013-10-13 | 2 STATION AVE | [5 empty] | MANUAL | PUMP DISCHARGE | N | N | LAST |  | FLANGED |  | OPEN |  | 999.00 TN | XX | N | AW | MANUAL PVLV | XX |  |  | 12
10546122 | VAL-MATIC |  | CHEWSLNDBS Booster Pump #1 Check /Valve |  | NJBC | V | NJBC-CM-CHEWS | P203 | INSV | INST | HUSSAARM | 2013-10-13 | 1543 CHEWS LANDING RD | [7 empty] | Y | XX |  |  | XX |  | XX |  | 999.00 TN | XX |  | AW | HYDRAULIC ONLY PVLV | XX |  |  | XX
10546124 | CLA-VAL |  | DEPTCLIC BSTPMP1 DISCHRG CHK /VALVE |  | NJBC | V | NJBC-GL-DEPTC | P203 | INSV | INST | HUSSAARM | 2013-10-13 | 1570 CLEMENTS BRIDGE RD | [7 empty] | Y | XX |  |  | XX |  | XX |  | 999.00 TN | XX |  | AW | HYDRAULIC ONLY PVLV | XX |  |  | XX
10546125 | CLA-VAL |  | DEPTCLIC BSTPMP2 DISCHRG CHK /VALVE |  | NJBC | V | NJBC-GL-DEPTC | P203 | INSV | INST | HUSSAARM | 2013-10-13 | 1570 CLEMENTS BRIDGE RD | [7 empty] | Y | XX |  |  | XX |  | XX |  | 999.00 TN | XX |  | AW | HYDRAULIC ONLY PVLV | XX |  |  | XX
10546127 | PRATT |  | DEPTCLIC Booster Pump #1 Flo /Valve |  | NJBC | V | NJBC-GL-DEPTC | P203 | INSV | INST | HUSSAARM | 2013-10-13 | 1570 CLEMENTS BRIDGE RD | [7 empty] | Y | XX |  |  | XX |  | XX |  | 999.00 TN | XX |  | AW | ELECTRIC MOTOR PVLV | XX |  |  | XX
10546129 | KENNEDY |  | DEPTCLIC STA MN SUCT B4 MET GT /VALVE |  | NJBC | V | NJBC-GL-DEPTC | P203 | INSV | INST | HUSSAARM | 2013-10-13 | 1570 CLEMENTS BRIDGE RD | [5 empty] | MANUAL | ISOLATION | N | XX |  |  | XX |  | XX |  | 999.00 TN | XX |  | AW | MANUAL PVLV | XX |  |  | 8
10546131 | KENNEDY |  | DEPTCLIC STA MNSUCT AFT METBTRFLY /VALVE |  | NJBC | V | NJBC-GL-DEPTC | P203 | INSV | INST | HUSSAARM | 2013-10-13 | 1570 CLEMENTS BRIDGE RD | [5 empty] | MANUAL | ISOLATION | N | XX |  |  | XX |  | XX |  | 999.00 TN | XX |  | AW | MANUAL PVLV | XX |  |  | 8
10546132 | KENNEDY |  | DEPTCLIC MET BYP GT ISOL /VALVE |  | NJBC | V | NJBC-GL-DEPTC | P203 | INSV | INST | HUSSAARM | 2013-10-13 | 1570 CLEMENTS BRIDGE RD | [5 empty] | MANUAL | ISOLATION | N | XX |  |  | XX |  | XX |  | 999.00 TN | XX |  | AW | MANUAL PVLV | XX |  |  | 4
10546134 | PRATT |  | DEPTCLIC BSTPMP1 SUCTBTRFLY /VALVE |  | NJBC | V | NJBC-GL-DEPTC | P203 | INSV | INST | HUSSAARM | 2013-10-13 | 1570 CLEMENTS BRIDGE RD |  | 20844-3 |  |  |  | MANUAL | ISOLATION | N | XX |  |  | XX |  | XX |  | 999.00 TN | XX |  | AW | MANUAL PVLV | 150 |  |  | 8
10546135 | CLOW |  | DEPTCLIC BSTPMP1 DISCHRGBTRFLY /VALVE |  | NJBC | V | NJBC-GL-DEPTC | P203 | INSV | INST | HUSSAARM | 2013-10-13 | 1570 CLEMENTS BRIDGE RD | [5 empty] | MANUAL | ISOLATION | N | XX |  |  | XX |  | XX |  | 999.00 TN | XX |  | AW | MANUAL PVLV | XX |  |  | 8
10546136 | PRATT |  | DEPTCLIC BSTPMP2 SUCTBTRFLY /VALVE |  | NJBC | V | NJBC-GL-DEPTC | P203 | INSV | INST | HUSSAARM | 2013-10-13 | 1570 CLEMENTS BRIDGE RD |  | 20844-3 |  |  |  | MANUAL | ISOLATION | N | XX |  |  | XX |  | XX |  | 999.00 TN | XX |  | AW | MANUAL PVLV | 150 |  |  | 8
10546138 | CLOW |  | DEPTCLIC BSTPMP2 DISCHRGBTRFLY /VALVE |  | NJBC | V | NJBC-GL-DEPTC | P203 | INSV | INST | HUSSAARM | 2013-10-13 | 1570 CLEMENTS BRIDGE RD | [5 empty] | MANUAL | ISOLATION | N | XX |  |  | XX |  | XX |  | 999.00 TN | XX |  | AW | MANUAL PVLV | XX |  |  | 6
10546140 | PRATT |  | DEPTCLIC PRS REL SUCTBTRFLY /VALVE |  | NJBC | V | NJBC-GL-DEPTC | P203 | INSV | INST | HUSSAARM | 2013-10-13 | 1570 CLEMENTS BRIDGE RD |  | 20844-2 |  |  |  | MANUAL | ISOLATION | N | XX |  |  | XX |  | XX |  | 999.00 TN | XX |  | AW | MANUAL PVLV | 150 |  |  | 6
10546142 | PRATT |  | DEPTCLIC PRS REL DISCHRGBTRFLY /VALVE |  | NJBC | V | NJBC-GL-DEPTC | P203 | INSV | INST | HUSSAARM | 2013-10-13 | 1570 CLEMENTS BRIDGE RD |  | 20844-2 |  |  |  | MANUAL | ISOLATION | N | XX |  |  | XX |  | XX |  | 999.00 TN | XX |  | AW | MANUAL PVLV | 150 |  |  | 6
10546143 | CLA-VAL |  | DEPTCLIC Pressure Relief /Valve |  | NJBC | V | NJBC-GL-DEPTC | P203 | INSV | INST | HUSSAARM | 2013-10-13 | 1570 CLEMENTS BRIDGE RD | [7 empty] | Y | XX |  |  | XX |  | XX |  | 999.00 TN | XX |  | AW | HYDRAULIC ONLY PVLV | XX |  |  | XX
10546145 | VAL-MATIC |  | BERLINCOIC BSTPMP1 DISCHRG CHK /VALVE |  | NJBC | V | NJBC-CM-BERLI | P203 | INSV | INST | HUSSAARM | 2013-10-13 | 74 COOPER RD | [7 empty] | Y | XX |  |  | XX |  | XX |  | 999.00 TN | XX |  | AW | HYDRAULIC ONLY PVLV | XX |  |  | XX
10546147 | VAL-MATIC |  | BERLINCOIC BSTPMP2 DISCHRG CHK /VALVE |  | NJBC | V | NJBC-CM-BERLI | P203 | INSV | INST | HUSSAARM | 2013-10-13 | 74 COOPER RD | [7 empty] | Y | XX |  |  | XX |  | XX |  | 999.00 TN | XX |  | AW | HYDRAULIC ONLY PVLV | XX |  |  | XX
10546148 | VAL-MATIC |  | BERLINCOIC BSTPMP3 DISCHRG CHK /VALVE |  | NJBC | V | NJBC-CM-BERLI | P203 | INSV | INST | HUSSAARM | 2013-10-13 | 74 COOPER RD | [7 empty] | Y | XX |  |  | XX |  | XX |  | 999.00 TN | XX |  | AW | HYDRAULIC ONLY PVLV | XX |  |  | XX
10546150 | UNKNOWN |  | BERLINCOIC BYP 4 FLOMET GT ISOL /VALVE |  | NJBC | V | NJBC-CM-BERLI | P203 | INSV | INST | HUSSAARM | 2013-10-13 | 74 COOPER RD | [5 empty] | MANUAL | ISOLATION | N | XX |  |  | XX |  | XX |  | 999.00 TN | XX |  | AW | MANUAL PVLV | XX |  |  | 4
10546152 | UNKNOWN |  | BERLINCOIC BEF 4" FLOMET GT ISOL /VALVE |  | NJBC | V | NJBC-CM-BERLI | P203 | INSV | INST | HUSSAARM | 2013-10-13 | 74 COOPER RD | [5 empty] | MANUAL | ISOLATION | N | XX |  |  | XX |  | XX |  | 999.00 TN | XX |  | AW | MANUAL PVLV | XX |  |  | 4
10546153 | UNKNOWN |  | BERLINCOIC AFT4" FLOMET GT ISOL /VALVE |  | NJBC | V | NJBC-CM-BERLI | P203 | INSV | INST | HUSSAARM | 2013-10-13 | 74 COOPER RD | [5 empty] | MANUAL | ISOLATION | N | XX |  |  | XX |  | XX |  | 999.00 TN | XX |  | AW | MANUAL PVLV | XX |  |  | 4
10546155 | UNKNOWN |  | BERLINCOIC B4 6" FLOMET GT ISOL /VALVE |  | NJBC | V | NJBC-CM-BERLI | P203 | INSV | INST | HUSSAARM | 2013-10-13 | 74 COOPER RD | [5 empty] | MANUAL | ISOLATION | N | XX |  |  | XX |  | XX |  | 999.00 TN | XX |  | AW | MANUAL PVLV | XX |  |  | 6
10546157 | UNKNOWN |  | BERLINCOIC AFT6" FLOMET GT ISOL /VALVE |  | NJBC | V | NJBC-CM-BERLI | P203 | INSV | INST | HUSSAARM | 2013-10-13 | 74 COOPER RD | [5 empty] | MANUAL | ISOLATION | N | XX |  |  | XX |  | XX |  | 999.00 TN | XX |  | AW | MANUAL PVLV | XX |  |  | 6
10546159 | UNKNOWN |  | BERLINCOIC OS&Y Discha /Valve |  | NJBC | V | NJBC-CM-BERLI | P203 | INSV | INST | HUSSAARM | 2013-10-13 | 74 COOPER RD | [5 empty] | MANUAL | ISOLATION | N | XX |  |  | XX |  | XX |  | 999.00 TN | XX |  | AW | MANUAL PVLV | XX |  |  | 10
10546160 | UNKNOWN |  | BERLINCOIC OS&Y Disc ISO /Valve |  | NJBC | V | NJBC-CM-BERLI | P203 | INSV | INST | HUSSAARM | 2013-10-13 | 74 COOPER RD | [5 empty] | MANUAL | ISOLATION | N | XX |  |  | XX |  | XX |  | 999.00 TN | XX |  | AW | MANUAL PVLV | XX |  |  | 10
10546161 | PRATT |  | BERLINCOIC BSTPMP1 SUCTBTRFLYISOL /VALVE |  | NJBC | V | NJBC-CM-BERLI | P203 | INSV | INST | HUSSAARM | 2013-10-13 | 74 COOPER RD | [5 empty] | MANUAL | ISOLATION | N | XX |  |  | FLANGED |  | XX |  | 999.00 TN | XX |  | AW | MANUAL PVLV | XX |  |  | 8
10546163 | PRATT |  | BERLINCOIC Booster Pump #1 Dis /Valve |  | NJBC | V | NJBC-CM-BERLI | P203 | INSV | INST | HUSSAARM | 2013-10-13 | 74 COOPER RD | [5 empty] | MANUAL | ISOLATION | N | XX |  |  | FLANGED |  | XX |  | 999.00 TN | XX |  | AW | MANUAL PVLV | XX |  |  | 8
10546164 | PRATT |  | BERLINCOIC BSTPMP2 SUCTBTRFLYISOL /VALVE |  | NJBC | V | NJBC-CM-BERLI | P203 | INSV | INST | HUSSAARM | 2013-10-13 | 74 COOPER RD | [5 empty] | MANUAL | ISOLATION | N | XX |  |  | FLANGED |  | XX |  | 999.00 TN | XX |  | AW | MANUAL PVLV | XX |  |  | 6
10546166 | PRATT |  | BERLINCOIC Booster Pump #2 Dis /Valve |  | NJBC | V | NJBC-CM-BERLI | P203 | INSV | INST | HUSSAARM | 2013-10-13 | 74 COOPER RD | [5 empty] | MANUAL | ISOLATION | N | XX |  |  | FLANGED |  | XX |  | 999.00 TN | XX |  | AW | MANUAL PVLV | XX |  |  | 6
10546168 | PRATT |  | BERLINCOIC BSTPMP3 SUCTBTRFLYISOL /VALVE |  | NJBC | V | NJBC-CM-BERLI | P203 | INSV | INST | HUSSAARM | 2013-10-13 | 74 COOPER RD | [5 empty] | MANUAL | ISOLATION | N | XX |  |  | FLANGED |  | XX |  | 999.00 TN | XX |  | AW | MANUAL PVLV | XX |  |  | 6
10546169 | PRATT |  | BERLINCOIC Booster Pump #3 Dis /Valve |  | NJBC | V | NJBC-CM-BERLI | P203 | INSV | INST | HUSSAARM | 2013-10-13 | 74 COOPER RD | [5 empty] | MANUAL | ISOLATION | N | XX |  |  | FLANGED |  | XX |  | 999.00 TN | XX |  | AW | MANUAL PVLV | XX |  |  | 6
10546171 | PRATT |  | BERLINCOIC SUCT 2 PRS REL1 /VALVE |  | NJBC | V | NJBC-CM-BERLI | P203 | INSV | INST | HUSSAARM | 2013-10-13 | 74 COOPER RD | [5 empty] | MANUAL | ISOLATION | N | XX |  |  | FLANGED |  | XX |  | 999.00 TN | XX |  | AW | MANUAL PVLV | XX |  |  | 6
10546173 | PRATT |  | BERLINCOIC OUTLT FRM PRS REL1 /VALVE |  | NJBC | V | NJBC-CM-BERLI | P203 | INSV | INST | HUSSAARM | 2013-10-13 | 74 COOPER RD | [5 empty] | MANUAL | ISOLATION | N | XX |  |  | FLANGED |  | XX |  | 999.00 TN | XX |  | AW | MANUAL PVLV | XX |  |  | 6
10546175 | PRATT |  | BERLINCOIC SUCT 2 PRS REL2 /VALVE |  | NJBC | V | NJBC-CM-BERLI | P203 | INSV | INST | HUSSAARM | 2013-10-13 | 74 COOPER RD | [5 empty] | MANUAL | ISOLATION | N | XX |  |  | FLANGED |  | XX |  | 999.00 TN | XX |  | AW | MANUAL PVLV | XX |  |  | 6
10546176 | PRATT |  | BERLINCOIC OUTLT FRM PRS REL2 /VALVE |  | NJBC | V | NJBC-CM-BERLI | P203 | INSV | INST | HUSSAARM | 2013-10-13 | 74 COOPER RD | [5 empty] | MANUAL | ISOLATION | N | XX |  |  | FLANGED |  | XX |  | 999.00 TN | XX |  | AW | MANUAL PVLV | XX |  |  | 6
10546178 | CLA-VAL |  | BERLINCOIC PRS REL1 L OF PMP3 /VALVE |  | NJBC | V | NJBC-CM-BERLI | P203 | INSV | INST | HUSSAARM | 2013-10-13 | 74 COOPER RD | [7 empty] | Y | XX |  |  | XX |  | XX |  | 999.00 TN | XX |  | AW | HYDRAULIC ONLY PVLV | XX |  |  | XX
10546180 | CLA-VAL |  | BERLINCOIC PRS REL2 R OF PMP1 /VALVE |  | NJBC | V | NJBC-CM-BERLI | P203 | INSV | INST | HUSSAARM | 2013-10-13 | 74 COOPER RD | [7 empty] | Y | XX |  |  | XX |  | XX |  | 999.00 TN | XX |  | AW | HYDRAULIC ONLY PVLV | XX |  |  | XX
10546182 | PRATT |  | GREENTRIC Flow Control /Valve |  | NJBC | V | NJBC-BU-GREEN | P203 | INSV | INST | HUSSAARM | 2013-10-13 | SPRINGDALE ROAD | [7 empty] | Y | XX |  |  | XX |  | XX |  | 999.00 TN | XX |  | AW | ELECTRIC MOTOR PVLV | XX |  |  | XX
10546183 | US PIPE |  | GREENTRIC SUCT SUMP SIDE GT ISOL /VALVE |  | NJBC | V | NJBC-BU-GREEN | P203 | INSV | INST | HUSSAARM | 2013-10-13 | SPRINGDALE ROAD | [5 empty] | MANUAL | PUMP SUCTION | N | XX |  |  | XX |  | XX |  | 999.00 TN | XX |  | AW | MANUAL PVLV | XX |  |  | 8
10546185 | US PIPE |  | GREENTRIC Suction Op of Gate ISO /Valve |  | NJBC | V | NJBC-BU-GREEN | P203 | INSV | INST | HUSSAARM | 2013-10-13 | SPRINGDALE ROAD | [5 empty] | MANUAL | PUMP SUCTION | N | XX |  |  | XX |  | XX |  | 999.00 TN | XX |  | AW | MANUAL PVLV | XX |  |  | 8
10546187 | PRATT |  | GREENTRIC Butterfly ISO Before /Valve |  | NJBC | V | NJBC-BU-GREEN | P203 | INSV | INST | HUSSAARM | 2013-10-13 | SPRINGDALE ROAD | [5 empty] | MANUAL | ISOLATION | N | XX |  |  | FLANGED |  | XX |  | 999.00 TN | XX |  | AW | MANUAL PVLV | XX |  |  | 12
10546189 | PRATT |  | GREENTRIC Butterfly ISO /Valve |  | NJBC | V | NJBC-BU-GREEN | P203 | INSV | INST | HUSSAARM | 2013-10-13 | SPRINGDALE ROAD | [5 empty] | MANUAL | ISOLATION | N | XX |  |  | FLANGED |  | XX |  | 999.00 TN | XX |  | AW | MANUAL PVLV | XX |  |  | 12
10544445 | UNKNOWN |  | COOPER Effluent Check /Valve |  | NJBC | V | NJBC-BU-COOPE | P203 | INSV | INST | HUSSAARM | 2013-10-13 | 100 HENDRICKSON AVE | [5 empty] | MANUAL | ISOLATION | Y | Y | CLOSED |  | FLANGED | DUCTILE IRON | OPEN | 60 PSI | 999.00 TN | XX | N | AW | MANUAL PVLV | XX |  |  | 12
10544447 | PRATT |  | HIGHLAND-W13 Discharge Butterfly /Valve |  | NJBC | V | NJBC-BU-HIGHL-W13. | P203 | INSV | INST | HUSSAARM | 2013-10-13 | 1102 MORGAN AVE | [5 empty] | MANUAL | RAW WATER | N | N | LAST |  | FLANGED |  | OPEN |  | 26.00 TN | XX | N | AW | MANUAL PVLV | XX |  |  | 8
10544449 | APCO |  | HIGHLAND-W13 Check /Valve |  | NJBC | V | NJBC-BU-HIGHL-W13. | P203 | INSV | INST | HUSSAARM | 2013-10-13 | 1102 MORGAN AVE | [7 empty] | Y | XX |  |  | XX |  | XX |  | 999.00 TN | XX |  | AW | HYDRAULIC ONLY PVLV | XX |  |  | XX
10544450 | APCO |  | HIGHLAND-W27 Check /Valve |  | NJBC | V | NJBC-BU-HIGHL-W27. | P203 | INSV | INST | HUSSAARM | 2013-10-13 | 1007 HIGHLAND AVE | [7 empty] | Y | XX |  |  | XX |  | XX |  | 999.00 TN | XX |  | AW | HYDRAULIC ONLY PVLV | XX |  |  | XX
10544452 | UNKNOWN |  | HIGHLAND-W27 Discharge /Valve |  | NJBC | V | NJBC-BU-HIGHL-W27. | P203 | INSV | INST | HUSSAARM | 2013-10-13 | 1007 HIGHLAND AVE | [5 empty] | MANUAL | RAW WATER | N | N | LAST |  | MJ | DUCTILE IRON | OPEN |  | 20.00 TN | LEFT | N | AW | MANUAL PVLV | XX |  |  | 6
10544454 | UNKNOWN |  | ASHLAND-W17 Check /Valve |  | NJBC | V | NJBC-CM-ASHLA-W17. | P203 | INSV | INST | HUSSAARM | 2013-10-13 | 107 ATLANTIC AVE | [7 empty] | Y | XX |  |  | XX |  | XX |  | 999.00 TN | XX |  | AW | HYDRAULIC ONLY PVLV | XX |  |  | XX
10544456 | UNKNOWN |  | ASHLAND-W17 Discharge Gate /Valve |  | NJBC | V | NJBC-CM-ASHLA-W17. | P203 | INSV | INST | HUSSAARM | 2013-10-13 | 107 ATLANTIC AVE | [5 empty] | MANUAL | PUMP DISCHARGE | N | N | LAST |  | MJ |  | OPEN | 0 PSI | 24.00 TN | XX | N | AW | MANUAL PVLV | XX |  |  | 8
10544457 | UNKNOWN |  | ASHLAND-W32 Check /Valve |  | NJBC | V | NJBC-CM-ASHLA-W32. | P203 | INSV | INST | HUSSAARM | 2013-10-13 | 107 ATLANTIC AVE | [7 empty] | Y | XX |  |  | XX |  | XX |  | 999.00 TN | XX |  | AW | HYDRAULIC ONLY PVLV | XX |  |  | XX
10544459 | UNKNOWN |  | ASHLAND-W32 Discharge Gate /Valve |  | NJBC | V | NJBC-CM-ASHLA-W32. | P203 | INSV | INST | HUSSAARM | 2013-10-13 | 107 ATLANTIC AVE | [5 empty] | MANUAL | PUMP DISCHARGE | N | N | LAST |  | FLANGED |  | OPEN |  | 20.00 TN | XX | N | AW | MANUAL PVLV | XX |  |  | 6
10544461 | UNKNOWN |  | BROWNING-W44 Check /Valve |  | NJBC | V | NJBC-CM-BROWN-W44. | P203 | INSV | INST | HUSSAARM | 2013-10-13 | BROWINING LANE | [7 empty] | Y | XX |  |  | XX |  | XX |  | 999.00 TN | XX |  | AW | HYDRAULIC ONLY PVLV | XX |  |  | XX
10544463 | PRATT |  | WOODBURY BSTPMP2 SUCTBTRFLY /VALVE |  | NJBC | V | NJBC-GL-WOODB | P203 | INSV | INST | HUSSAARM | 2013-10-13 | 770 Clearview Ave | [5 empty] | MANUAL | ISOLATION | N | XX |  |  | XX |  | XX |  | 999.00 TN | XX | N | AW | MANUAL PVLV | XX |  |  | 6
10544464 | PRATT |  | WOODBURY BSTPMP2 DISCHRGBTRFLY /VALVE |  | NJBC | V | NJBC-GL-WOODB | P203 | INSV | INST | HUSSAARM | 2013-10-13 | 770 Clearview Ave | [7 empty] | N | XX |  |  | XX |  | XX |  | 999.00 TN | XX |  | AW | MANUAL PVLV | XX |  |  | XX
10544466 | UNKNOWN |  | BROWNING-W45 Check /Valve |  | NJBC | V | NJBC-CM-BROWN-W45. | P203 | INSV | INST | HUSSAARM | 2013-10-13 | BROWINING LANE | [7 empty] | Y | XX |  |  | XX |  | XX |  | 999.00 TN | XX |  | AW | HYDRAULIC ONLY PVLV | XX |  |  | XX
10544467 | PRATT |  | WOODBURY CLA VAL SUCT SIDE BTRFLY /VALVE |  | NJBC | V | NJBC-GL-WOODB | P203 | INSV | INST | HUSSAARM | 2013-10-13 | 770 Clearview Ave | [5 empty] | MANUAL | ISOLATION | N | XX |  |  | XX |  | XX |  | 999.00 TN | XX |  | AW | MANUAL PVLV | XX |  |  | 4
10544469 | PRATT |  | WOODBURY CLA DISCHRG SIDE BTRFLY /VALVE |  | NJBC | V | NJBC-GL-WOODB | P203 | INSV | INST | HUSSAARM | 2013-10-13 | 770 Clearview Ave | [5 empty] | MANUAL | ISOLATION | N | XX |  |  | XX |  | XX |  | 999.00 TN | XX |  | AW | MANUAL PVLV | XX |  |  | 4
10544471 | UNKNOWN |  | BROWNING-W46 Check /Valve |  | NJBC | V | NJBC-CM-BROWN-W46. | P203 | INSV | INST | HUSSAARM | 2013-10-13 | BROWINING LANE | [7 empty] | Y | XX |  |  | XX |  | XX |  | 999.00 TN | XX |  | AW | HYDRAULIC ONLY PVLV | XX |  |  | XX
10544472 | PRATT |  | WOODBURY BTRFLY UPSTRM OF BYP /VALVE |  | NJBC | V | NJBC-GL-WOODB | P203 | INSV | INST | HUSSAARM | 2013-10-13 | 770 Clearview Ave | [5 empty] | MANUAL | ISOLATION | N | XX |  |  | XX |  | XX |  | 999.00 TN | XX |  | AW | MANUAL PVLV | XX |  |  | 4
10544474 | PRATT |  | WOODBURY BTRFLY DOWNSTRM OF BYP /VALVE |  | NJBC | V | NJBC-GL-WOODB | P203 | INSV | INST | HUSSAARM | 2013-10-13 | 770 Clearview Ave | [5 empty] | MANUAL | ISOLATION | N | XX |  |  | XX |  | XX |  | 999.00 TN | XX |  | AW | MANUAL PVLV | XX |  |  | 4
10544476 | UNKNOWN |  | BROWNING-W65 Check /Valve |  | NJBC | V | NJBC-CM-BROWN-W65. | P203 | INSV | INST | HUSSAARM | 2013-10-13 | BROWINING LANE | [7 empty] | Y | XX |  |  | XX |  | XX |  | 999.00 TN | XX |  | AW | HYDRAULIC ONLY PVLV | XX |  |  | XX
10544477 | MH |  | WOODBURY GT B4 FLOMET 2 HGTS /VALVE |  | NJBC | V | NJBC-GL-WOODB | P203 | INSV | INST | HUSSAARM | 2013-10-13 | 770 Clearview Ave | [7 empty] | Y | XX |  |  | XX |  | XX |  | 999.00 TN | XX |  | AW | MANUAL PVLV | XX |  |  | XX
10544479 | MH |  | WOODBURY GT B4 FLOMET 2 CITY /VALVE |  | NJBC | V | NJBC-GL-WOODB | P203 | INSV | INST | HUSSAARM | 2013-10-13 | 770 Clearview Ave | [7 empty] | Y | XX |  |  | XX |  | XX |  | 999.00 TN | XX |  | AW | MANUAL PVLV | XX |  |  | XX
10544481 | PRATT |  | WOODBURY BTRFLY AFT FLOMET 2 HGTS /VALVE |  | NJBC | V | NJBC-GL-WOODB | P203 | INSV | INST | HUSSAARM | 2013-10-13 | 770 Clearview Ave | [7 empty] | N | XX |  |  | XX |  | XX |  | 999.00 TN | XX |  | AW | MANUAL PVLV | XX |  |  | XX
10544483 | PRATT |  | WOODBURY BTRFLY AFT FLOMET 2 CITY /VALVE |  | NJBC | V | NJBC-GL-WOODB | P203 | INSV | INST | HUSSAARM | 2013-10-13 | 770 Clearview Ave | [7 empty] | N | XX |  |  | XX |  | XX |  | 999.00 TN | XX |  | AW | MANUAL PVLV | XX |  |  | XX
10544485 | PRATT |  | STATION-BAR BSTPMP1 SUCTBTRFLY /VALVE |  | NJBC | V | NJBC-CM-STATI-BAR. | P203 | INSV | INST | HUSSAARM | 2013-10-13 | 2 STATION AVE | [5 empty] | MANUAL | PUMP SUCTION | N | N | LAST |  | FLANGED |  | OPEN |  | 999.00 TN | XX | N | AW | MANUAL PVLV | XX |  |  | 4
10544487 | PRATT |  | STATION-BAR BSTPMP1 DISCHRGBTRFLY /VALVE |  | NJBC | V | NJBC-CM-STATI-BAR. | P203 | INSV | INST | HUSSAARM | 2013-10-13 | 2 STATION AVE | [5 empty] | MANUAL | PUMP DISCHARGE | N | N | LAST |  | FLANGED |  | OPEN |  | 999.00 TN | XX | N | AW | MANUAL PVLV | XX |  |  | 6
10544489 | PRATT |  | STATION-BAR BSTPMP2 SUCTBTRFLY /VALVE |  | NJBC | V | NJBC-CM-STATI-BAR. | P203 | INSV | INST | HUSSAARM | 2013-10-13 | 2 STATION AVE | [5 empty] | MANUAL | PUMP SUCTION | N | N | LAST |  | FLANGED |  | OPEN |  | 999.00 TN | XX | N | AW | MANUAL PVLV | XX |  |  | 4
10544490 | PRATT |  | STATION-BAR BSTPMP2 DISCHRGBTRFLY /VALVE |  | NJBC | V | NJBC-CM-STATI-BAR. | P203 | INSV | INST | HUSSAARM | 2013-10-13 | 2 STATION AVE | [5 empty] | MANUAL | PUMP DISCHARGE | N | N | LAST |  | FLANGED |  | OPEN |  | 999.00 TN | XX | N | AW | MANUAL PVLV | XX |  |  | 6
10544491 | PRATT |  | STATION-BAR BSTPMP3 SUCTBTRFLY /VALVE |  | NJBC | V | NJBC-CM-STATI-BAR. | P203 | INSV | INST | HUSSAARM | 2013-10-13 | 2 STATION AVE | [5 empty] | MANUAL | PUMP SUCTION | N | N | LAST |  | FLANGED |  | OPEN |  | 999.00 TN | XX | N | AW | MANUAL PVLV | XX |  |  | 4
10544493 | PRATT |  | STATION-BAR BSTPMP3 DISCHRGBTRFLY /VALVE |  | NJBC | V | NJBC-CM-STATI-BAR. | P203 | INSV | INST | HUSSAARM | 2013-10-13 | 2 STATION AVE | [5 empty] | MANUAL | PUMP DISCHARGE | N | N | LAST |  | FLANGED |  | OPEN |  | 999.00 TN | XX | N | AW | MANUAL PVLV | XX |  |  | XX
10544495 | APCO |  | STATION-BAR Booster Pump #1 Check /Valve |  | NJBC | V | NJBC-CM-STATI-BAR. | P203 | INSV | INST | HUSSAARM | 2013-10-13 | 2 STATION AVE | [7 empty] | Y | XX |  |  | XX |  | XX |  | 999.00 TN | XX |  | AW | HYDRAULIC ONLY PVLV | XX |  |  | XX
10544497 | APCO |  | STATION-BAR Booster Pump #2 Check /Valve |  | NJBC | V | NJBC-CM-STATI-BAR. | P203 | INSV | INST | HUSSAARM | 2013-10-13 | 2 STATION AVE | [7 empty] | Y | XX |  |  | XX |  | XX |  | 999.00 TN | XX |  | AW | HYDRAULIC ONLY PVLV | XX |  |  | XX
10544498 | CLA-VAL |  | STATION-BAR Booster Pump #3 Check /Valve |  | NJBC | V | NJBC-CM-STATI-BAR. | P203 | INSV | INST | HUSSAARM | 2013-10-13 | 2 STATION AVE | [7 empty] | Y | XX |  |  | XX |  | XX | 0 PSI | 999.00 TN | XX |  | AW | HYDRAULIC W-PILOTS PVLV | XX |  |  | XX
10546100 | PRATT |  | CHEWSLNDBS BSTPMP1 SUCTBTRFLY /VALVE |  | NJBC | V | NJBC-CM-CHEWS | P203 | INSV | INST | HUSSAARM | 2013-10-13 | 1543 CHEWS LANDING RD | [5 empty] | MANUAL | PUMP SUCTION | N | N | LAST |  | FLANGED |  | OPEN |  | 999.00 TN | XX | N | AW | MANUAL PVLV | XX |  |  | 4
10546102 | PRATT |  | CHEWSLNDBS BSTPMP1 DISCHRGBTRFLY /VALVE |  | NJBC | V | NJBC-CM-CHEWS | P203 | INSV | INST | HUSSAARM | 2013-10-13 | 1543 CHEWS LANDING RD | [5 empty] | MANUAL | PUMP DISCHARGE | N | N | LAST |  | FLANGED |  | OPEN |  | 999.00 TN | XX | N | AW | MANUAL PVLV | XX |  |  | 6
10546104 | PRATT |  | CHEWSLNDBS BSTPMP2 SUCTBTRFLY /VALVE |  | NJBC | V | NJBC-CM-CHEWS | P203 | INSV | INST | HUSSAARM | 2013-10-13 | 1543 CHEWS LANDING RD | [5 empty] | MANUAL | PUMP SUCTION | N | N | LAST |  | FLANGED |  | OPEN |  | 999.00 TN | XX | N | AW | MANUAL PVLV | XX |  |  | 6
10546105 | PRATT |  | CHEWSLNDBS BSTPMP2 DISCHRGBTRFLY /VALVE |  | NJBC | V | NJBC-CM-CHEWS | P203 | INSV | INST | HUSSAARM | 2013-10-13 | 1543 CHEWS LANDING RD | [5 empty] | MANUAL | PUMP DISCHARGE | N | N | LAST |  | FLANGED |  | OPEN |  | 999.00 TN | XX | N | AW | MANUAL PVLV | XX |  |  | 8
10546107 | PRATT |  | CHEWSLNDBS BSTPMP3 SUCTBTRFLY /VALVE |  | NJBC | V | NJBC-CM-CHEWS | P203 | INSV | INST | HUSSAARM | 2013-10-13 | 1543 CHEWS LANDING RD | [5 empty] | MANUAL | PUMP SUCTION | N | N | LAST |  | FLANGED |  | OPEN |  | 999.00 TN | XX | N | AW | MANUAL PVLV | XX |  |  | 6
10546109 | PRATT |  | CHEWSLNDBS BSTPMP3 DISCHRGBTRFLY /VALVE |  | NJBC | V | NJBC-CM-CHEWS | P203 | INSV | INST | HUSSAARM | 2013-10-13 | 1543 CHEWS LANDING RD | [5 empty] | MANUAL | PUMP DISCHARGE | N | N | LAST |  | FLANGED |  | OPEN |  | 999.00 TN | XX | N | AW | MANUAL PVLV | XX |  |  | 8
10546110 | CLA-VAL |  | CHEWSLNDBS BSTPMP1 CTRL /VALVE |  | NJBC | V | NJBC-CM-CHEWS | P203 | INSV | INST | HUSSAARM | 2013-10-13 | 1543 CHEWS LANDING RD | [7 empty] | Y | XX |  |  | XX |  | XX | 0 PSI | 999.00 TN | XX |  | AW | HYDRAULIC W-PILOTS PVLV | XX |  |  | XX
10546112 | VAL-MATIC |  | CHEWSLNDBS Booster Pump #2 Check /Valve |  | NJBC | V | NJBC-CM-CHEWS | P203 | INSV | INST | HUSSAARM | 2013-10-13 | 1543 CHEWS LANDING RD | [7 empty] | Y | XX |  |  | XX |  | XX |  | 999.00 TN | XX |  | AW | HYDRAULIC ONLY PVLV | XX |  |  | XX
10546113 | VAL-MATIC |  | CHEWSLNDBS Booster Pump #3 Check /Valve |  | NJBC | V | NJBC-CM-CHEWS | P203 | INSV | INST | HUSSAARM | 2013-10-13 | 1543 CHEWS LANDING RD | [7 empty] | Y | XX |  |  | XX |  | XX | 0 PSI | 999.00 TN | XX |  | AW | HYDRAULIC W-PILOTS PVLV | XX |  |  | XX
10546115 | PRATT |  | CHEWSLNDBS STA INF BTRFLY /VALVE |  | NJBC | V | NJBC-CM-CHEWS | P203 | INSV | INST | HUSSAARM | 2013-10-13 | 1543 CHEWS LANDING RD | [5 empty] | MANUAL | PUMP SUCTION | N | N | LAST |  | FLANGED |  | OPEN |  | 999.00 TN | XX | N | AW | MANUAL PVLV | XX |  |  | 8
10546117 | PRATT |  | CHEWSLNDBS STA EFF BTRFLY /VALVE |  | NJBC | V | NJBC-CM-CHEWS | P203 | INSV | INST | HUSSAARM | 2013-10-13 | 1543 CHEWS LANDING RD | [5 empty] | MANUAL | PUMP DISCHARGE | N | N | LAST |  | FLANGED |  | OPEN |  | 999.00 TN | XX | N | AW | MANUAL PVLV | XX |  |  | 12
10541495 | PRATT |  | BROWNING SLDGE PMP2 DISCHRGBTRFLY /VALVE |  | NJBC | V | NJBC-CM-BROWN | P203 | INSV | INST | HUSSAARM | 2013-10-13 | BROWINING LANE | [5 empty] | MANUAL | IN PLANT | N | N | OPEN | WORM | FLANGED | CAST IRON | OPEN |  | 999.00 TN | XX | N | AW | MANUAL PVLV | XX |  |  | XX
10538075 | PRATT |  | POMONA Station Effluent Butterfly /Valve |  | NJBC | V | NJBC-BU-POMON | P203 | INSV | INST | HUSSAARM | 2013-10-13 | 915 POMONA ROAD | [5 empty] | MANUAL | IN PLANT | N | N | LAST |  | FLANGED |  | OPEN |  | 999.00 TN | XX | N | AW | MANUAL PVLV | XX |  |  | XX
10538076 | PRATT |  | POMONA STA INF BLENDING BTRFLY /VALVE |  | NJBC | V | NJBC-BU-POMON | P203 | INSV | INST | HUSSAARM | 2013-10-13 | 915 POMONA ROAD | [5 empty] | MANUAL | IN PLANT | N | N | LAST |  | FLANGED |  | OPEN |  | 999.00 TN | XX | N | AW | MANUAL PVLV | XX |  |  | XX
10538078 | PRATT |  | POMONA RAWH2O INF BTRFLY /VALVE |  | NJBC | V | NJBC-BU-POMON | P203 | INSV | INST | HUSSAARM | 2013-10-13 | 915 POMONA ROAD | [5 empty] | MANUAL | RAW WATER | N | N | LAST |  | FLANGED |  | OPEN |  | 999.00 TN | XX | N | AW | MANUAL PVLV | XX |  |  | XX
10538079 | UNKNOWN |  | POMONA-ALB-W14 Check /Valve |  | NJBC | V | NJBC-BU-POMON-ALB.-W14. | P203 | INSV | INST | HUSSAARM | 2013-10-13 | 2712 NEW ALBANY RD | [7 empty] | Y | XX |  |  | XX |  | XX |  | 999.00 TN | XX |  | AW | HYDRAULIC ONLY PVLV | XX |  |  | XX
10538081 | UNKNOWN |  | POMONA-ALB-W26 Check /Valve |  | NJBC | V | NJBC-BU-POMON-ALB.-W26. | P203 | INSV | INST | HUSSAARM | 2013-10-13 | 2712 NEW ALBANY RD | [7 empty] | Y | XX |  |  | XX |  | XX |  | 999.00 TN | XX |  | AW | HYDRAULIC ONLY PVLV | XX |  |  | XX
10538083 | CRISPIN |  | POMONA-ALB-W14 Air Relief /Valve |  | NJBC | V | NJBC-BU-POMON-ALB.-W14. | P203 | INSV | INST | HUSSAARM | 2013-10-13 | 2712 NEW ALBANY RD | [7 empty] | Y | XX |  |  | XX |  | XX |  | 999.00 TN | XX |  | AW | HYDRAULIC ONLY PVLV | XX |  |  | XX
10538085 | CRISPIN |  | POMONA-ALB-W26 Air Relief /Valve |  | NJBC | V | NJBC-BU-POMON-ALB.-W26. | P203 | INSV | INST | HUSSAARM | 2013-10-13 | 2712 NEW ALBANY RD | [7 empty] | Y | XX |  |  | XX |  | XX |  | 999.00 TN | XX |  | AW | HYDRAULIC ONLY PVLV | XX |  |  | XX
10538086 | PRATT |  | POMONA Blending /Valve |  | NJBC | V | NJBC-BU-POMON | P203 | INSV | INST | HUSSAARM | 2013-10-13 | 915 POMONA ROAD | [7 empty] | Y | XX |  |  | XX |  | XX |  | 999.00 TN | XX |  | AW | ELECTRIC MOTOR PVLV | XX |  |  | XX
10538088 | CLA-VAL |  | POMONA Cla Val /Valve |  | NJBC | V | NJBC-BU-POMON | P203 | INSV | INST | HUSSAARM | 2013-10-13 | 915 POMONA ROAD | [7 empty] | Y | XX |  |  | XX |  | XX |  | 999.00 TN | XX |  | AW | HYDRAULIC W-PILOTS PVLV | XX |  |  | XX
10538090 | PRATT |  | VOORHEES Pressure Regulating /Valve |  | NJBC | V | NJBC-CM-VOORH | P203 | INSV | INST | HUSSAARM | 2013-10-13 | 13 GOLF VIEW DR | [7 empty] | Y | XX |  |  | XX |  | XX | 0 PSI | 999.00 TN | XX |  | AW | HYDRAULIC W-PILOTS PVLV | XX |  |  | XX
10538092 | PRATT |  | VOORHEES Station Influent /Valve |  | NJBC | V | NJBC-CM-VOORH | P203 | INSV | INST | HUSSAARM | 2013-10-13 | 13 GOLF VIEW DR | [5 empty] | MANUAL | IN PLANT | N | N | LAST |  | FLANGED | DUCTILE IRON | OPEN |  | 999.00 TN | XX | N | AW | MANUAL PVLV | XX |  |  | 16
10538093 | PRATT |  | VOORHEES Station By Pass /Valve |  | NJBC | V | NJBC-CM-VOORH | P203 | INSV | INST | HUSSAARM | 2013-10-13 | 13 GOLF VIEW DR | [5 empty] | MANUAL | BYPASS | N | N | LAST |  | FLANGED | DUCTILE IRON | CLOSED |  | 999.00 TN | XX | N | AW | MANUAL PVLV | XX |  |  | 12
10538095 | PRATT |  | VOORHEES Station Effluent /Valve |  | NJBC | V | NJBC-CM-VOORH | P203 | INSV | INST | HUSSAARM | 2013-10-13 | 13 GOLF VIEW DR | [5 empty] | MANUAL | IN PLANT | N | N | LAST |  | FLANGED | DUCTILE IRON | OPEN |  | 999.00 TN | XX | N | AW | MANUAL PVLV | XX |  |  | 16
10538097 | CLA-VAL |  | VOORHEES Cla Val /Valve |  | NJBC | V | NJBC-CM-VOORH | P203 | INSV | INST | HUSSAARM | 2013-10-13 | 13 GOLF VIEW DR | [7 empty] | Y | XX |  |  | XX |  | XX | 0 PSI | 999.00 TN | XX |  | AW | HYDRAULIC W-PILOTS PVLV | XX |  |  | XX
10538098 | PRATT |  | VOORHEES Air Release #1 /Valve |  | NJBC | V | NJBC-CM-VOORH | P203 | INSV | INST | HUSSAARM | 2013-10-13 | 13 GOLF VIEW DR | [7 empty] | Y | XX |  |  | XX |  | XX |  | 999.00 TN | XX |  | AW | HYDRAULIC ONLY PVLV | XX |  |  | XX
10539700 | PRATT |  | VOORHEES Air Release #2 /Valve |  | NJBC | V | NJBC-CM-VOORH | P203 | INSV | INST | HUSSAARM | 2013-10-13 | 13 GOLF VIEW DR | [7 empty] | Y | XX |  |  | XX |  | XX |  | 999.00 TN | XX |  | AW | HYDRAULIC ONLY PVLV | XX |  |  | XX
10539701 | PRATT |  | VOORHEES Station Check /Valve |  | NJBC | V | NJBC-CM-VOORH | P203 | INSV | INST | HUSSAARM | 2013-10-13 | 13 GOLF VIEW DR | [7 empty] | Y | XX |  |  | XX |  | XX |  | 999.00 TN | XX |  | AW | HYDRAULIC ONLY PVLV | XX |  |  | XX
10539703 | VAL-MATIC |  | WOODBURY Bypass Check /Valve |  | NJBC | V | NJBC-GL-WOODB | P203 | INSV | INST | HUSSAARM | 2013-10-13 | 770 Clearview Ave | [7 empty] | Y | XX |  |  | XX |  | XX |  | 999.00 TN | XX |  | AW | HYDRAULIC ONLY PVLV | XX |  |  | XX
10539705 | PRATT |  | WOODBURY Flow Control - City /Valve |  | NJBC | V | NJBC-GL-WOODB | P203 | INSV | INST | HUSSAARM | 2013-10-13 | 770 Clearview Ave | [7 empty] | Y | XX |  |  | XX |  | XX |  | 999.00 TN | XX |  | AW | ELECTRIC MOTOR PVLV | XX |  |  | XX
10539706 | PRATT |  | VOORHEES HS PMP1 INF BTRFLY /VALVE |  | NJBC | V | NJBC-CM-VOORH | P203 | INSV | INST | HUSSAARM | 2013-10-13 | 13 GOLF VIEW DR | [5 empty] | MANUAL | PUMP SUCTION | N | N | LAST | WORM | FLANGED | DUCTILE IRON | OPEN |  | 999.00 TN | XX | N | AW | MANUAL PVLV | XX |  |  | 10
10539708 | PRATT |  | VOORHEES HS PMP1 EFF GT /VALVE |  | NJBC | V | NJBC-CM-VOORH | P203 | INSV | INST | HUSSAARM | 2013-10-13 | 13 GOLF VIEW DR | [5 empty] | MANUAL | PUMP DISCHARGE | N | N | LAST | NON RISING STEM | FLANGED | DUCTILE IRON | THROTTLING |  | 999.00 TN | XX | N | AW | MANUAL PVLV | XX |  |  | 12
10539710 | PRATT |  | VOORHEES HS PMP2 INF BTRFLY /VALVE |  | NJBC | V | NJBC-CM-VOORH | P203 | INSV | INST | HUSSAARM | 2013-10-13 | 13 GOLF VIEW DR | [5 empty] | MANUAL | PUMP SUCTION | N | N | LAST | WORM | FLANGED | DUCTILE IRON | OPEN |  | 999.00 TN | XX | N | AW | MANUAL PVLV | XX |  |  | 10
10539712 | PRATT |  | VOORHEES HS PMP2 EFF GT /VALVE |  | NJBC | V | NJBC-CM-VOORH | P203 | INSV | INST | HUSSAARM | 2013-10-13 | 13 GOLF VIEW DR | [5 empty] | MANUAL | PUMP DISCHARGE | N | N | LAST | NON RISING STEM | FLANGED | DUCTILE IRON | THROTTLING |  | 999.00 TN | XX | N | AW | MANUAL PVLV | XX |  |  | 12
10539713 | PRATT |  | WOODBURY Flow Control - Heights /Valve |  | NJBC | V | NJBC-GL-WOODB | P203 | INSV | INST | HUSSAARM | 2013-10-13 | 770 Clearview Ave | [7 empty] | Y | XX |  |  | XX |  | XX |  | 999.00 TN | XX |  | AW | ELECTRIC MOTOR PVLV | XX |  |  | XX
10539715 | PRATT |  | WOODBURY BSTPMP1 SUCTBTRFLY /VALVE |  | NJBC | V | NJBC-GL-WOODB | P203 | INSV | INST | HUSSAARM | 2013-10-13 | 770 Clearview Ave | [5 empty] | MANUAL | ISOLATION | N | XX |  | WORM | XX |  | XX |  | 999.00 TN | XX |  | AW | MANUAL PVLV | XX |  |  | 6
10539717 | PRATT |  | GIBBSBOROBS BSTPMP3 SUCTBTRFLY /VALVE |  | NJBC | V | NJBC-CM-GBBST | P203 | INSV | INST | HUSSAARM | 2013-10-13 | 79 LUCAS BLVD | [7 empty] | N | XX |  |  | XX |  | XX |  | 999.00 TN | XX |  | AW | MANUAL PVLV | XX |  |  | XX
10539719 | PRATT |  | GIBBSBOROBS BSTPMP4 SUCTBTRFLY /VALVE |  | NJBC | V | NJBC-CM-GBBST | P203 | INSV | INST | HUSSAARM | 2013-10-13 | 79 LUCAS BLVD | [7 empty] | N | XX |  |  | XX |  | XX |  | 999.00 TN | XX |  | AW | MANUAL PVLV | XX |  |  | XX
10539720 | PRATT |  | GIBBSSTA BKWSH PMP1 SUCTBTRFLY /VALVE |  | NJBC | V | NJBC-CM-GBSTA | P203 | INSV | INST | HUSSAARM | 2013-10-13 | 1 LINDEN AVE | [5 empty] | MANUAL | PUMP SUCTION | N | N | LAST | WORM | FLANGED | CAST IRON | OPEN |  | 999.00 TN | XX | N | AW | MANUAL PVLV | XX |  |  | 12
10539722 | PRATT |  | GIBBSSTA BKWSH PMP1 DISCHRGBTRFLY /VALVE |  | NJBC | V | NJBC-CM-GBSTA | P203 | INSV | INST | HUSSAARM | 2013-10-13 | 1 LINDEN AVE | [5 empty] | MANUAL | PUMP DISCHARGE | N | N | LAST | WORM | FLANGED | CAST IRON | OPEN |  | 999.00 TN | XX | N | AW | MANUAL PVLV | XX |  |  | 12
10539724 | PRATT |  | GIBBSSTA BKWSH PMP2 SUCTBTRFLY /VALVE |  | NJBC | V | NJBC-CM-GBSTA | P203 | INSV | INST | HUSSAARM | 2013-10-13 | 1 LINDEN AVE | [5 empty] | MANUAL | PUMP SUCTION | N | N | LAST | WORM | FLANGED | CAST IRON | OPEN |  | 999.00 TN | XX | N | AW | MANUAL PVLV | XX |  |  | 12
10539725 | PRATT |  | GIBBSSTA BKWSH PMP2 DISCHRGBTRFLY /VALVE |  | NJBC | V | NJBC-CM-GBSTA | P203 | INSV | INST | HUSSAARM | 2013-10-13 | 1 LINDEN AVE | [5 empty] | MANUAL | PUMP DISCHARGE | N | N | LAST | WORM | FLANGED | CAST IRON | OPEN |  | 999.00 TN | XX | N | AW | MANUAL PVLV | XX |  |  | 12
10539727 | PRATT |  | GIBBSSTA HS PMP1 SUCTBTRFLY /VALVE |  | NJBC | V | NJBC-CM-GBSTA | P203 | INSV | INST | HUSSAARM | 2013-10-13 | 1 LINDEN AVE | [5 empty] | MANUAL | PUMP SUCTION | N | N | LAST | WORM | FLANGED | CAST IRON | OPEN |  | 999.00 TN | XX | N | AW | MANUAL PVLV | XX |  |  | 10
10539728 | PRATT |  | GIBBSSTA HS PMP2 SUCTBTRFLY /VALVE |  | NJBC | V | NJBC-CM-GBSTA | P203 | INSV | INST | HUSSAARM | 2013-10-13 | 1 LINDEN AVE | [5 empty] | MANUAL | PUMP SUCTION | N | N | LAST | WORM | FLANGED | CAST IRON | OPEN |  | 999.00 TN | XX | N | AW | MANUAL PVLV | XX |  |  | 10
10539730 | PRATT |  | GIBBSSTA HS PMP3 SUCTBTRFLY /VALVE |  | NJBC | V | NJBC-CM-GBSTA | P203 | INSV | INST | HUSSAARM | 2013-10-13 | 1 LINDEN AVE | [5 empty] | MANUAL | PUMP SUCTION | N | N | LAST | WORM | FLANGED | CAST IRON | OPEN |  | 999.00 TN | XX | N | AW | MANUAL PVLV | XX |  |  | 10
10539732 | PRATT |  | GIBBSSTA HS PMP1 DISCHRGBTRFLY /VALVE |  | NJBC | V | NJBC-CM-GBSTA | P203 | INSV | INST | HUSSAARM | 2013-10-13 | 1 LINDEN AVE | [5 empty] | MANUAL | PUMP DISCHARGE | N | N | LAST | WORM | FLANGED | CAST IRON | OPEN |  | 999.00 TN | XX | N | AW | MANUAL PVLV | XX |  |  | 8
10539733 | PRATT |  | GIBBSSTA HS PMP2 DISCHRGBTRFLY /VALVE |  | NJBC | V | NJBC-CM-GBSTA | P203 | INSV | INST | HUSSAARM | 2013-10-13 | 1 LINDEN AVE | [5 empty] | MANUAL | PUMP DISCHARGE | N | N | LAST | WORM | FLANGED | CAST IRON | OPEN |  | 999.00 TN | XX | N | AW | MANUAL PVLV | XX |  |  | 8
10539735 | PRATT |  | GIBBSSTA HS PMP3 DISCHRGBTRFLY /VALVE |  | NJBC | V | NJBC-CM-GBSTA | P203 | INSV | INST | HUSSAARM | 2013-10-13 | 1 LINDEN AVE | [5 empty] | MANUAL | PUMP DISCHARGE | N | N | LAST | WORM | FLANGED | CAST IRON | OPEN |  | 999.00 TN | XX | N | AW | MANUAL PVLV | XX |  |  | 8
10539737 | PRATT |  | GIBBSSTA FILT1 INF BTRFLY /VALVE |  | NJBC | V | NJBC-CM-GBSTA | P203 | INSV | INST | HUSSAARM | 2013-10-13 | 1 LINDEN AVE | [7 empty] | Y | XX |  |  | XX |  | XX |  | 999.00 TN | XX |  | AW | ELECTRIC MOTOR PVLV | XX |  |  | XX
10539739 | PRATT |  | GIBBSSTA FILT1 INF BTRFLY MAN /VALVE |  | NJBC | V | NJBC-CM-GBSTA | P203 | INSV | INST | HUSSAARM | 2013-10-13 | 1 LINDEN AVE | [5 empty] | MANUAL | RAW WATER | N | N | LAST | WORM | FLANGED | CAST IRON | OPEN |  | 999.00 TN | XX | N | AW | MANUAL PVLV | XX |  |  | 8
10539740 | PRATT |  | GIBBSSTA FILT2 INF BTRFLY /VALVE |  | NJBC | V | NJBC-CM-GBSTA | P203 | INSV | INST | HUSSAARM | 2013-10-13 | 1 LINDEN AVE | [7 empty] | Y | XX |  |  | XX |  | XX |  | 999.00 TN | XX |  | AW | ELECTRIC MOTOR PVLV | XX |  |  | XX
10539742 | PRATT |  | GIBBSSTA FILT2 INF BTRFLY MAN /VALVE |  | NJBC | V | NJBC-CM-GBSTA | P203 | INSV | INST | HUSSAARM | 2013-10-13 | 1 LINDEN AVE | [5 empty] | MANUAL | RAW WATER | N | N | LAST | WORM | FLANGED | CAST IRON | OPEN |  | 999.00 TN | XX | N | AW | MANUAL PVLV | XX |  |  | 8
10539744 | PRATT |  | GIBBSSTA FILT3 INF BTRFLY /VALVE |  | NJBC | V | NJBC-CM-GBSTA | P203 | INSV | INST | HUSSAARM | 2013-10-13 | 1 LINDEN AVE | [7 empty] | Y | XX |  |  | XX |  | XX |  | 999.00 TN | XX |  | AW | ELECTRIC MOTOR PVLV | XX |  |  | XX
10539746 | PRATT |  | GIBBSSTA FILT3 INF BTRFLY MAN /VALVE |  | NJBC | V | NJBC-CM-GBSTA | P203 | INSV | INST | HUSSAARM | 2013-10-13 | 1 LINDEN AVE | [5 empty] | MANUAL | RAW WATER | N | N | LAST | WORM | FLANGED | CAST IRON | OPEN |  | 999.00 TN | XX | N | AW | MANUAL PVLV | XX |  |  | 8
10538001 | PRATT |  | HIGHLAND Contactor 4 Air Relief /Valve |  | NJBC | V | NJBC-BU-HIGHL | P203 | INSV | INST | HUSSAARM | 2013-10-13 | 1007 Highland Ave | [7 empty] | Y | XX |  |  | XX |  | XX |  | 999.00 TN | XX |  | AW | HYDRAULIC ONLY PVLV | XX |  |  | XX
10538003 | PRATT |  | HIGHLAND CONT BKWSH BTRFLY /VALVE |  | NJBC | V | NJBC-BU-HIGHL | P203 | INSV | INST | HUSSAARM | 2013-10-13 | 1007 Highland Ave | [7 empty] | Y | XX |  |  | XX |  | XX |  | 999.00 TN | XX |  | AW | ELECTRIC MOTOR PVLV | XX |  |  | XX
10538004 | PRATT |  | HIGHLAND Station Discharge Gate /Valve |  | NJBC | V | NJBC-BU-HIGHL | P203 | INSV | INST | HUSSAARM | 2013-10-13 | 1007 Highland Ave | [5 empty] | MANUAL | OTHER | N | N | LAST |  | FLANGED |  | OPEN |  | 999.00 TN | XX | N | AW | MANUAL PVLV | XX |  |  | 12
10538006 | PRATT |  | POMONA CONT1 INF BTRFLY /VALVE |  | NJBC | V | NJBC-BU-POMON | P203 | INSV | INST | HUSSAARM | 2013-10-13 | 915 POMONA ROAD | [5 empty] | MANUAL | RAW WATER | N | N | LAST |  | FLANGED |  | OPEN |  | 999.00 TN | XX | N | AW | MANUAL PVLV | XX |  |  | XX
10538007 | PRATT |  | POMONA CONT1 EFF BTRFLY /VALVE |  | NJBC | V | NJBC-BU-POMON | P203 | INSV | INST | HUSSAARM | 2013-10-13 | 915 POMONA ROAD | [5 empty] | MANUAL | RAW WATER | N | N | LAST |  | FLANGED |  | OPEN |  | 999.00 TN | XX | N | AW | MANUAL PVLV | XX |  |  | XX
10538009 | PRATT |  | POMONA CONT1 DRAIN BTRFLY /VALVE |  | NJBC | V | NJBC-BU-POMON | P203 | INSV | INST | HUSSAARM | 2013-10-13 | 915 POMONA ROAD | [5 empty] | MANUAL | RAW WATER | N | N | LAST |  | FLANGED |  | CLOSED |  | 999.00 TN | XX | N | AW | MANUAL PVLV | XX |  |  | XX
10538011 | PRATT |  | POMONA Contactor 1 Wash Butterfly /Valve |  | NJBC | V | NJBC-BU-POMON | P203 | INSV | INST | HUSSAARM | 2013-10-13 | 915 POMONA ROAD | [5 empty] | MANUAL | RAW WATER | N | N | LAST |  | FLANGED |  | CLOSED |  | 999.00 TN | XX | N | AW | MANUAL PVLV | XX |  |  | XX
10538013 | PRATT |  | POMONA CONT1 CARB FILL BTRFLY /VALVE |  | NJBC | V | NJBC-BU-POMON | P203 | INSV | INST | HUSSAARM | 2013-10-13 | 915 POMONA ROAD | [5 empty] | MANUAL | RAW WATER | N | N | LAST |  | FLANGED |  | CLOSED |  | 999.00 TN | XX | N | AW | MANUAL PVLV | XX |  |  | XX
10538015 | PRATT |  | POMONA Contactor 1 Air Relief /Valve |  | NJBC | V | NJBC-BU-POMON | P203 | INSV | INST | HUSSAARM | 2013-10-13 | 915 POMONA ROAD | [7 empty] | Y | XX |  |  | XX |  | XX |  | 999.00 TN | XX |  | AW | HYDRAULIC ONLY PVLV | XX |  |  | XX
10538017 | PRATT |  | POMONA CONT2 INF BTRFLY /VALVE |  | NJBC | V | NJBC-BU-POMON | P203 | INSV | INST | HUSSAARM | 2013-10-13 | 915 POMONA ROAD | [5 empty] | MANUAL | RAW WATER | N | N | LAST |  | FLANGED |  | OPEN |  | 999.00 TN | XX | N | AW | MANUAL PVLV | XX |  |  | XX
10538019 | PRATT |  | POMONA CONT2 EFF BTRFLY /VALVE |  | NJBC | V | NJBC-BU-POMON | P203 | INSV | INST | HUSSAARM | 2013-10-13 | 915 POMONA ROAD | [5 empty] | MANUAL | RAW WATER | N | N | LAST |  | FLANGED |  | OPEN |  | 999.00 TN | XX | N | AW | MANUAL PVLV | XX |  |  | XX
10538020 | PRATT |  | POMONA CONT2 DRAIN BTRFLY /VALVE |  | NJBC | V | NJBC-BU-POMON | P203 | INSV | INST | HUSSAARM | 2013-10-13 | 915 POMONA ROAD | [5 empty] | MANUAL | RAW WATER | N | N | LAST |  | FLANGED |  | CLOSED |  | 999.00 TN | XX | N | AW | MANUAL PVLV | XX |  |  | XX
10538022 | PRATT |  | POMONA Contactor 2 Wash Butterfly /Valve |  | NJBC | V | NJBC-BU-POMON | P203 | INSV | INST | HUSSAARM | 2013-10-13 | 915 POMONA ROAD | [5 empty] | MANUAL | RAW WATER | N | N | LAST |  | FLANGED |  | CLOSED |  | 999.00 TN | XX | N | AW | MANUAL PVLV | XX |  |  | XX
10538024 | PRATT |  | POMONA CONT2 CARB FILL BTRFLY /VALVE |  | NJBC | V | NJBC-BU-POMON | P203 | INSV | INST | HUSSAARM | 2013-10-13 | 915 POMONA ROAD | [5 empty] | MANUAL | RAW WATER | N | N | LAST |  | FLANGED |  | CLOSED |  | 999.00 TN | XX | N | AW | MANUAL PVLV | XX |  |  | XX
10538025 | PRATT |  | POMONA Contactor 2 Air Relief /Valve |  | NJBC | V | NJBC-BU-POMON | P203 | INSV | INST | HUSSAARM | 2013-10-13 | 915 POMONA ROAD | [7 empty] | Y | XX |  |  | XX |  | XX |  | 999.00 TN | XX |  | AW | HYDRAULIC ONLY PVLV | XX |  |  | XX
10538027 | PRATT |  | POMONA CONT3 INF BTRFLY /VALVE |  | NJBC | V | NJBC-BU-POMON | P203 | INSV | INST | HUSSAARM | 2013-10-13 | 915 POMONA ROAD | [5 empty] | MANUAL | RAW WATER | N | N | LAST |  | FLANGED |  | OPEN |  | 999.00 TN | XX | N | AW | MANUAL PVLV | XX |  |  | XX
10538029 | PRATT |  | POMONA CONT3 EFF BTRFLY /VALVE |  | NJBC | V | NJBC-BU-POMON | P203 | INSV | INST | HUSSAARM | 2013-10-13 | 915 POMONA ROAD | [5 empty] | MANUAL | RAW WATER | N | N | LAST |  | FLANGED |  | OPEN |  | 999.00 TN | XX | N | AW | MANUAL PVLV | XX |  |  | XX
10538030 | PRATT |  | POMONA CONT3 DRAIN BTRFLY /VALVE |  | NJBC | V | NJBC-BU-POMON | P203 | INSV | INST | HUSSAARM | 2013-10-13 | 915 POMONA ROAD | [5 empty] | MANUAL | RAW WATER | N | N | LAST |  | FLANGED |  | CLOSED |  | 999.00 TN | XX | N | AW | MANUAL PVLV | XX |  |  | XX
10538032 | PRATT |  | POMONA Contactor 3 Wash Butterfly /Valve |  | NJBC | V | NJBC-BU-POMON | P203 | INSV | INST | HUSSAARM | 2013-10-13 | 915 POMONA ROAD | [5 empty] | MANUAL | RAW WATER | N | N | LAST |  | FLANGED |  | CLOSED |  | 999.00 TN | XX | N | AW | MANUAL PVLV | XX |  |  | XX
10538033 | PRATT |  | POMONA CONT3 CARB FILL BTRFLY /VALVE |  | NJBC | V | NJBC-BU-POMON | P203 | INSV | INST | HUSSAARM | 2013-10-13 | 915 POMONA ROAD | [5 empty] | MANUAL | RAW WATER | N | N | LAST |  | FLANGED |  | CLOSED |  | 999.00 TN | XX | N | AW | MANUAL PVLV | XX |  |  | XX
10538035 | PRATT |  | POMONA Contactor 3 Air Relief /Valve |  | NJBC | V | NJBC-BU-POMON | P203 | INSV | INST | HUSSAARM | 2013-10-13 | 915 POMONA ROAD | [7 empty] | Y | XX |  |  | XX |  | XX |  | 999.00 TN | XX |  | AW | HYDRAULIC ONLY PVLV | XX |  |  | XX
10538037 | PRATT |  | POMONA CONT4 INF BTRFLY /VALVE |  | NJBC | V | NJBC-BU-POMON | P203 | INSV | INST | HUSSAARM | 2013-10-13 | 915 POMONA ROAD | [5 empty] | MANUAL | RAW WATER | N | N | LAST |  | FLANGED |  | OPEN |  | 999.00 TN | XX | N | AW | MANUAL PVLV | XX |  |  | XX
10538039 | PRATT |  | POMONA CONT4 EFF BTRFLY /VALVE |  | NJBC | V | NJBC-BU-POMON | P203 | INSV | INST | HUSSAARM | 2013-10-13 | 915 POMONA ROAD | [5 empty] | MANUAL | RAW WATER | N | N | LAST |  | FLANGED |  | OPEN |  | 999.00 TN | XX | N | AW | MANUAL PVLV | XX |  |  | XX
10538040 | PRATT |  | POMONA CONT4 DRAIN BTRFLY /VALVE |  | NJBC | V | NJBC-BU-POMON | P203 | INSV | INST | HUSSAARM | 2013-10-13 | 915 POMONA ROAD | [5 empty] | MANUAL | RAW WATER | N | N | LAST |  | FLANGED |  | CLOSED |  | 999.00 TN | XX | N | AW | MANUAL PVLV | XX |  |  | XX
10538042 | PRATT |  | POMONA Contactor 4 Wash Butterfly /Valve |  | NJBC | V | NJBC-BU-POMON | P203 | INSV | INST | HUSSAARM | 2013-10-13 | 915 POMONA ROAD | [5 empty] | MANUAL | RAW WATER | N | N | LAST |  | FLANGED |  | CLOSED |  | 999.00 TN | XX | N | AW | MANUAL PVLV | XX |  |  | XX
10538044 | PRATT |  | POMONA CONT4 CARB FILL BTRFLY /VALVE |  | NJBC | V | NJBC-BU-POMON | P203 | INSV | INST | HUSSAARM | 2013-10-13 | 915 POMONA ROAD | [5 empty] | MANUAL | RAW WATER | N | N | LAST |  | FLANGED |  | CLOSED |  | 999.00 TN | XX | N | AW | MANUAL PVLV | XX |  |  | XX
10538046 | PRATT |  | POMONA Contactor 4 Air Relief /Valve |  | NJBC | V | NJBC-BU-POMON | P203 | INSV | INST | HUSSAARM | 2013-10-13 | 915 POMONA ROAD | [7 empty] | Y | XX |  |  | XX |  | XX |  | 999.00 TN | XX |  | AW | HYDRAULIC ONLY PVLV | XX |  |  | XX
10538047 | PRATT |  | POMONA CONT5 INF BTRFLY /VALVE |  | NJBC | V | NJBC-BU-POMON | P203 | INSV | INST | HUSSAARM | 2013-10-13 | 915 POMONA ROAD | [5 empty] | MANUAL | RAW WATER | N | N | LAST |  | FLANGED |  | OPEN |  | 999.00 TN | XX | N | AW | MANUAL PVLV | XX |  |  | XX
10538049 | PRATT |  | POMONA CONT5 EFF BTRFLY /VALVE |  | NJBC | V | NJBC-BU-POMON | P203 | INSV | INST | HUSSAARM | 2013-10-13 | 915 POMONA ROAD | [5 empty] | MANUAL | RAW WATER | N | N | LAST |  | FLANGED |  | OPEN |  | 999.00 TN | XX | N | AW | MANUAL PVLV | XX |  |  | XX
10538051 | PRATT |  | POMONA CONT5 DRAIN BTRFLY /VALVE |  | NJBC | V | NJBC-BU-POMON | P203 | INSV | INST | HUSSAARM | 2013-10-13 | 915 POMONA ROAD | [5 empty] | MANUAL | RAW WATER | N | N | LAST |  | FLANGED |  | CLOSED |  | 999.00 TN | XX | N | AW | MANUAL PVLV | XX |  |  | XX
10538052 | PRATT |  | POMONA Contactor 5 Wash Butterfly /Valve |  | NJBC | V | NJBC-BU-POMON | P203 | INSV | INST | HUSSAARM | 2013-10-13 | 915 POMONA ROAD | [5 empty] | MANUAL | RAW WATER | N | N | LAST |  | FLANGED |  | CLOSED |  | 999.00 TN | XX | N | AW | MANUAL PVLV | XX |  |  | XX
10538054 | PRATT |  | POMONA CONT5 CARB FILL BTRFLY /VALVE |  | NJBC | V | NJBC-BU-POMON | P203 | INSV | INST | HUSSAARM | 2013-10-13 | 915 POMONA ROAD | [5 empty] | MANUAL | RAW WATER | N | N | LAST |  | FLANGED |  | CLOSED |  | 999.00 TN | XX | N | AW | MANUAL PVLV | XX |  |  | XX
10538055 | PRATT |  | POMONA Contactor 5 Air Relief /Valve |  | NJBC | V | NJBC-BU-POMON | P203 | INSV | INST | HUSSAARM | 2013-10-13 | 915 POMONA ROAD | [7 empty] | Y | XX |  |  | XX |  | XX |  | 999.00 TN | XX |  | AW | HYDRAULIC ONLY PVLV | XX |  |  | XX
10538057 | PRATT |  | POMONA CONT6 INF BTRFLY /VALVE |  | NJBC | V | NJBC-BU-POMON | P203 | INSV | INST | HUSSAARM | 2013-10-13 | 915 POMONA ROAD | [5 empty] | MANUAL | RAW WATER | N | N | LAST |  | FLANGED |  | OPEN |  | 999.00 TN | XX | N | AW | MANUAL PVLV | XX |  |  | XX
10538059 | PRATT |  | POMONA CONT6 EFF BTRFLY /VALVE |  | NJBC | V | NJBC-BU-POMON | P203 | INSV | INST | HUSSAARM | 2013-10-13 | 915 POMONA ROAD | [5 empty] | MANUAL | RAW WATER | N | N | LAST |  | FLANGED |  | OPEN |  | 999.00 TN | XX | N | AW | MANUAL PVLV | XX |  |  | XX
10538061 | PRATT |  | POMONA CONT6 DRAIN BTRFLY /VALVE |  | NJBC | V | NJBC-BU-POMON | P203 | INSV | INST | HUSSAARM | 2013-10-13 | 915 POMONA ROAD | [5 empty] | MANUAL | RAW WATER | N | N | LAST |  | FLANGED |  | CLOSED |  | 999.00 TN | XX | N | AW | MANUAL PVLV | XX |  |  | XX
10538062 | PRATT |  | POMONA Contactor 6 Wash Butterfly /Valve |  | NJBC | V | NJBC-BU-POMON | P203 | INSV | INST | HUSSAARM | 2013-10-13 | 915 POMONA ROAD | [5 empty] | MANUAL | RAW WATER | N | N | LAST |  | FLANGED |  | CLOSED |  | 999.00 TN | XX | N | AW | MANUAL PVLV | XX |  |  | XX
10538064 | PRATT |  | POMONA CONT6 CARB FILL BTRFLY /VALVE |  | NJBC | V | NJBC-BU-POMON | P203 | INSV | INST | HUSSAARM | 2013-10-13 | 915 POMONA ROAD | [5 empty] | MANUAL | RAW WATER | N | N | LAST |  | FLANGED |  | CLOSED |  | 999.00 TN | XX | N | AW | MANUAL PVLV | XX |  |  | XX
10538066 | PRATT |  | POMONA Contactor 6 Air Relief /Valve |  | NJBC | V | NJBC-BU-POMON | P203 | INSV | INST | HUSSAARM | 2013-10-13 | 915 POMONA ROAD | [7 empty] | Y | XX |  |  | XX |  | XX |  | 999.00 TN | XX |  | AW | HYDRAULIC ONLY PVLV | XX |  |  | XX
10538068 | APCO |  | POMONA-W10 Air Relief /Valve |  | NJBC | V | NJBC-BU-POMON-W10. | P203 | INSV | INST | HUSSAARM | 2013-10-13 | 915 POMONA RD | [7 empty] | Y | XX |  |  | XX |  | XX |  | 999.00 TN | XX |  | AW | HYDRAULIC ONLY PVLV | XX |  |  | XX
10538070 | PRATT |  | POMONA-W12 Air Relief /Valve |  | NJBC | V | NJBC-BU-POMON-W12. | P203 | INSV | INST | HUSSAARM | 2013-10-13 | 915 POMONA RD | [7 empty] | Y | XX |  |  | XX |  | XX |  | 999.00 TN | XX |  | AW | HYDRAULIC ONLY PVLV | XX |  |  | XX
10538071 | UNKNOWN |  | POMONA-W10 Check /Valve |  | NJBC | V | NJBC-BU-POMON-W10. | P203 | INSV | INST | HUSSAARM | 2013-10-13 | 915 POMONA RD | [7 empty] | Y | XX |  |  | XX |  | XX |  | 999.00 TN | XX |  | AW | HYDRAULIC ONLY PVLV | XX |  |  | XX
10538073 | PRATT |  | POMONA-W12 Check /Valve |  | NJBC | V | NJBC-BU-POMON-W12. | P203 | INSV | INST | HUSSAARM | 2013-10-13 | 915 POMONA RD | [7 empty] | Y | XX |  |  | XX |  | XX |  | 999.00 TN | XX |  | AW | HYDRAULIC ONLY PVLV | XX |  |  | XX
10539747 | PRATT |  | GIBBSSTA FILT4 INF BTRFLY /VALVE |  | NJBC | V | NJBC-CM-GBSTA | P203 | INSV | INST | HUSSAARM | 2013-10-13 | 1 LINDEN AVE | [7 empty] | Y | XX |  |  | XX |  | XX |  | 999.00 TN | XX |  | AW | ELECTRIC MOTOR PVLV | XX |  |  | XX
10541421 | APCO |  | RIVERROAD Booster Pump #2 Check /Valve |  | NJBC | V | NJBC-BU-RVBST | P203 | INSV | INST | HUSSAARM | 2013-10-13 | 2767 BROAD ST | [7 empty] | Y | XX |  |  | XX |  | XX |  | 999.00 TN | XX |  | AW | HYDRAULIC ONLY PVLV | XX |  |  | XX
10541423 | APCO |  | RIVERROAD Booster Pump #3 Check /Valve |  | NJBC | V | NJBC-BU-RVBST | P203 | INSV | INST | HUSSAARM | 2013-10-13 | 2767 BROAD ST | [7 empty] | Y | XX |  |  | XX |  | XX |  | 999.00 TN | XX |  | AW | HYDRAULIC ONLY PVLV | XX |  |  | XX
10541425 | APCO |  | STEPHENS-W31 Discharge Butterfly /Valve |  | NJBC | V | NJBC-BU-STEPH-W31. | P203 | INSV | INST | HUSSAARM | 2013-10-13 | 210 STEPHEN DR | [5 empty] | MANUAL | PUMP DISCHARGE | N | N | OPEN |  | FLANGED | CAST IRON | OPEN |  | 999.00 TN | XX | N | AW | MANUAL PVLV | XX |  |  | 8
10541427 | UNKNOWN |  | STEPHENS-W31 Check /Valve |  | NJBC | V | NJBC-BU-STEPH-W31. | P203 | INSV | INST | HUSSAARM | 2013-10-13 | 210 STEPHEN DR | [7 empty] | Y | XX |  |  | XX |  | XX |  | 999.00 TN | XX |  | AW | HYDRAULIC ONLY PVLV | XX |  |  | XX
10541428 | UNKNOWN |  | STEPHENS-W28 Check /Valve |  | NJBC | V | NJBC-BU-STEPH-W28. | P203 | INSV | INST | HUSSAARM | 2013-10-13 | 208 STEPHEN DR | [7 empty] | Y | XX |  |  | XX |  | XX |  | 999.00 TN | XX |  | AW | HYDRAULIC ONLY PVLV | XX |  |  | XX
10541430 | UNKNOWN |  | 30TH-BST HS PMP SUCT GT /VALVE |  | NJBC | V | NJBC-CM-30TH.-BST. | P203 | INSV | INST | HUSSAARM | 2013-10-13 | 2940 SAUNDERS ST | [5 empty] | MANUAL | PUMP SUCTION | N | N | OPEN |  | FLANGED | CAST IRON | OPEN |  | 999.00 TN | XX | N | AW | MANUAL PVLV | XX |  |  | XX
10541432 | UNKNOWN |  | 30TH-BST HS PMP3 SUCT GT /VALVE |  | NJBC | V | NJBC-CM-30TH.-BST. | P203 | INSV | INST | HUSSAARM | 2013-10-13 | 2940 SAUNDERS ST | [5 empty] | MANUAL | PUMP SUCTION | N | N | OPEN |  | FLANGED | CAST IRON | OPEN |  | 999.00 TN | XX | N | AW | MANUAL PVLV | XX |  |  | XX
10541434 | UNKNOWN |  | ASHLAND Discharge Gate /Valve |  | NJBC | V | NJBC-CM-ASHLA | P203 | INSV | INST | HUSSAARM | 2013-10-13 | 107 ATLANTIC AVE | [5 empty] | MANUAL | PUMP DISCHARGE | N | N | LAST |  | FLANGED | CAST IRON | OPEN |  | 999.00 TN | XX | N | AW | MANUAL PVLV | XX |  |  | XX
10541436 | UNKNOWN |  | ASHLAND-W32 Discharge Gate /Valve |  | NJBC | V | NJBC-CM-ASHLA-W32. | P203 | INSV | INST | HUSSAARM | 2013-10-13 | 107 ATLANTIC AVE | [5 empty] | MANUAL | PUMP DISCHARGE | N | N | LAST |  | FLANGED | CAST IRON | OPEN |  | 999.00 TN | XX | N | AW | MANUAL PVLV | XX |  |  | XX
10541437 | UNKNOWN |  | ASHLAND-W17 Discharge Gate /Valve |  | NJBC | V | NJBC-CM-ASHLA-W17. | P203 | INSV | INST | HUSSAARM | 2013-10-13 | 107 ATLANTIC AVE | [5 empty] | MANUAL | PUMP DISCHARGE | N | N | LAST |  | FLANGED | CAST IRON | OPEN |  | 999.00 TN | XX | N | AW | MANUAL PVLV | XX |  |  | XX
10541439 | UNKNOWN |  | ASHLAND-W32 Air Release /Valve |  | NJBC | V | NJBC-CM-ASHLA-W32. | P203 | INSV | INST | HUSSAARM | 2013-10-13 | 107 ATLANTIC AVE | [7 empty] | Y | XX |  |  | XX |  | XX |  | 999.00 TN | XX |  | AW | HYDRAULIC ONLY PVLV | XX |  |  | XX
10541441 | APCO |  | ASHLAND-W17 Check /Valve |  | NJBC | V | NJBC-CM-ASHLA-W17. | P203 | INSV | INST | HUSSAARM | 2013-10-13 | 107 ATLANTIC AVE | [7 empty] | Y | XX |  |  | XX |  | XX |  | 999.00 TN | XX |  | AW | HYDRAULIC ONLY PVLV | XX |  |  | XX
10541442 | APCO |  | ASHLAND-W32 Check /Valve |  | NJBC | V | NJBC-CM-ASHLA-W32. | P203 | INSV | INST | HUSSAARM | 2013-10-13 | 107 ATLANTIC AVE | [7 empty] | Y | XX |  |  | XX |  | XX |  | 999.00 TN | XX |  | AW | HYDRAULIC ONLY PVLV | XX |  |  | XX
10541444 | PRATT |  | BROWNING HS PMP1 SUCTBTRFLY /VALVE |  | NJBC | V | NJBC-CM-BROWN | P203 | INSV | INST | HUSSAARM | 2013-10-13 | BROWINING LANE | [5 empty] | MANUAL | PUMP SUCTION | N | N | LAST | WORM | FLANGED | CAST IRON | OPEN |  | 999.00 TN | XX | N | AW | MANUAL PVLV | XX |  |  | XX
10541446 | PRATT |  | BROWNING HS PMP2 SUCTBTRFLY /VALVE |  | NJBC | V | NJBC-CM-BROWN | P203 | INSV | INST | HUSSAARM | 2013-10-13 | BROWINING LANE | [5 empty] | MANUAL | PUMP SUCTION | N | N | LAST | WORM | FLANGED | CAST IRON | OPEN |  | 999.00 TN | XX | N | AW | MANUAL PVLV | XX |  |  | XX
10541447 | PRATT |  | BROWNING HS PMP3 SUCTBTRFLY /VALVE |  | NJBC | V | NJBC-CM-BROWN | P203 | INSV | INST | HUSSAARM | 2013-10-13 | BROWINING LANE | [5 empty] | MANUAL | PUMP SUCTION | N | N | LAST | WORM | FLANGED | CAST IRON | OPEN |  | 999.00 TN | XX | N | AW | MANUAL PVLV | XX |  |  | XX
10541449 | PRATT |  | BROWNING-W44 Discharge Butterfly /Valve |  | NJBC | V | NJBC-CM-BROWN-W44. | P203 | INSV | INST | HUSSAARM | 2013-10-13 | BROWINING LANE | [5 empty] | MANUAL | PUMP DISCHARGE | N | N | OPEN |  | FLANGED | CAST IRON | OPEN |  | 999.00 TN | XX | N | AW | MANUAL PVLV | XX |  |  | XX
10541451 | PRATT |  | BROWNING-W45 Discharge Butterfly /Valve |  | NJBC | V | NJBC-CM-BROWN-W45. | P203 | INSV | INST | HUSSAARM | 2013-10-13 | BROWINING LANE | [5 empty] | MANUAL | PUMP DISCHARGE | N | N | OPEN |  | FLANGED | CAST IRON | OPEN |  | 999.00 TN | XX | N | AW | MANUAL PVLV | XX |  |  | XX
10541452 | PRATT |  | BROWNING-W46 Discharge Butterfly /Valve |  | NJBC | V | NJBC-CM-BROWN-W46. | P203 | INSV | INST | HUSSAARM | 2013-10-13 | BROWINING LANE | [5 empty] | MANUAL | PUMP DISCHARGE | N | N | OPEN |  | FLANGED | CAST IRON | OPEN |  | 999.00 TN | XX | N | AW | MANUAL PVLV | XX |  |  | XX
10541454 | PRATT |  | BROWNING-W65 Discharge /Valve |  | NJBC | V | NJBC-CM-BROWN-W65. | P203 | INSV | INST | HUSSAARM | 2013-10-13 | BROWINING LANE | [5 empty] | MANUAL | PUMP DISCHARGE | N | N | OPEN |  | FLANGED | CAST IRON | OPEN |  | 999.00 TN | XX | N | AW | MANUAL PVLV | XX |  |  | XX
10541456 | CRISPIN |  | BROWNING-W44 Air Relief /Valve |  | NJBC | V | NJBC-CM-BROWN-W44. | P203 | INSV | INST | HUSSAARM | 2013-10-13 | BROWINING LANE | [7 empty] | Y | XX |  |  | XX |  | XX |  | 999.00 TN | XX |  | AW | HYDRAULIC ONLY PVLV | XX |  |  | XX
10541458 | CRISPIN |  | BROWNING-W45 Air Relief /Valve |  | NJBC | V | NJBC-CM-BROWN-W45. | P203 | INSV | INST | HUSSAARM | 2013-10-13 | BROWINING LANE | [7 empty] | Y | XX |  |  | XX |  | XX |  | 999.00 TN | XX |  | AW | HYDRAULIC ONLY PVLV | XX |  |  | XX
10541460 | CRISPIN |  | BROWNING-W46 Air Relief /Valve |  | NJBC | V | NJBC-CM-BROWN-W46. | P203 | INSV | INST | HUSSAARM | 2013-10-13 | BROWINING LANE | [7 empty] | Y | XX |  |  | XX |  | XX |  | 999.00 TN | XX |  | AW | HYDRAULIC ONLY PVLV | XX |  |  | XX
10541461 | CRISPIN |  | BROWNING-W65 Air Relief /Valve |  | NJBC | V | NJBC-CM-BROWN-W65. | P203 | INSV | INST | HUSSAARM | 2013-10-13 | BROWINING LANE | [7 empty] | Y | XX |  |  | XX |  | XX |  | 999.00 TN | XX |  | AW | HYDRAULIC ONLY PVLV | XX |  |  | XX
10541463 | PRATT |  | BROWNING BKWSH PMP1 BTRFLY /VALVE |  | NJBC | V | NJBC-CM-BROWN | P203 | INSV | INST | HUSSAARM | 2013-10-13 | BROWINING LANE | [5 empty] | MANUAL | IN PLANT | N | N | OPEN |  | FLANGED | CAST IRON | OPEN |  | 999.00 TN | XX | N | AW | MANUAL PVLV | XX |  |  | XX
10541464 | PRATT |  | BROWNING BKWSH PMP2 BTRFLY /VALVE |  | NJBC | V | NJBC-CM-BROWN | P203 | INSV | INST | HUSSAARM | 2013-10-13 | BROWINING LANE | [5 empty] | MANUAL | IN PLANT | N | N | OPEN |  | FLANGED | CAST IRON | OPEN |  | 999.00 TN | XX | N | AW | MANUAL PVLV | XX |  |  | XX
10541466 | PRATT |  | BROWNING Supernate Pump #1 Gate /Valve |  | NJBC | V | NJBC-CM-BROWN | P203 | INSV | INST | HUSSAARM | 2013-10-13 | BROWINING LANE | [5 empty] | MANUAL | IN PLANT | N | N | OPEN |  | FLANGED | CAST IRON | OPEN |  | 999.00 TN | XX | N | AW | MANUAL PVLV | XX |  |  | XX
10541468 | PRATT |  | BROWNING Supernate Pump #2 Gate /Valve |  | NJBC | V | NJBC-CM-BROWN | P203 | INSV | INST | HUSSAARM | 2013-10-13 | BROWINING LANE | [5 empty] | MANUAL | IN PLANT | N | N | OPEN |  | FLANGED | CAST IRON | OPEN |  | 999.00 TN | XX | N | AW | MANUAL PVLV | XX |  |  | XX
10541469 | APCO |  | BROWNING SUPERNAT PMP1 AIR REL /VALVE |  | NJBC | V | NJBC-CM-BROWN | P203 | INSV | INST | HUSSAARM | 2013-10-13 | BROWINING LANE | [7 empty] | Y | XX |  |  | XX |  | XX |  | 999.00 TN | XX |  | AW | HYDRAULIC ONLY PVLV | XX |  |  | XX
10541471 | APCO |  | BROWNING SUPERNAT PMP2 AIR REL /VALVE |  | NJBC | V | NJBC-CM-BROWN | P203 | INSV | INST | HUSSAARM | 2013-10-13 | BROWINING LANE | [7 empty] | Y | XX |  |  | XX |  | XX |  | 999.00 TN | XX |  | AW | HYDRAULIC ONLY PVLV | XX |  |  | XX
10541473 | PRATT |  | BROWNING Sludge Pump #1 Butterfly /Valve |  | NJBC | V | NJBC-CM-BROWN | P203 | INSV | INST | HUSSAARM | 2013-10-13 | BROWINING LANE | [5 empty] | MANUAL | IN PLANT | N | N | OPEN | WORM | FLANGED | CAST IRON | OPEN |  | 999.00 TN | XX | N | AW | MANUAL PVLV | XX |  |  | XX
10541475 | PRATT |  | BROWNING Sludge Pump #2 Butterfly /Valve |  | NJBC | V | NJBC-CM-BROWN | P203 | INSV | INST | HUSSAARM | 2013-10-13 | BROWINING LANE | [5 empty] | MANUAL | IN PLANT | N | N | OPEN | WORM | FLANGED | CAST IRON | OPEN |  | 999.00 TN | XX | N | AW | MANUAL PVLV | XX |  |  | XX
10541476 | PRATT |  | BROWNING BKWSH PMP1 SUCTBTRFLY /VALVE |  | NJBC | V | NJBC-CM-BROWN | P203 | INSV | INST | HUSSAARM | 2013-10-13 | BROWINING LANE | [5 empty] | MANUAL | IN PLANT | N | N | OPEN | WORM | FLANGED | CAST IRON | OPEN |  | 999.00 TN | XX | N | AW | MANUAL PVLV | XX |  |  | XX
10541478 | PRATT |  | BROWNING BKWSH PMP2 SUCTBTRFLY /VALVE |  | NJBC | V | NJBC-CM-BROWN | P203 | INSV | INST | HUSSAARM | 2013-10-13 | BROWINING LANE | [5 empty] | MANUAL | IN PLANT | N | N | OPEN | WORM | FLANGED | CAST IRON | OPEN |  | 999.00 TN | XX | N | AW | MANUAL PVLV | XX |  |  | XX
10541480 | PRATT |  | BROWNING BKWSH PMP1 DISCHRGBTRFLY /VALVE |  | NJBC | V | NJBC-CM-BROWN | P203 | INSV | INST | HUSSAARM | 2013-10-13 | BROWINING LANE | [5 empty] | MANUAL | IN PLANT | N | N | OPEN | WORM | FLANGED | CAST IRON | OPEN |  | 999.00 TN | XX | N | AW | MANUAL PVLV | XX |  |  | XX
10541481 | PRATT |  | BROWNING BKWSH PMP2 DISCHRGBTRFLY /VALVE |  | NJBC | V | NJBC-CM-BROWN | P203 | INSV | INST | HUSSAARM | 2013-10-13 | BROWINING LANE | [5 empty] | MANUAL | IN PLANT | N | N | OPEN | WORM | FLANGED | CAST IRON | OPEN |  | 999.00 TN | XX | N | AW | MANUAL PVLV | XX |  |  | XX
10541483 | PRATT |  | BROWNING SUPERNAT PMP1 SUCTBTRFLY /VALVE |  | NJBC | V | NJBC-CM-BROWN | P203 | INSV | INST | HUSSAARM | 2013-10-13 | BROWINING LANE | [5 empty] | MANUAL | IN PLANT | N | N | OPEN | WORM | FLANGED | CAST IRON | OPEN |  | 999.00 TN | XX | N | AW | MANUAL PVLV | XX |  |  | XX
10541485 | PRATT |  | BROWNING SUPERNAT PMP2 SUCTBTRFLY /VALVE |  | NJBC | V | NJBC-CM-BROWN | P203 | INSV | INST | HUSSAARM | 2013-10-13 | BROWINING LANE | [5 empty] | MANUAL | IN PLANT | N | N | OPEN | WORM | FLANGED | CAST IRON | OPEN |  | 999.00 TN | XX | N | AW | MANUAL PVLV | XX |  |  | XX
10541486 | PRATT |  | BROWNING Supernate Pmp1 DisBtrfly /Valve |  | NJBC | V | NJBC-CM-BROWN | P203 | INSV | INST | HUSSAARM | 2013-10-13 | BROWINING LANE | [5 empty] | MANUAL | IN PLANT | N | N | OPEN | WORM | FLANGED | CAST IRON | OPEN |  | 999.00 TN | XX | N | AW | MANUAL PVLV | XX |  |  | XX
10541488 | PRATT |  | BROWNING Supernate Pmp2 DisBtrfly /Valve |  | NJBC | V | NJBC-CM-BROWN | P203 | INSV | INST | HUSSAARM | 2013-10-13 | BROWINING LANE | [5 empty] | MANUAL | IN PLANT | N | N | OPEN | WORM | FLANGED | CAST IRON | OPEN |  | 999.00 TN | XX | N | AW | MANUAL PVLV | XX |  |  | XX
10541490 | PRATT |  | BROWNING SLDGE PMP1 SUCTBTRFLY /VALVE |  | NJBC | V | NJBC-CM-BROWN | P203 | INSV | INST | HUSSAARM | 2013-10-13 | BROWINING LANE | [5 empty] | MANUAL | IN PLANT | N | N | OPEN | WORM | FLANGED | CAST IRON | OPEN |  | 999.00 TN | XX | N | AW | MANUAL PVLV | XX |  |  | XX
10541491 | PRATT |  | BROWNING SLDGE PMP2 SUCTBTRFLY /VALVE |  | NJBC | V | NJBC-CM-BROWN | P203 | INSV | INST | HUSSAARM | 2013-10-13 | BROWINING LANE | [5 empty] | MANUAL | IN PLANT | N | N | OPEN | WORM | FLANGED | CAST IRON | OPEN |  | 999.00 TN | XX | N | AW | MANUAL PVLV | XX |  |  | XX
10541493 | PRATT |  | BROWNING SLDGE PMP1 DISCHRGBTRFLY /VALVE |  | NJBC | V | NJBC-CM-BROWN | P203 | INSV | INST | HUSSAARM | 2013-10-13 | BROWINING LANE | [5 empty] | MANUAL | IN PLANT | N | N | OPEN | WORM | FLANGED | CAST IRON | OPEN |  | 999.00 TN | XX | N | AW | MANUAL PVLV | XX |  |  | XX
10539749 | PRATT |  | GIBBSSTA FILT4 INF BTRFLY MAN /VALVE |  | NJBC | V | NJBC-CM-GBSTA | P203 | INSV | INST | HUSSAARM | 2013-10-13 | 1 LINDEN AVE | [5 empty] | MANUAL | RAW WATER | N | N | LAST | WORM | FLANGED | CAST IRON | OPEN |  | 999.00 TN | XX | N | AW | MANUAL PVLV | XX |  |  | 8
10539750 | PRATT |  | GIBBSSTA FILT1 WST BTRFLY /VALVE |  | NJBC | V | NJBC-CM-GBSTA | P203 | INSV | INST | HUSSAARM | 2013-10-13 | 1 LINDEN AVE | [7 empty] | Y | XX |  |  | XX |  | XX |  | 999.00 TN | XX |  | AW | ELECTRIC MOTOR PVLV | XX |  |  | XX
10539752 | PRATT |  | GIBBSSTA FILT2 WST BTRFLY /VALVE |  | NJBC | V | NJBC-CM-GBSTA | P203 | INSV | INST | HUSSAARM | 2013-10-13 | 1 LINDEN AVE | [7 empty] | Y | XX |  |  | XX |  | XX |  | 999.00 TN | XX |  | AW | ELECTRIC MOTOR PVLV | XX |  |  | XX
10539754 | PRATT |  | GIBBSSTA FILT3 WST BTRFLY /VALVE |  | NJBC | V | NJBC-CM-GBSTA | P203 | INSV | INST | HUSSAARM | 2013-10-13 | 1 LINDEN AVE | [7 empty] | Y | XX |  |  | XX |  | XX |  | 999.00 TN | XX |  | AW | ELECTRIC MOTOR PVLV | XX |  |  | XX
10539756 | PRATT |  | GIBBSSTA FILT4 WST BTRFLY /VALVE |  | NJBC | V | NJBC-CM-GBSTA | P203 | INSV | INST | HUSSAARM | 2013-10-13 | 1 LINDEN AVE | [7 empty] | Y | XX |  |  | XX |  | XX |  | 999.00 TN | XX |  | AW | ELECTRIC MOTOR PVLV | XX |  |  | XX
10539758 | PRATT |  | GIBBSSTA FILT1-4 DRAIN BTRFLY /VALVE |  | NJBC | V | NJBC-CM-GBSTA | P203 | INSV | INST | HUSSAARM | 2013-10-13 | 1 LINDEN AVE | [5 empty] | MANUAL | RAW WATER | N | N | LAST | WORM | FLANGED | CAST IRON | CLOSED |  | 999.00 TN | XX | N | AW | MANUAL PVLV | XX |  |  | 4
10539760 | PRATT |  | LAURELSP HS PMP1 SUCT GT /VALVE |  | NJBC | V | NJBC-CM-LAURE | P203 | INSV | INST | HUSSAARM | 2013-10-13 | 820 GRAND AVENUE | [5 empty] | MANUAL | PUMP SUCTION | N | N | LAST |  | FLANGED | CAST IRON | OPEN |  | 999.00 TN | XX | N | AW | MANUAL PVLV | XX |  |  | 8
10539762 | PRATT |  | LAURELSP HS PMP2 SUCT GT /VALVE |  | NJBC | V | NJBC-CM-LAURE | P203 | INSV | INST | HUSSAARM | 2013-10-13 | 820 GRAND AVENUE | [5 empty] | MANUAL | PUMP SUCTION | N | N | LAST |  | FLANGED | CAST IRON | OPEN |  | 999.00 TN | XX | N | AW | MANUAL PVLV | XX |  |  | 10
10539763 | PRATT |  | LAURELSP HS PMP3 SUCT GT /VALVE |  | NJBC | V | NJBC-CM-LAURE | P203 | INSV | INST | HUSSAARM | 2013-10-13 | 820 GRAND AVENUE | [5 empty] | MANUAL | PUMP SUCTION | N | N | LAST |  | FLANGED | CAST IRON | OPEN |  | 999.00 TN | XX | N | AW | MANUAL PVLV | XX |  |  | 10
10539765 | PRATT |  | MAGNOLIA HS PMP1 SUCT GT /VALVE |  | NJBC | V | NJBC-CM-MAGNO | P203 | INSV | INST | HUSSAARM | 2013-10-13 | 625 N WALNUT AVENUE | [5 empty] | MANUAL | PUMP SUCTION | N | N | LAST |  | FLANGED | CAST IRON | OPEN |  | 999.00 TN | XX | N | AW | MANUAL PVLV | XX |  |  | 8
10539767 | PRATT |  | MAGNOLIA HS PMP2 SUCT GT /VALVE |  | NJBC | V | NJBC-CM-MAGNO | P203 | INSV | INST | HUSSAARM | 2013-10-13 | 625 N WALNUT AVENUE | [5 empty] | MANUAL | PUMP SUCTION | N | N | LAST |  | FLANGED | CAST IRON | OPEN |  | 999.00 TN | XX | N | AW | MANUAL PVLV | XX |  |  | 8
10539769 | PRATT |  | MAGNOLIA Filter Influent Line /Valve |  | NJBC | V | NJBC-CM-MAGNO | P203 | INSV | INST | HUSSAARM | 2013-10-13 | 625 N WALNUT AVENUE | [5 empty] | MANUAL | PUMP SUCTION | N | N | LAST |  | FLANGED | CAST IRON | OPEN |  | 999.00 TN | XX | N | AW | MANUAL PVLV | XX |  |  | 16
10539770 | PRATT |  | MAGNOLIA FILT1 INF BTRFLY /VALVE |  | NJBC | V | NJBC-CM-MAGNO | P203 | INSV | INST | HUSSAARM | 2013-10-13 | 625 N WALNUT AVENUE | [7 empty] | Y | XX |  |  | XX |  | XX |  | 999.00 TN | XX |  | AW | ELECTRIC MOTOR PVLV | XX |  |  | XX
10539772 | PRATT |  | MAGNOLIA FILT2 INF BTRFLY /VALVE |  | NJBC | V | NJBC-CM-MAGNO | P203 | INSV | INST | HUSSAARM | 2013-10-13 | 625 N WALNUT AVENUE | [7 empty] | Y | XX |  |  | XX |  | XX |  | 999.00 TN | XX |  | AW | ELECTRIC MOTOR PVLV | XX |  |  | XX
10539773 | PRATT |  | MAGNOLIA FILT3 INF BTRFLY /VALVE |  | NJBC | V | NJBC-CM-MAGNO | P203 | INSV | INST | HUSSAARM | 2013-10-13 | 625 N WALNUT AVENUE | [7 empty] | Y | XX |  |  | XX |  | XX |  | 999.00 TN | XX |  | AW | ELECTRIC MOTOR PVLV | XX |  |  | XX
10539775 | PRATT |  | MAGNOLIA Filter #1 Drain Gate /Valve |  | NJBC | V | NJBC-CM-MAGNO | P203 | INSV | INST | HUSSAARM | 2013-10-13 | 625 N WALNUT AVENUE | [5 empty] | MANUAL | RAW WATER | N | N | LAST |  | FLANGED | CAST IRON | CLOSED |  | 999.00 TN | XX | N | AW | MANUAL PVLV | XX |  |  | 4
10539776 | PRATT |  | MAGNOLIA Filter #2 Drain Gate /Valve |  | NJBC | V | NJBC-CM-MAGNO | P203 | INSV | INST | HUSSAARM | 2013-10-13 | 625 N WALNUT AVENUE | [5 empty] | MANUAL | RAW WATER | N | N | LAST |  | FLANGED | CAST IRON | CLOSED |  | 999.00 TN | XX | N | AW | MANUAL PVLV | XX |  |  | 4
10539778 | PRATT |  | MAGNOLIA Filter #3 Drain Gate /Valve |  | NJBC | V | NJBC-CM-MAGNO | P203 | INSV | INST | HUSSAARM | 2013-10-13 | 625 N WALNUT AVENUE | [5 empty] | MANUAL | RAW WATER | N | N | LAST |  | FLANGED | CAST IRON | CLOSED |  | 999.00 TN | XX | N | AW | MANUAL PVLV | XX |  |  | 4
10539780 | PRATT |  | MAGNOLIA Filter #1 Effluent Gate /Valve |  | NJBC | V | NJBC-CM-MAGNO | P203 | INSV | INST | HUSSAARM | 2013-10-13 | 625 N WALNUT AVENUE | [5 empty] | MANUAL | RAW WATER | N | N | LAST |  | FLANGED | CAST IRON | OPEN |  | 999.00 TN | XX | N | AW | MANUAL PVLV | XX |  |  | 8
10539782 | PRATT |  | MAGNOLIA Filter #2 Effluent Gate /Valve |  | NJBC | V | NJBC-CM-MAGNO | P203 | INSV | INST | HUSSAARM | 2013-10-13 | 625 N WALNUT AVENUE | [5 empty] | MANUAL | RAW WATER | N | N | LAST |  | FLANGED | CAST IRON | OPEN |  | 999.00 TN | XX | N | AW | MANUAL PVLV | XX |  |  | 8
10539783 | PRATT |  | MAGNOLIA Filter #3 Effluent Gate /Valve |  | NJBC | V | NJBC-CM-MAGNO | P203 | INSV | INST | HUSSAARM | 2013-10-13 | 625 N WALNUT AVENUE | [5 empty] | MANUAL | RAW WATER | N | N | LAST |  | FLANGED | CAST IRON | OPEN |  | 999.00 TN | XX | N | AW | MANUAL PVLV | XX |  |  | 8
10539785 | PRATT |  | MAGNOLIA Wash /Valve |  | NJBC | V | NJBC-CM-MAGNO | P203 | INSV | INST | HUSSAARM | 2013-10-13 | 625 N WALNUT AVENUE | [7 empty] | Y | XX |  |  | XX |  | XX |  | 999.00 TN | XX |  | AW | ELECTRIC MOTOR PVLV | XX |  |  | XX
10541420 | APCO |  | RIVERROAD Booster Pump #1 Check /Valve |  | NJBC | V | NJBC-BU-RVBST | P203 | INSV | INST | HUSSAARM | 2013-10-13 | 2767 BROAD ST | [7 empty] | Y | XX |  |  | XX |  | XX |  | 999.00 TN | XX |  | AW | HYDRAULIC ONLY PVLV | XX |  |  | XX
10541419 | APCO |  | RIVERROAD BSTPMP3 AIR REL /VALVE |  | NJBC | V | NJBC-BU-RVBST | P203 | INSV | INST | HUSSAARM | 2013-10-13 | 2767 BROAD ST | [7 empty] | Y | XX |  |  | XX |  | XX |  | 999.00 TN | XX |  | AW | HYDRAULIC ONLY PVLV | XX |  |  | XX
10541417 | APCO |  | RIVERROAD BSTPMP2 AIR REL /VALVE |  | NJBC | V | NJBC-BU-RVBST | P203 | INSV | INST | HUSSAARM | 2013-10-13 | 2767 BROAD ST | [7 empty] | Y | XX |  |  | XX |  | XX |  | 999.00 TN | XX |  | AW | HYDRAULIC ONLY PVLV | XX |  |  | XX
10541415 | APCO |  | RIVERROAD BSTPMP1 AIR REL /VALVE |  | NJBC | V | NJBC-BU-RVBST | P203 | INSV | INST | HUSSAARM | 2013-10-13 | 2767 BROAD ST | [7 empty] | Y | XX |  |  | XX |  | XX |  | 999.00 TN | XX |  | AW | HYDRAULIC ONLY PVLV | XX |  |  | XX
10541413 | PRATT |  | RIVERROAD BSTPMP3 SUCTBTRFLY /VALVE |  | NJBC | V | NJBC-BU-RVBST | P203 | INSV | INST | HUSSAARM | 2013-10-13 | 2767 BROAD ST | [5 empty] | MANUAL | PUMP SUCTION | N | N | LAST |  | FLANGED | CAST IRON | OPEN |  | 999.00 TN | XX | N | AW | MANUAL PVLV | XX |  |  | 12
10541412 | PRATT |  | RIVERROAD BSTPMP2 SUCTBTRFLY /VALVE |  | NJBC | V | NJBC-BU-RVBST | P203 | INSV | INST | HUSSAARM | 2013-10-13 | 2767 BROAD ST | [5 empty] | MANUAL | PUMP SUCTION | N | N | LAST |  | FLANGED | CAST IRON | OPEN |  | 999.00 TN | XX | N | AW | MANUAL PVLV | XX |  |  | 12
10541410 | PRATT |  | RIVERROAD BSTPMP1 SUCTBTRFLY /VALVE |  | NJBC | V | NJBC-BU-RVBST | P203 | INSV | INST | HUSSAARM | 2013-10-13 | 2767 BROAD ST | [5 empty] | MANUAL | PUMP SUCTION | N | N | LAST |  | FLANGED | CAST IRON | OPEN |  | 999.00 TN | XX | N | AW | MANUAL PVLV | XX |  |  | 12
10541408 | PRATT |  | RIVERROAD BSTPMP2 DISCHRGBTRFLY /VALVE |  | NJBC | V | NJBC-BU-RVBST | P203 | INSV | INST | HUSSAARM | 2013-10-13 | 2767 BROAD ST | [5 empty] | MANUAL | PUMP DISCHARGE | N | N | LAST |  | FLANGED | CAST IRON | OPEN |  | 999.00 TN | XX | N | AW | MANUAL PVLV | XX |  |  | 12
10541407 | PRATT |  | RIVERROAD BSTPMP1 DISCHRGBTRFLY /VALVE |  | NJBC | V | NJBC-BU-RVBST | P203 | INSV | INST | HUSSAARM | 2013-10-13 | 2767 BROAD ST | [5 empty] | MANUAL | PUMP DISCHARGE | N | N | LAST |  | FLANGED | CAST IRON | OPEN |  | 999.00 TN | XX | N | AW | MANUAL PVLV | XX |  |  | 12
10541405 | APCO |  | MAGNOLIA Filter #3 Air Release /Valve |  | NJBC | V | NJBC-CM-MAGNO | P203 | INSV | INST | HUSSAARM | 2013-10-13 | 625 N WALNUT AVENUE | [7 empty] | Y | XX |  |  | XX |  | XX |  | 999.00 TN | XX |  | AW | HYDRAULIC ONLY PVLV | XX |  |  | XX
10541403 | APCO |  | MAGNOLIA Filter #2 Air Release /Valve |  | NJBC | V | NJBC-CM-MAGNO | P203 | INSV | INST | HUSSAARM | 2013-10-13 | 625 N WALNUT AVENUE | [7 empty] | Y | XX |  |  | XX |  | XX |  | 999.00 TN | XX |  | AW | HYDRAULIC ONLY PVLV | XX |  |  | XX
10539787 | PRATT |  | MAGNOLIA Waste /Valve |  | NJBC | V | NJBC-CM-MAGNO | P203 | INSV | INST | HUSSAARM | 2013-10-13 | 625 N WALNUT AVENUE | [5 empty] | MANUAL | IN PLANT | N | N | LAST |  | FLANGED | CAST IRON | CLOSED |  | 999.00 TN | XX | Y | AW | MANUAL PVLV | XX |  |  | 8
10539788 | UNKNOWN |  | MAGNOLIA SUPERNAT PMP1 SUCT GT /VALVE |  | NJBC | V | NJBC-CM-MAGNO | P203 | INSV | INST | HUSSAARM | 2013-10-13 | 625 N WALNUT AVENUE | [5 empty] | MANUAL | PUMP SUCTION | N | N | LAST |  | FLANGED | CAST IRON | OPEN |  | 999.00 TN | XX | N | AW | MANUAL PVLV | XX |  |  | 6
10539790 | UNKNOWN |  | MAGNOLIA SUPERNAT PMP2 SUCT GT /VALVE |  | NJBC | V | NJBC-CM-MAGNO | P203 | INSV | INST | HUSSAARM | 2013-10-13 | 625 N WALNUT AVENUE | [5 empty] | MANUAL | PUMP SUCTION | N | N | LAST |  | FLANGED | CAST IRON | OPEN |  | 999.00 TN | XX | N | AW | MANUAL PVLV | XX |  |  | 6
10539792 | UNKNOWN |  | MAGNOLIA SUPERNAT PMP1 DISCHRG GT /VALVE |  | NJBC | V | NJBC-CM-MAGNO | P203 | INSV | INST | HUSSAARM | 2013-10-13 | 625 N WALNUT AVENUE | [5 empty] | MANUAL | PUMP DISCHARGE | N | N | LAST |  | FLANGED | CAST IRON | OPEN |  | 999.00 TN | XX | N | AW | MANUAL PVLV | XX |  |  | 4
10539794 | UNKNOWN |  | MAGNOLIA SUPERNAT PMP2 DISCHRG GT /VALVE |  | NJBC | V | NJBC-CM-MAGNO | P203 | INSV | INST | HUSSAARM | 2013-10-13 | 625 N WALNUT AVENUE | [5 empty] | MANUAL | PUMP DISCHARGE | N | N | LAST |  | FLANGED | CAST IRON | OPEN |  | 999.00 TN | XX | N | AW | MANUAL PVLV | XX |  |  | 4
10541402 | APCO |  | MAGNOLIA Filter #1 Air Release /Valve |  | NJBC | V | NJBC-CM-MAGNO | P203 | INSV | INST | HUSSAARM | 2013-10-13 | 625 N WALNUT AVENUE | [7 empty] | Y | XX |  |  | XX |  | XX |  | 999.00 TN | XX |  | AW | HYDRAULIC ONLY PVLV | XX |  |  | XX
10541400 | APCO |  | MAGNOLIA SUPERNAT PMP2 AIR REL /VALVE |  | NJBC | V | NJBC-CM-MAGNO | P203 | INSV | INST | HUSSAARM | 2013-10-13 | 625 N WALNUT AVENUE | [7 empty] | Y | XX |  |  | XX |  | XX |  | 999.00 TN | XX |  | AW | HYDRAULIC ONLY PVLV | XX |  |  | XX
10539798 | APCO |  | MAGNOLIA SUPERNAT PMP1 AIR REL /VALVE |  | NJBC | V | NJBC-CM-MAGNO | P203 | INSV | INST | HUSSAARM | 2013-10-13 | 625 N WALNUT AVENUE | [7 empty] | Y | XX |  |  | XX |  | XX |  | 999.00 TN | XX |  | AW | HYDRAULIC ONLY PVLV | XX |  |  | XX
10539795 | UNKNOWN |  | MAGNOLIA Supernate Pump #1 Check /Valve |  | NJBC | V | NJBC-CM-MAGNO | P203 | INSV | INST | HUSSAARM | 2013-10-13 | 625 N WALNUT AVENUE | [7 empty] | Y | XX |  |  | XX |  | XX |  | 999.00 TN | XX |  | AW | HYDRAULIC ONLY PVLV | XX |  |  | XX
10539797 | UNKNOWN |  | MAGNOLIA Supernate Pump #2 Check /Valve |  | NJBC | V | NJBC-CM-MAGNO | P203 | INSV | INST | HUSSAARM | 2013-10-13 | 625 N WALNUT AVENUE | [7 empty] | Y | XX |  |  | XX |  | XX |  | 999.00 TN | XX |  | AW | HYDRAULIC ONLY PVLV | XX |  |  | XX
10870804 | PRATT | FCV390 | GREEN Backwash Flow Control /VALVE |  | NJBC | V | NJBC-MH-GREEN | P203 | INSV | INST | OPCZYNE | 2014-11-17 | 70 Green St | 10 | [5 empty] | FLOW CONTROL | Y | N |  |  | FLANGED |  | CLOSED |  | 999.00 TN | LEFT |  | AW | ELECTRIC MOTOR PVLV | 150 |  |  | 10
10870901 | PRATT | ZB320 | GREEN Filter 2 Influent /Valve |  | NJBC | V | NJBC-MH-GREEN | P203 | INSV | INST | TAYLORDM | 2014-11-17 | 70 Green St | 10 | [6 empty] | Y | N |  |  | FLANGED |  | OPEN |  | 999.00 TN | LEFT |  | AW | ELECTRIC MOTOR PVLV | 150 |  |  | 10
10870803 | PRATT |  | GREEN Backwash PRV Isolation /VALVE |  | NJBC | V | NJBC-MH-GREEN | P203 | INSV | INST | OPCZYNE | 2014-11-17 | 70 Green St | 10 | [5 empty] | ISOLATION | N | N |  |  | FLANGED |  | OPEN |  | 999.00 TN | LEFT |  | AW | MANUAL PVLV | 150 |  |  | 10
10870802 | CLA-VAL |  | GREEN Backwash PRV /VALVE |  | NJBC | V | NJBC-MH-GREEN | P203 | INSV | INST | OPCZYNE | 2014-11-17 | 70 Green St | 10 |  | 690-01-2452 |  |  |  | PRESSURE REGULATION |  | N |  |  | FLANGED |  | CLOSED |  | 999.00 TN | XX |  | AW | MANUAL PVLV | XX |  |  | 10
10870612 | PRATT | ZB399 | GREEN Combined Waste /Valve |  | NJBC | V | NJBC-MH-GREEN | P203 | INSV | INST | TAYLORDM | 2014-11-17 | 70 Green St | 10 | [6 empty] | Y | N |  |  | FLANGED |  | CLOSED |  | 999.00 TN | LEFT |  | AW | ELECTRIC MOTOR PVLV | 150 |  |  | 10
10870902 | PRATT | ZB321 | GREEN Filter 2 Cell A /Valve |  | NJBC | V | NJBC-MH-GREEN | P203 | INSV | INST | TAYLORDM | 2014-11-17 | 70 Green St | 8 | [6 empty] | Y | N |  |  | FLANGED |  | OPEN |  | 999.00 TN | LEFT |  | AW | ELECTRIC MOTOR PVLV | 150 |  |  | 8
10870903 | PRATT | ZB325 | GREEN Filter 2 Wash Wtr Influent /Valve |  | NJBC | V | NJBC-MH-GREEN | P203 | INSV | INST | TAYLORDM | 2014-11-17 | 70 Green St | 10 | [6 empty] | Y | N |  |  | FLANGED |  | CLOSED |  | 999.00 TN | LEFT |  | AW | ELECTRIC MOTOR PVLV | 150 |  |  | 10
10870904 | PRATT | ZB322 | GREEN Filter 2 Cell B /Valve |  | NJBC | V | NJBC-MH-GREEN | P203 | INSV | INST | TAYLORDM | 2014-11-17 | 70 Green St | 8 | [6 empty] | Y | N |  |  | FLANGED |  | OPEN |  | 999.00 TN | LEFT |  | AW | ELECTRIC MOTOR PVLV | 150 |  |  | 8
10870905 | PRATT | ZB323 | GREEN Filter 2 Cell C /Valve |  | NJBC | V | NJBC-MH-GREEN | P203 | INSV | INST | TAYLORDM | 2014-11-17 | 70 Green St | 8 | [6 empty] | Y | N |  |  | FLANGED |  | OPEN |  | 999.00 TN | LEFT |  | AW | ELECTRIC MOTOR PVLV | 150 |  |  | 8
10871000 | PRATT |  | GREEN RAW WATER INTAKE /VALVE |  | NJBC | V | NJBC-MH-GREEN | P203 | INSV | INST | WRIGHTM1 | 2014-11-17 | 70 Green St | 16 | 1743797-7-1-HP | [5 empty] | N | N |  |  | FLANGED |  | OPEN |  | 999.00 TN | XX |  | AW | MANUAL PVLV | 150 |  |  | 16
10870611 | PRATT | ZB317 | GREEN Filter 1 Filter Effulent /Valve |  | NJBC | V | NJBC-MH-GREEN | P203 | INSV | INST | TAYLORDM | 2014-11-17 | 70 Green St | 10 | [6 empty] | Y | N |  |  | FLANGED |  | OPEN |  | 999.00 TN | LEFT |  | AW | ELECTRIC MOTOR PVLV | 150 |  |  | 10
10870610 | PRATT | ZB316 | GREEN Filter 1 Filter to Waste /Valve |  | NJBC | V | NJBC-MH-GREEN | P203 | INSV | INST | TAYLORDM | 2014-11-17 | 70 Green St | 10 | [6 empty] | Y | N |  |  | FLANGED |  | CLOSED |  | 999.00 TN | LEFT |  | AW | ELECTRIC MOTOR PVLV | 150 |  |  | 10
10870609 | PRATT | ZB315 | GREEN Filter 1 Wash Wtr Influent /Valve |  | NJBC | V | NJBC-MH-GREEN | P203 | INSV | INST | TAYLORDM | 2014-11-17 | 70 Green St | 10 | [6 empty] | Y | N |  |  | FLANGED |  | CLOSED |  | 999.00 TN | LEFT |  | AW | ELECTRIC MOTOR PVLV | 150 |  |  | 10
10870608 | PRATT | ZB314 | GREEN Filter 1 Backwash Waste /Valve |  | NJBC | V | NJBC-MH-GREEN | P203 | INSV | INST | TAYLORDM | 2014-11-17 | 70 Green St | 10 | [6 empty] | Y | N |  |  | FLANGED |  | CLOSED |  | 999.00 TN | LEFT |  | AW | ELECTRIC MOTOR PVLV | 150 |  |  | 10
10870607 | PRATT | ZB313 | GREEN Filter 1 Cell C /Valve |  | NJBC | V | NJBC-MH-GREEN | P203 | INSV | INST | TAYLORDM | 2014-11-17 | 70 Green St | 8 | [6 empty] | Y | N |  |  | FLANGED |  | OPEN |  | 999.00 TN | LEFT |  | AW | ELECTRIC MOTOR PVLV | 150 |  |  | 8
10870606 | PRATT | ZB312 | GREEN Filter 1 Cell B /Valve |  | NJBC | V | NJBC-MH-GREEN | P203 | INSV | INST | TAYLORDM | 2014-11-17 | 70 Green St | 8 | [6 empty] | Y | N |  |  | FLANGED |  | OPEN |  | 999.00 TN | LEFT |  | AW | ELECTRIC MOTOR PVLV | 150 |  |  | 8
10870605 | PRATT | ZB311 | GREEN Filter 1 Cell A /Valve |  | NJBC | V | NJBC-MH-GREEN | P203 | INSV | INST | TAYLORDM | 2014-11-17 | 70 Green St | 8 | [6 empty] | Y | N |  |  | FLANGED |  | OPEN |  | 999.00 TN | LEFT |  | AW | ELECTRIC MOTOR PVLV | 150 |  |  | 8
10870604 | PRATT | ZB310 | GREEN Filter 1 Filter Influent /Valve |  | NJBC | V | NJBC-MH-GREEN | P203 | INSV | INST | TAYLORDM | 2014-11-17 | 70 Green St | 10 | [6 empty] | Y | N |  |  | FLANGED |  | CLOSED |  | 999.00 TN | LEFT |  | AW | ELECTRIC MOTOR PVLV | 150 |  |  | 10
10870603 | PRATT | ZB327 | GREEN Filter 2 Filter Effulent /Valve |  | NJBC | V | NJBC-MH-GREEN | P203 | INSV | INST | TAYLORDM | 2014-11-17 | 70 Green St | 10 | [6 empty] | Y | N |  |  | FLANGED |  | OPEN |  | 999.00 TN | LEFT |  | AW | ELECTRIC MOTOR PVLV | 150 |  |  | 10
10870602 | PRATT | ZB326 | GREEN Filter 2 Filter to Waste /Valve |  | NJBC | V | NJBC-MH-GREEN | P203 | INSV | INST | TAYLORDM | 2014-11-17 | 70 Green St | 10 | [6 empty] | Y | N |  |  | FLANGED |  | CLOSED |  | 999.00 TN | LEFT |  | AW | ELECTRIC MOTOR PVLV | 150 |  |  | 10
10870601 | PRATT | ZB324 | GREEN Filter 2 Backwash Waste /Valve |  | NJBC | V | NJBC-MH-GREEN | P203 | INSV | INST | TAYLORDM | 2014-11-17 | 70 Green St | 10 | [6 empty] | Y | N |  |  | FLANGED |  | CLOSED |  | 999.00 TN | LEFT |  | AW | ELECTRIC MOTOR PVLV | 150 |  |  | 10
10872050 | UNKNOWN | NJHH-7-CLCS-18 | DRWTP-TRMT CS-18 cl2 post BALL /VALVE |  | NJBC | V | NJBC-BU-DRWTP-TRMT | P203 | INSV | INST | ROSSIGP | 2014-12-05 | 213 CARRIAGE LANE | [5 empty] | MANUAL | ISOLATION | N | XX |  |  | XX |  | XX |  | 999.00 TN | XX |  | AW | MANUAL PVLV | XX |  |  | XX
10872049 | UNKNOWN | NJHH-7-CLCS-17 | DRWTP-TRMT CS-17 cl2 post BALL /VALVE |  | NJBC | V | NJBC-BU-DRWTP-TRMT | P203 | INSV | INST | ROSSIGP | 2014-12-05 | 213 CARRIAGE LANE | [5 empty] | MANUAL | ISOLATION | N | XX |  |  | XX |  | XX |  | 999.00 TN | XX |  | AW | MANUAL PVLV | XX |  |  | XX
10872048 | UNKNOWN | NJHH-7-CLCS-16 | DRWTP-TRMT CS-16 cl2 interm BALL /VALVE |  | NJBC | V | NJBC-BU-DRWTP-TRMT | P203 | INSV | INST | ROSSIGP | 2014-12-05 | 213 CARRIAGE LANE | [5 empty] | MANUAL | ISOLATION | N | XX |  |  | XX |  | XX |  | 999.00 TN | XX |  | AW | MANUAL PVLV | XX |  |  | XX
10872047 | UNKNOWN | NJHH-7-CLCS-15 | DRWTP-TRMT CS-15 cl2 post BALL /VALVE |  | NJBC | V | NJBC-BU-DRWTP-TRMT | P203 | INSV | INST | ROSSIGP | 2014-12-05 | 213 CARRIAGE LANE | [5 empty] | MANUAL | ISOLATION | N | XX |  |  | XX |  | XX |  | 999.00 TN | XX |  | AW | MANUAL PVLV | XX |  |  | XX
10872046 | UNKNOWN | NJHH-7-CLCS-14 | DRWTP-TRMT CS-14 cl2 post BALL /VALVE |  | NJBC | V | NJBC-BU-DRWTP-TRMT | P203 | INSV | INST | ROSSIGP | 2014-12-05 | 213 CARRIAGE LANE | [5 empty] | MANUAL | ISOLATION | N | XX |  |  | XX |  | XX |  | 999.00 TN | XX |  | AW | MANUAL PVLV | XX |  |  | XX
10872045 | UNKNOWN | NJHH-7-CLCS-13 | DRWTP-TRMT CS-13 cl2 pre BALL /VALVE |  | NJBC | V | NJBC-BU-DRWTP-TRMT | P203 | INSV | INST | ROSSIGP | 2014-12-05 | 213 CARRIAGE LANE | [5 empty] | MANUAL | ISOLATION | N | XX |  |  | XX |  | XX |  | 999.00 TN | XX |  | AW | MANUAL PVLV | XX |  |  | XX
10872044 | UNKNOWN | NJHH-7-CLCS-12 | DRWTP-TRMT CS-12 cl2 pre BALL /VALVE |  | NJBC | V | NJBC-BU-DRWTP-TRMT | P203 | INSV | INST | ROSSIGP | 2014-12-05 | 213 CARRIAGE LANE | [5 empty] | MANUAL | ISOLATION | N | XX |  |  | XX |  | XX |  | 999.00 TN | XX |  | AW | MANUAL PVLV | XX |  |  | XX
10872043 | UNKNOWN | NJHH-7-CLCS-11 | DRWTP-TRMT CS-11 cl2 pre BALL /VALVE |  | NJBC | V | NJBC-BU-DRWTP-TRMT | P203 | INSV | INST | ROSSIGP | 2014-12-05 | 213 CARRIAGE LANE | [5 empty] | MANUAL | ISOLATION | N | XX |  |  | XX |  | XX |  | 999.00 TN | XX |  | AW | MANUAL PVLV | XX |  |  | XX
10872042 | UNKNOWN | NJHH-7-CLW-9 | DRWTP-TRMT W-9 cl2 post BALL /VALVE |  | NJBC | V | NJBC-BU-DRWTP-TRMT | P203 | INSV | INST | ROSSIGP | 2014-12-05 | 213 CARRIAGE LANE | [5 empty] | MANUAL | ISOLATION | N | XX |  |  | XX |  | XX |  | 999.00 TN | XX |  | AW | MANUAL PVLV | XX |  |  | XX
10872041 | UNKNOWN | NJHH-7-CLW-8 | DRWTP-TRMT W-8 cl2 post BALL /VALVE |  | NJBC | V | NJBC-BU-DRWTP-TRMT | P203 | INSV | INST | ROSSIGP | 2014-12-05 | 213 CARRIAGE LANE | [5 empty] | MANUAL | ISOLATION | N | XX |  |  | XX |  | XX |  | 999.00 TN | XX |  | AW | MANUAL PVLV | XX |  |  | XX
10872040 | UNKNOWN | NJHH-7-CLW-7 | DRWTP-TRMT W-7 cl2 post BALL /VALVE |  | NJBC | V | NJBC-BU-DRWTP-TRMT | P203 | INSV | INST | ROSSIGP | 2014-12-05 | 213 CARRIAGE LANE | [5 empty] | MANUAL | ISOLATION | N | XX |  |  | XX |  | XX |  | 999.00 TN | XX |  | AW | MANUAL PVLV | XX |  |  | XX
10872039 | UNKNOWN | NJHH-7-CLW-6 | DRWTP-TRMT W-6 cl2 post BALL /VALVE |  | NJBC | V | NJBC-BU-DRWTP-TRMT | P203 | INSV | INST | ROSSIGP | 2014-12-05 | 213 CARRIAGE LANE | [5 empty] | MANUAL | ISOLATION | N | XX |  |  | XX |  | XX |  | 999.00 TN | XX |  | AW | MANUAL PVLV | XX |  |  | XX
10872051 | UNKNOWN | NJHH-7-CLCS-19 | DRWTP-TRMT CS-19 cl2 post BALL /VALVE |  | NJBC | V | NJBC-BU-DRWTP-TRMT | P203 | INSV | INST | ROSSIGP | 2014-12-05 | 213 CARRIAGE LANE | [5 empty] | MANUAL | ISOLATION | N | XX |  |  | XX |  | XX |  | 999.00 TN | XX |  | AW | MANUAL PVLV | XX |  |  | XX
10872052 | UNKNOWN | NJHH-7-CLCS-2 | DRWTP-TRMT CS-2 cl2 pre BALL /VALVE |  | NJBC | V | NJBC-BU-DRWTP-TRMT | P203 | INSV | INST | ROSSIGP | 2014-12-05 | 213 CARRIAGE LANE | [5 empty] | MANUAL | ISOLATION | N | XX |  |  | XX |  | XX |  | 999.00 TN | XX |  | AW | MANUAL PVLV | XX |  |  | XX
10872053 | UNKNOWN | NJHH-7-CLCS-20 | DRWTP-TRMT CS-20 cl2 post BALL /VALVE |  | NJBC | V | NJBC-BU-DRWTP-TRMT | P203 | INSV | INST | ROSSIGP | 2014-12-05 | 213 CARRIAGE LANE | [5 empty] | MANUAL | ISOLATION | N | XX |  |  | XX |  | XX |  | 999.00 TN | XX |  | AW | MANUAL PVLV | XX |  |  | XX
10872054 | UNKNOWN | NJHH-7-CLCS-21 | DRWTP-TRMT CS-21 cl2 post BALL /VALVE |  | NJBC | V | NJBC-BU-DRWTP-TRMT | P203 | INSV | INST | ROSSIGP | 2014-12-05 | 213 CARRIAGE LANE | [5 empty] | MANUAL | ISOLATION | N | XX |  |  | XX |  | XX |  | 999.00 TN | XX |  | AW | MANUAL PVLV | XX |  |  | XX
10872055 | UNKNOWN | NJHH-7-CLCS-22 | DRWTP-TRMT CS-22 cl2 post BALL /VALVE |  | NJBC | V | NJBC-BU-DRWTP-TRMT | P203 | INSV | INST | ROSSIGP | 2014-12-05 | 213 CARRIAGE LANE | [5 empty] | MANUAL | ISOLATION | N | XX |  |  | XX |  | XX |  | 999.00 TN | XX |  | AW | MANUAL PVLV | XX |  |  | XX
10872056 | UNKNOWN | NJHH-7-CLCS-3 | DRWTP-TRMT CS-3 cl2 pre BALL /VALVE |  | NJBC | V | NJBC-BU-DRWTP-TRMT | P203 | INSV | INST | ROSSIGP | 2014-12-05 | 213 CARRIAGE LANE | [5 empty] | MANUAL | ISOLATION | N | XX |  |  | XX |  | XX |  | 999.00 TN | XX |  | AW | MANUAL PVLV | XX |  |  | XX
10872057 | UNKNOWN | NJHH-7-CLCS-4 | DRWTP-TRMT CS-4 cl2 pre BALL /VALVE |  | NJBC | V | NJBC-BU-DRWTP-TRMT | P203 | INSV | INST | ROSSIGP | 2014-12-05 | 213 CARRIAGE LANE | [5 empty] | MANUAL | ISOLATION | N | XX |  |  | XX |  | XX |  | 999.00 TN | XX |  | AW | MANUAL PVLV | XX |  |  | XX
10872058 | UNKNOWN | NJHH-7-CLCS-5 | DRWTP-TRMT CS-5 cl2 pre BALL /VALVE |  | NJBC | V | NJBC-BU-DRWTP-TRMT | P203 | INSV | INST | ROSSIGP | 2014-12-05 | 213 CARRIAGE LANE | [5 empty] | MANUAL | ISOLATION | N | XX |  |  | XX |  | XX |  | 999.00 TN | XX |  | AW | MANUAL PVLV | XX |  |  | XX
10872059 | UNKNOWN | NJHH-7-CLCS-6 | DRWTP-TRMT CS-6 cl2 pre BALL /VALVE |  | NJBC | V | NJBC-BU-DRWTP-TRMT | P203 | INSV | INST | ROSSIGP | 2014-12-05 | 213 CARRIAGE LANE | [5 empty] | MANUAL | ISOLATION | N | XX |  |  | XX |  | XX |  | 999.00 TN | XX |  | AW | MANUAL PVLV | XX |  |  | XX
10872060 | UNKNOWN | NJHH-7-CLCS-7 | DRWTP-TRMT CS-7 cl2 pre BALL /VALVE |  | NJBC | V | NJBC-BU-DRWTP-TRMT | P203 | INSV | INST | ROSSIGP | 2014-12-05 | 213 CARRIAGE LANE | [5 empty] | MANUAL | ISOLATION | N | XX |  |  | XX |  | XX |  | 999.00 TN | XX |  | AW | MANUAL PVLV | XX |  |  | XX
10872061 | UNKNOWN | NJHH-7-CLCS-8 | DRWTP-TRMT CS-8 cl2 pre BALL /VALVE |  | NJBC | V | NJBC-BU-DRWTP-TRMT | P203 | INSV | INST | ROSSIGP | 2014-12-05 | 213 CARRIAGE LANE | [5 empty] | MANUAL | ISOLATION | N | XX |  |  | XX |  | XX |  | 999.00 TN | XX |  | AW | MANUAL PVLV | XX |  |  | XX
10872062 | UNKNOWN | NJHH-7-CLCS-9 | DRWTP-TRMT CS-9 cl2 pre BALL /VALVE |  | NJBC | V | NJBC-BU-DRWTP-TRMT | P203 | INSV | INST | ROSSIGP | 2014-12-05 | 213 CARRIAGE LANE | [5 empty] | MANUAL | ISOLATION | N | XX |  |  | XX |  | XX |  | 999.00 TN | XX |  | AW | MANUAL PVLV | XX |  |  | XX
10872038 | UNKNOWN | NJHH-7-CLW-5 | DRWTP-TRMT W-5 cl2 post BALL /VALVE |  | NJBC | V | NJBC-BU-DRWTP-TRMT | P203 | INSV | INST | ROSSIGP | 2014-12-05 | 213 CARRIAGE LANE | [5 empty] | MANUAL | ISOLATION | N | XX |  |  | XX |  | XX |  | 999.00 TN | XX |  | AW | MANUAL PVLV | XX |  |  | XX
10871035 | UNKNOWN | NJHH-7-CLBV-10 | DRWTP-TRMT CV-10CHLOR RM CL2 BALL /VALVE |  | NJBC | V | NJBC-BU-DRWTP-TRMT | P203 | INSV | INST | TAYLORDM | 2014-12-05 | 213 CARRIAGE LANE | [5 empty] | MANUAL | ISOLATION | N | XX |  |  | XX |  | XX |  | 999.00 TN | XX |  | AW | MANUAL PVLV | XX |  |  | XX
10871036 | UNKNOWN | NJHH-7-CLBV-11 | DRWTP-TRMT CV-11CHLOR RM CL2 BALL /VALVE |  | NJBC | V | NJBC-BU-DRWTP-TRMT | P203 | INSV | INST | TAYLORDM | 2014-12-05 | 213 CARRIAGE LANE | [5 empty] | MANUAL | ISOLATION | N | XX |  |  | XX |  | XX |  | 999.00 TN | XX |  | AW | MANUAL PVLV | XX |  |  | XX
10871037 | UNKNOWN | NJHH-7-CLBV-12 | DRWTP-TRMT CV-12CHLOR RM CL2 BALL /VALVE |  | NJBC | V | NJBC-BU-DRWTP-TRMT | P203 | INSV | INST | TAYLORDM | 2014-12-05 | 213 CARRIAGE LANE | [5 empty] | MANUAL | ISOLATION | N | XX |  |  | XX |  | XX |  | 999.00 TN | XX |  | AW | MANUAL PVLV | XX |  |  | XX
10871038 | UNKNOWN | NJHH-7-CLBV-13 | DRWTP-TRMT CV-13CHLOR RM CL2 BALL /VALVE |  | NJBC | V | NJBC-BU-DRWTP-TRMT | P203 | INSV | INST | TAYLORDM | 2014-12-05 | 213 CARRIAGE LANE | [5 empty] | MANUAL | ISOLATION | N | XX |  |  | XX |  | XX |  | 999.00 TN | XX |  | AW | MANUAL PVLV | XX |  |  | XX
10871039 | UNKNOWN | NJHH-7-CLBV-14 | DRWTP-TRMT CV-14CHLOR RM CL2 BALL /VALVE |  | NJBC | V | NJBC-BU-DRWTP-TRMT | P203 | INSV | INST | TAYLORDM | 2014-12-05 | 213 CARRIAGE LANE | [5 empty] | MANUAL | ISOLATION | N | XX |  |  | XX |  | XX |  | 999.00 TN | XX |  | AW | MANUAL PVLV | XX |  |  | XX
10871040 | UNKNOWN | NJHH-7-CLBV-14A | DRWTP-TRMT CV-14ACHLORRM CL2 BALL /VALVE |  | NJBC | V | NJBC-BU-DRWTP-TRMT | P203 | INSV | INST | TAYLORDM | 2014-12-05 | 213 CARRIAGE LANE | [5 empty] | MANUAL | ISOLATION | N | XX |  |  | XX |  | XX |  | 999.00 TN | XX |  | AW | MANUAL PVLV | XX |  |  | XX
10871041 | UNKNOWN | NJHH-7-CLBV-15 | DRWTP-TRMT CV-14CHLOR RM CL2 BALL /VALVE |  | NJBC | V | NJBC-BU-DRWTP-TRMT | P203 | INSV | INST | TAYLORDM | 2014-12-05 | 213 CARRIAGE LANE | [5 empty] | MANUAL | ISOLATION | N | XX |  |  | XX |  | XX |  | 999.00 TN | XX |  | AW | MANUAL PVLV | XX |  |  | XX
10871042 | UNKNOWN | NJHH-7-CLBV-15 | DRWTP-TRMT CV-15CHLOR RM CL2 BALL /VALVE |  | NJBC | V | NJBC-BU-DRWTP-TRMT | P203 | INSV | INST | TAYLORDM | 2014-12-05 | 213 CARRIAGE LANE | [5 empty] | MANUAL | ISOLATION | N | XX |  |  | XX |  | XX |  | 999.00 TN | XX |  | AW | MANUAL PVLV | XX |  |  | XX
10871043 | UNKNOWN | NJHH-7-CLBV-16 | DRWTP-TRMT CV-16CHLOR RM CL2 BALL /VALVE |  | NJBC | V | NJBC-BU-DRWTP-TRMT | P203 | INSV | INST | BUCKLEJ | 2014-12-05 | 213 CARRIAGE LANE | [5 empty] | MANUAL | ISOLATION | N | XX |  |  | XX |  | XX |  | 999.00 TN | XX |  | AW | MANUAL PVLV | XX |  |  | XX
10871044 | UNKNOWN | NJHH-7-CLBV-17 | DRWTP-TRMT CV-17CHLOR RM CL2 BALL /VALVE |  | NJBC | V | NJBC-BU-DRWTP-TRMT | P203 | INSV | INST | BUCKLEJ | 2014-12-05 | 213 CARRIAGE LANE | [5 empty] | MANUAL | ISOLATION | N | XX |  |  | XX |  | XX |  | 999.00 TN | XX |  | AW | MANUAL PVLV | XX |  |  | XX
10871045 | UNKNOWN | NJHH-7-CLBV-18 | DRWTP-TRMT CV-18CHLOR RM PRE CL2 B/VLVE |  | NJBC | V | NJBC-BU-DRWTP-TRMT | P203 | INSV | INST | BUCKLEJ | 2014-12-05 | 213 CARRIAGE LANE | [5 empty] | MANUAL | ISOLATION | N | XX |  |  | XX |  | XX |  | 999.00 TN | XX |  | AW | MANUAL PVLV | XX |  |  | XX
10872025 | UNKNOWN | NJHH-7-CLW-1 | DRWTP-TRMT W-1 cl2 pre-feed BALL /VALVE |  | NJBC | V | NJBC-BU-DRWTP-TRMT | P203 | INSV | INST | ROSSIGP | 2014-12-05 | 213 CARRIAGE LANE | [5 empty] | MANUAL | ISOLATION | N | XX |  |  | XX |  | XX |  | 999.00 TN | XX |  | AW | MANUAL PVLV | XX |  |  | XX
10872026 | UNKNOWN | NJHH-7-CLW-10 | DRWTP-TRMT W-10 cl2 post alt BALL /VALVE |  | NJBC | V | NJBC-BU-DRWTP-TRMT | P203 | INSV | INST | ROSSIGP | 2014-12-05 | 213 CARRIAGE LANE | [5 empty] | MANUAL | ISOLATION | N | XX |  |  | XX |  | XX |  | 999.00 TN | XX |  | AW | MANUAL PVLV | XX |  |  | XX
10872027 | UNKNOWN | NJHH-7-CLW-11 | DRWTP-TRMT W-11 cl2 post alt BALL /VALVE |  | NJBC | V | NJBC-BU-DRWTP-TRMT | P203 | INSV | INST | ROSSIGP | 2014-12-05 | 213 CARRIAGE LANE | [5 empty] | MANUAL | ISOLATION | N | XX |  |  | XX |  | XX |  | 999.00 TN | XX |  | AW | MANUAL PVLV | XX |  |  | XX
10872028 | UNKNOWN | NJHH-7-CLW-12 | DRWTP-TRMT W-12 cl2 post alt BALL /VALVE |  | NJBC | V | NJBC-BU-DRWTP-TRMT | P203 | INSV | INST | ROSSIGP | 2014-12-05 | 213 CARRIAGE LANE | [5 empty] | MANUAL | ISOLATION | N | XX |  |  | XX |  | XX |  | 999.00 TN | XX |  | AW | MANUAL PVLV | XX |  |  | XX
10872029 | UNKNOWN | NJHH-7-CLW-13 | DRWTP-TRMT W-13 cl2 post alt BALL /VALVE |  | NJBC | V | NJBC-BU-DRWTP-TRMT | P203 | INSV | INST | ROSSIGP | 2014-12-05 | 213 CARRIAGE LANE | [5 empty] | MANUAL | ISOLATION | N | XX |  |  | XX |  | XX |  | 999.00 TN | XX |  | AW | MANUAL PVLV | XX |  |  | XX
10872030 | UNKNOWN | NJHH-7-CLW-13A | DRWTP-TRMT W-13A cl2 pst alt BALL /VALVE |  | NJBC | V | NJBC-BU-DRWTP-TRMT | P203 | INSV | INST | ROSSIGP | 2014-12-05 | 213 CARRIAGE LANE | [5 empty] | MANUAL | ISOLATION | N | XX |  |  | XX |  | XX |  | 999.00 TN | XX |  | AW | MANUAL PVLV | XX |  |  | XX
10872031 | UNKNOWN | NJHH-7-CLW-14 | DRWTP-TRMT W-14 cl2 Intr BALL /VALVE |  | NJBC | V | NJBC-BU-DRWTP-TRMT | P203 | INSV | INST | ROSSIGP | 2014-12-05 | 213 CARRIAGE LANE | [5 empty] | MANUAL | ISOLATION | N | XX |  |  | XX |  | XX |  | 999.00 TN | XX |  | AW | MANUAL PVLV | XX |  |  | XX
10872032 | UNKNOWN | NJHH-7-CLW-15 | DRWTP-TRMT W-15 cl2 intr BALL /VALVE |  | NJBC | V | NJBC-BU-DRWTP-TRMT | P203 | INSV | INST | ROSSIGP | 2014-12-05 | 213 CARRIAGE LANE | [5 empty] | MANUAL | ISOLATION | N | XX |  |  | XX |  | XX |  | 999.00 TN | XX |  | AW | MANUAL PVLV | XX |  |  | XX
10872033 | UNKNOWN | NJHH-7-CLW-16 | DRWTP-TRMT W-16 cl2 post BALL /VALVE |  | NJBC | V | NJBC-BU-DRWTP-TRMT | P203 | INSV | INST | ROSSIGP | 2014-12-05 | 213 CARRIAGE LANE | [5 empty] | MANUAL | ISOLATION | N | XX |  |  | XX |  | XX |  | 999.00 TN | XX |  | AW | MANUAL PVLV | XX |  |  | XX
10872034 | UNKNOWN | NJHH-7-CLW-1A | DRWTP-TRMT W-1a cl2 pre BALL /VALVE |  | NJBC | V | NJBC-BU-DRWTP-TRMT | P203 | INSV | INST | ROSSIGP | 2014-12-05 | 213 CARRIAGE LANE | [5 empty] | MANUAL | ISOLATION | N | XX |  |  | XX |  | XX |  | 999.00 TN | XX |  | AW | MANUAL PVLV | XX |  |  | XX
10872035 | UNKNOWN | NJHH-7-CLW-2 | DRWTP-TRMT W-2 cl2 pre BALL /VALVE |  | NJBC | V | NJBC-BU-DRWTP-TRMT | P203 | INSV | INST | ROSSIGP | 2014-12-05 | 213 CARRIAGE LANE | [5 empty] | MANUAL | ISOLATION | N | XX |  |  | XX |  | XX |  | 999.00 TN | XX |  | AW | MANUAL PVLV | XX |  |  | XX
10872036 | UNKNOWN | NJHH-7-CLW-3 | DRWTP-TRMT W-3 cl2 post BALL /VALVE |  | NJBC | V | NJBC-BU-DRWTP-TRMT | P203 | INSV | INST | ROSSIGP | 2014-12-05 | 213 CARRIAGE LANE | [5 empty] | MANUAL | ISOLATION | N | XX |  |  | XX |  | XX |  | 999.00 TN | XX |  | AW | MANUAL PVLV | XX |  |  | XX
10872037 | UNKNOWN | NJHH-7-CLW-4 | DRWTP-TRMT W-4 cl2 post BALL /VALVE |  | NJBC | V | NJBC-BU-DRWTP-TRMT | P203 | INSV | INST | ROSSIGP | 2014-12-05 | 213 CARRIAGE LANE | [5 empty] | MANUAL | ISOLATION | N | XX |  |  | XX |  | XX |  | 999.00 TN | XX |  | AW | MANUAL PVLV | XX |  |  | XX
10872315 | UNKNOWN | NJHH-7-CLCS-10 | DRWTP-TRMT CS10PRE CL2 FEED CL2 BALLVLVE |  | NJBC | V | NJBC-BU-DRWTP-TRMT | P203 | INSV | INST | BUCKLEJ | 2014-12-08 | 213 CARRIAGE LANE | [5 empty] | MANUAL | ISOLATION | N | XX |  |  | XX |  | XX |  | 999.00 TN | XX |  | AW | MANUAL PVLV | XX |  |  | XX
10872314 | UNKNOWN | NJHH-7-CLCS-1 | DRWTP-TRMT CS-1Pre CL2 FEED BALL /VALVE |  | NJBC | V | NJBC-BU-DRWTP-TRMT | P203 | INSV | INST | BUCKLEJ | 2014-12-08 | 213 CARRIAGE LANE | [5 empty] | MANUAL | ISOLATION | N | XX |  |  | XX |  | XX |  | 999.00 TN | XX |  | AW | MANUAL PVLV | XX |  |  | XX
10872313 | UNKNOWN | NJHH-7-CLBV-9 | DRWTP-TRMT CV-9CHLOR RM CL2 BALL /VALVE |  | NJBC | V | NJBC-BU-DRWTP-TRMT | P203 | INSV | INST | BUCKLEJ | 2014-12-08 | 213 CARRIAGE LANE | [5 empty] | MANUAL | ISOLATION | N | XX |  |  | XX |  | XX |  | 999.00 TN | XX |  | AW | MANUAL PVLV | XX |  |  | XX
10872312 | UNKNOWN | NJHH-7-CLBV-8 | DRWTP-TRMT CV-8CHLOR RM CL2 BALL /VALVE |  | NJBC | V | NJBC-BU-DRWTP-TRMT | P203 | INSV | INST | BUCKLEJ | 2014-12-08 | 213 CARRIAGE LANE | [5 empty] | MANUAL | ISOLATION | N | XX |  |  | XX |  | XX |  | 999.00 TN | XX |  | AW | MANUAL PVLV | XX |  |  | XX
10872311 | UNKNOWN | NJHH-7-CLBV-7 | DRWTP-TRMT CV-7CHLOR RM CL2 BALL /VALVE |  | NJBC | V | NJBC-BU-DRWTP-TRMT | P203 | INSV | INST | BUCKLEJ | 2014-12-08 | 213 CARRIAGE LANE | [5 empty] | MANUAL | ISOLATION | N | XX |  |  | XX |  | XX |  | 999.00 TN | XX |  | AW | MANUAL PVLV | XX |  |  | XX
10872310 | UNKNOWN | NJHH-7-CLBV-6B | DRWTP-TRMT CV-6BTON CL2 RM CL2 BALL VLVE |  | NJBC | V | NJBC-BU-DRWTP-TRMT | P203 | INSV | INST | BUCKLEJ | 2014-12-08 | 213 CARRIAGE LANE | [5 empty] | MANUAL | ISOLATION | N | XX |  |  | XX |  | XX |  | 999.00 TN | XX |  | AW | MANUAL PVLV | XX |  |  | XX
10872309 | UNKNOWN | NJHH-7-CLBV-6A | DRWTP-TRMT CV-6ATON CL2 RM CL2 BALL VLVE |  | NJBC | V | NJBC-BU-DRWTP-TRMT | P203 | INSV | INST | BUCKLEJ | 2014-12-08 | 213 CARRIAGE LANE | [5 empty] | MANUAL | ISOLATION | N | XX |  |  | XX |  | XX |  | 999.00 TN | XX |  | AW | MANUAL PVLV | XX |  |  | XX
10872308 | UNKNOWN | NJHH-7-CLBV-6 | DRWTP-TRMT CV-6TON CL2 RM CL2 BALL /VLVE |  | NJBC | V | NJBC-BU-DRWTP-TRMT | P203 | INSV | INST | BUCKLEJ | 2014-12-08 | 213 CARRIAGE LANE | [5 empty] | MANUAL | ISOLATION | N | XX |  |  | XX |  | XX |  | 999.00 TN | XX |  | AW | MANUAL PVLV | XX |  |  | XX
10872307 | UNKNOWN | NJHH-7-CLBV-5 | DRWTP-TRMT CV-5TON CL2 RM CL2 BALL /VLVE |  | NJBC | V | NJBC-BU-DRWTP-TRMT | P203 | INSV | INST | BUCKLEJ | 2014-12-08 | 213 CARRIAGE LANE | [5 empty] | MANUAL | ISOLATION | N | XX |  |  | XX |  | XX |  | 999.00 TN | XX |  | AW | MANUAL PVLV | XX |  |  | XX
10872306 | UNKNOWN | NJHH-7-CLBV-4 | DRWTP-TRMT CV-4TON CL2 RM CL2 BALL /VLVE |  | NJBC | V | NJBC-BU-DRWTP-TRMT | P203 | INSV | INST | BUCKLEJ | 2014-12-08 | 213 CARRIAGE LANE | [5 empty] | MANUAL | ISOLATION | N | XX |  |  | XX |  | XX |  | 999.00 TN | XX |  | AW | MANUAL PVLV | XX |  |  | XX
10872305 | UNKNOWN | NJHH-7-CLBV-3 | DRWTP-TRMT CV-3TON CL2 RM CL2 BALL /VLVE |  | NJBC | V | NJBC-BU-DRWTP-TRMT | P203 | INSV | INST | BUCKLEJ | 2014-12-08 | 213 CARRIAGE LANE | [5 empty] | MANUAL | ISOLATION | N | XX |  |  | XX |  | XX |  | 999.00 TN | XX |  | AW | MANUAL PVLV | XX |  |  | XX
10872304 | UNKNOWN | NJHH-7-CLBV-24 | DRWTP-TRMT CV-24POST CL2 BALL /VALVE |  | NJBC | V | NJBC-BU-DRWTP-TRMT | P203 | INSV | INST | BUCKLEJ | 2014-12-08 | 213 CARRIAGE LANE | [5 empty] | MANUAL | ISOLATION | N | XX |  |  | XX |  | XX |  | 999.00 TN | XX |  | AW | MANUAL PVLV | XX |  |  | XX
10872303 | UNKNOWN | NJHH-7-CLBV-23 | DRWTP-TRMT CV-23CHLOR RM CL2 BALL /VALVE |  | NJBC | V | NJBC-BU-DRWTP-TRMT | P203 | INSV | INST | BUCKLEJ | 2014-12-08 | 213 CARRIAGE LANE | [5 empty] | MANUAL | ISOLATION | N | XX |  |  | XX |  | XX |  | 999.00 TN | XX |  | AW | MANUAL PVLV | XX |  |  | XX
10872302 | UNKNOWN | NJHH-7-CLBV-22 | DRWTP-TRMT CV-22CHLOR RM CL2 BALL /VALVE |  | NJBC | V | NJBC-BU-DRWTP-TRMT | P203 | INSV | INST | BUCKLEJ | 2014-12-08 | 213 CARRIAGE LANE | [5 empty] | MANUAL | ISOLATION | N | XX |  |  | XX |  | XX |  | 999.00 TN | XX |  | AW | MANUAL PVLV | XX |  |  | XX
10872301 | UNKNOWN | NJHH-7-CLBV-21 | DRWTP-TRMT CV-21CHLOR RM CL2 BALL /VALVE |  | NJBC | V | NJBC-BU-DRWTP-TRMT | P203 | INSV | INST | BUCKLEJ | 2014-12-08 | 213 CARRIAGE LANE | [5 empty] | MANUAL | ISOLATION | N | XX |  |  | XX |  | XX |  | 999.00 TN | XX |  | AW | MANUAL PVLV | XX |  |  | XX
10872300 | UNKNOWN | NJHH-7-CLBV-20 | DRWTP-TRMT CV-20CHLOR RM CL2 BALL /VALVE |  | NJBC | V | NJBC-BU-DRWTP-TRMT | P203 | INSV | INST | BUCKLEJ | 2014-12-08 | 213 CARRIAGE LANE | [5 empty] | MANUAL | ISOLATION | N | XX |  |  | XX |  | XX |  | 999.00 TN | XX |  | AW | MANUAL PVLV | XX |  |  | XX
10871499 | UNKNOWN | NJHH-7-CLBV-19A | DRWTP-TRMT CV-19ACHLOR RM CL2 BALL /VLVE |  | NJBC | V | NJBC-BU-DRWTP-TRMT | P203 | INSV | INST | BUCKLEJ | 2014-12-08 | 213 CARRIAGE LANE | [5 empty] | MANUAL | ISOLATION | N | XX |  |  | XX |  | XX |  | 999.00 TN | XX |  | AW | MANUAL PVLV | XX |  |  | XX
10871498 | UNKNOWN | NJHH-7-CLBV-19 | DRWTP-TRMT CV-19CHLOR RM CL2 BALL /VALVE |  | NJBC | V | NJBC-BU-DRWTP-TRMT | P203 | INSV | INST | BUCKLEJ | 2014-12-08 | 213 CARRIAGE LANE | [5 empty] | MANUAL | ISOLATION | N | XX |  |  | XX |  | XX |  | 999.00 TN | XX |  | AW | MANUAL PVLV | XX |  |  | XX
10871497 | UNKNOWN | NJHH-7-CLBV-18A | DRWTP-TRMT CV-18A PRE CL2 BALL /VALVE |  | NJBC | V | NJBC-BU-DRWTP-TRMT | P203 | INSV | INST | BUCKLEJ | 2014-12-08 | 213 CARRIAGE LANE | [5 empty] | MANUAL | ISOLATION | N | XX |  |  | XX |  | XX |  | 999.00 TN | XX |  | AW | MANUAL PVLV | XX |  |  | XX
5206210 | UNKNOWN | NJHH-7-VFLC-13 | DRWTP-TRMT-OZNE Line B FLO CTRL /VALVE |  | NJBC | 6 | NJBC-BU-DRWTP-TRMT-OZNE | P203 | INSV | INST | TAYLORDM | 2015-09-17 | 213 CARRIAGE LANE |  |  | FCV 302B |  |  | ELECTRIC | IN PLANT | Y | XX |  |  | XX |  | XX |  | 999.00 TN | XX |  | AW | ELECTRIC MOTOR PVLV | XX |  |  | 20
5206211 | UNKNOWN |  | DRWTP-TRMT-OZNE Line B PRES /VALVE |  | NJBC | 6 | NJBC-BU-DRWTP-TRMT-OZNE | P203 | INSV | INST | TAYLORDM | 2015-09-17 | 213 CARRIAGE LANE | [5 empty] | PNEUMATIC | PRESSURE REGULATION | Y | XX |  |  | XX |  | XX |  | 999.00 TN | XX |  | AW | PNEUMATIC PVLV | XX |  |  | XX
10896215 | UNKNOWN | NJHH-7-OCAS-1 | DRWTP-TRMT-OZNE AS417 Air Sep /VALVE |  | NJBC | V | NJBC-BU-DRWTP-TRMT-OZNE | P203 | INSV | INST | TAYLORDM | 2016-01-18 | 213 CARRIAGE LANE |  |  | AS417 |  |  | MANUAL | PRESSURE REGULATION | N | XX |  |  | XX |  | XX | 0 PSI | 999.00 TN | XX |  | AW | MANUAL PVLV | XX |  |  | XX
10896214 | UNKNOWN | NJHH-7-VPRV-28 | DRWTP-TRMT-O3 DIS HDR PRV B ROOF /VALVE |  | NJBC | V | NJBC-BU-DRWTP-TRMT-OZNE | P203 | INSV | INST | TAYLORDM | 2016-01-18 | 213 CARRIAGE LANE |  |  | PSV112B |  |  | MANUAL | PRESSURE REGULATION | N | XX |  |  | XX |  | XX |  | 999.00 TN | XX |  | AW | MANUAL PVLV | XX |  |  | XX
10896213 | UNKNOWN | NJHH-7-VPRV-27 | DRWTP-TRMT-OZNE GEN4 CL H2O PRV /VALVE |  | NJBC | V | NJBC-BU-DRWTP-TRMT-OZNE | P203 | INSV | INST | TAYLORDM | 2016-01-18 | 213 CARRIAGE LANE |  |  | PSV-417 |  |  | PNEUMATIC | PRESSURE REGULATION | Y | XX |  |  | XX |  | XX |  | 999.00 TN | XX |  | AW | PNEUMATIC PVLV | XX |  |  | XX
10896212 | UNKNOWN | NJHH-7-VPRV-25 | DRWTP-TRMT-OZNE GEN4 IN O2 PRES /VALVE |  | NJBC | V | NJBC-BU-DRWTP-TRMT-OZNE | P203 | INSV | INST | TAYLORDM | 2016-01-18 | 213 CARRIAGE LANE |  |  | PSV-241 |  |  | PNEUMATIC | PRESSURE REGULATION | Y | XX |  |  | XX |  | XX |  | 999.00 TN | XX |  | AW | PNEUMATIC PVLV | XX |  |  | XX
10896211 | UNKNOWN |  | DRWTP-TRMT-OZNE GEN4 O2 FILT UP /VALVE |  | NJBC | V | NJBC-BU-DRWTP-TRMT-OZNE | P203 | INSV | INAC INST | TAYLORDM | 2016-01-18 | 213 CARRIAGE LANE | [5 empty] | MANUAL | ISOLATION | N | XX |  |  | XX |  | XX |  | 999.00 TN | XX |  | AW | MANUAL PVLV | XX |  |  | XX
10896210 | UNKNOWN |  | DRWTP-TRMT-OZNE GEN4 O2 FILT DWN /VALVE |  | NJBC | V | NJBC-BU-DRWTP-TRMT-OZNE | P203 | INSV | INAC INST | TAYLORDM | 2016-01-18 | 213 CARRIAGE LANE | [5 empty] | MANUAL | ISOLATION | N | XX |  |  | XX |  | XX |  | 999.00 TN | XX |  | AW | MANUAL PVLV | XX |  |  | XX
10896209 | UNKNOWN |  | DRWTP-TRMT-OZNE GEN4 O2 FILT BYPS /VALVE |  | NJBC | V | NJBC-BU-DRWTP-TRMT-OZNE | P203 | INSV | INAC INST | TAYLORDM | 2016-01-18 | 213 CARRIAGE LANE | [5 empty] | MANUAL | BYPASS | N | XX |  |  | XX |  | XX |  | 999.00 TN | XX |  | AW | MANUAL PVLV | XX |  |  | XX
10897640 | EIM COMPANY |  | RANN BW TNK 2 DECANT ACTUATOR /VALVE |  | NJPG | V | NJPG-PG-RANN.-TRT. | P203 | INSV | INST | LOD_EAM_02 | 2016-02-04 | 370 HARDING HWY | [13 empty] | OPEN |  |  |  |  | AW | XX
10897641 | EIM COMPANY |  | RANN BW TNK 1 SLUDGE ACTUATOR /VALVE |  | NJPG | V | NJPG-PG-RANN.-TRT. | P203 | INSV | INST | LOD_EAM_02 | 2016-02-04 | 370 HARDING HWY | [13 empty] | OPEN |  |  |  |  | AW | XX
10897642 | EIM COMPANY |  | RANN BW TNK 2 SLUDGE ACTUATOR /VALVE |  | NJPG | V | NJPG-PG-RANN.-TRT. | P203 | INSV | INST | LOD_EAM_02 | 2016-02-04 | 370 HARDING HWY | [13 empty] | OPEN |  |  |  |  | AW | XX
10897643 | UNKNOWN |  | LAYT WELL 2 ISOLATION /VALVE |  | NJPG | V | NJPG-PG-LAYT.-W02. | P203 | INSV | INST | LOD_EAM_02 | 2016-02-04 | 370 HARDING HWY | [13 empty] | OPEN |  |  |  |  | AW | XX
10897644 | PRATT |  | LAYT WELL 4 ISOLATION /VALVE |  | NJPG | V | NJPG-PG-LAYT.-W04. | P203 | INSV | INST | LOD_EAM_02 | 2016-02-04 | 370 HARDING HWY | [13 empty] | OPEN |  |  |  |  | AW | XX
10897645 | MUELLER |  | LAYT WELL 11A ISOLATION /VALVE |  | NJPG | V | NJPG-PG-LAYT.-W11A | P203 | INSV | INST | LOD_EAM_02 | 2016-02-04 | 370 HARDING HWY | [13 empty] | OPEN |  |  |  |  | AW | XX
10897646 | KENNEDY |  | RANN WELL 1A ISOLATION /VALVE |  | NJPG | V | NJPG-PG-RANN.-W1A. | P203 | INSV | INST | LOD_EAM_02 | 2016-02-04 | 370 HARDING HWY | [13 empty] | OPEN |  |  |  |  | AW | XX
10897647 | UNKNOWN |  | RANN WELL 2B ISOLATION /VALVE |  | NJPG | V | NJPG-PG-RANN.-W2B. | P203 | INSV | INST | LOD_EAM_02 | 2016-02-04 | 370 HARDING HWY | [13 empty] | OPEN |  |  |  |  | AW | XX
10897648 | UNKNOWN |  | RANN WELL 7 ISOLATION /VALVE |  | NJPG | V | NJPG-PG-RANN.-W7.. | P203 | INSV | INST | LOD_EAM_02 | 2016-02-04 | 370 HARDING HWY | [13 empty] | OPEN |  |  |  |  | AW | XX
10897649 | PRATT |  | RANN GSF 1 INFLUENT ISOLATION /VALVE |  | NJPG | V | NJPG-PG-RANN.-TRT. | P203 | INSV | INST | LOD_EAM_02 | 2016-02-04 | 370 HARDING HWY | [13 empty] | OPEN |  |  |  |  | AW | XX
10897650 | PRATT |  | RANN GSF 1 EFFLUENT ISOLATION /VALVE |  | NJPG | V | NJPG-PG-RANN.-TRT. | P203 | INSV | INST | LOD_EAM_02 | 2016-02-04 | 370 HARDING HWY | [13 empty] | OPEN |  |  |  |  | AW | XX
10897651 | PRATT |  | RANN GSF 2 INFLUENT ISOLATION /VALVE |  | NJPG | V | NJPG-PG-RANN.-TRT. | P203 | INSV | INST | LOD_EAM_02 | 2016-02-04 | 370 HARDING HWY | [13 empty] | OPEN |  |  |  |  | AW | XX
10897652 | PRATT |  | RANN GSF 2 EFFLUENT ISOLATION /VALVE |  | NJPG | V | NJPG-PG-RANN.-TRT. | P203 | INSV | INST | LOD_EAM_02 | 2016-02-04 | 370 HARDING HWY | [13 empty] | OPEN |  |  |  |  | AW | XX
10897653 | PRATT |  | RANN GSF 3 INFLUENT ISOLATION /VALVE |  | NJPG | V | NJPG-PG-RANN.-TRT. | P203 | INSV | INST | LOD_EAM_02 | 2016-02-04 | 370 HARDING HWY | [13 empty] | OPEN |  |  |  |  | AW | XX
10897654 | PRATT |  | RANN GSF 3 EFFLUENT ISOLATION /VALVE |  | NJPG | V | NJPG-PG-RANN.-TRT. | P203 | INSV | INST | LOD_EAM_02 | 2016-02-04 | 370 HARDING HWY | [13 empty] | OPEN |  |  |  |  | AW | XX
10897655 | PRATT |  | RANN GSF 4 INFLUENT ISOLATION /VALVE |  | NJPG | V | NJPG-PG-RANN.-TRT. | P203 | INSV | INST | LOD_EAM_02 | 2016-02-04 | 370 HARDING HWY | [13 empty] | OPEN |  |  |  |  | AW | XX
10897656 | PRATT |  | RANN GSF 4 EFFLUENT ISOLATION /VALVE |  | NJPG | V | NJPG-PG-RANN.-TRT. | P203 | INSV | INST | LOD_EAM_02 | 2016-02-04 | 370 HARDING HWY | [13 empty] | OPEN |  |  |  |  | AW | XX
10897657 | EIM COMPANY |  | RANN GSF 1 EFF / BW INLET ACTUATR /VALVE |  | NJPG | V | NJPG-PG-RANN.-TRT. | P203 | INSV | INST | LOD_EAM_02 | 2016-02-04 | 370 HARDING HWY | [13 empty] | OPEN |  |  |  |  | AW | XX
10897658 | EIM COMPANY |  | RANN GSF 2 EFF / BW INLET ACTUATR /VALVE |  | NJPG | V | NJPG-PG-RANN.-TRT. | P203 | INSV | INST | LOD_EAM_02 | 2016-02-04 | 370 HARDING HWY | [13 empty] | OPEN |  |  |  |  | AW | XX
10897659 | EIM COMPANY |  | RANN GSF 3 EFF / BW INLET ACTUATR /VALVE |  | NJPG | V | NJPG-PG-RANN.-TRT. | P203 | INSV | INST | LOD_EAM_02 | 2016-02-04 | 370 HARDING HWY | [13 empty] | OPEN |  |  |  |  | AW | XX
10897660 | EIM COMPANY |  | RANN GSF 4 EFF / BW INLET ACTUATR /VALVE |  | NJPG | V | NJPG-PG-RANN.-TRT. | P203 | INSV | INST | LOD_EAM_02 | 2016-02-04 | 370 HARDING HWY | [13 empty] | OPEN |  |  |  |  | AW | XX
10897661 | EIM COMPANY |  | RANN GSF 1 INFLUENT ACTUATOR /VALVE |  | NJPG | V | NJPG-PG-RANN.-TRT. | P203 | INSV | INST | LOD_EAM_02 | 2016-02-04 | 370 HARDING HWY | [13 empty] | OPEN |  |  |  |  | AW | XX
10897662 | EIM COMPANY |  | RANN GSF 1 BW EFFLUENT ACTUATR /VALVE |  | NJPG | V | NJPG-PG-RANN.-TRT. | P203 | INSV | INST | LOD_EAM_02 | 2016-02-04 | 370 HARDING HWY | [13 empty] | OPEN |  |  |  |  | AW | XX
10897663 | EIM COMPANY |  | RANN GSF 1 RINSE EFFLUENT ACTUATR /VALVE |  | NJPG | V | NJPG-PG-RANN.-TRT. | P203 | INSV | INST | LOD_EAM_02 | 2016-02-04 | 370 HARDING HWY | [13 empty] | OPEN |  |  |  |  | AW | XX
10897664 | EIM COMPANY |  | RANN GSF 2 INFLUENT ACTUATR /VALVE |  | NJPG | V | NJPG-PG-RANN.-TRT. | P203 | INSV | INST | LOD_EAM_02 | 2016-02-04 | 370 HARDING HWY | [13 empty] | OPEN |  |  |  |  | AW | XX
10897665 | EIM COMPANY |  | RANN GSF 2 BW EFFLUENT ACTUATR /VALVE |  | NJPG | V | NJPG-PG-RANN.-TRT. | P203 | INSV | INST | LOD_EAM_02 | 2016-02-04 | 370 HARDING HWY | [13 empty] | OPEN |  |  |  |  | AW | XX
10897666 | EIM COMPANY |  | RANN GSF 2 RINSE EFFLUENT ACTUATR /VALVE |  | NJPG | V | NJPG-PG-RANN.-TRT. | P203 | INSV | INST | LOD_EAM_02 | 2016-02-04 | 370 HARDING HWY | [13 empty] | OPEN |  |  |  |  | AW | XX
10897667 | EIM COMPANY |  | RANN GSF 3 INFLUENT ACTUATR /VALVE |  | NJPG | V | NJPG-PG-RANN.-TRT. | P203 | INSV | INST | LOD_EAM_02 | 2016-02-04 | 370 HARDING HWY | [13 empty] | OPEN |  |  |  |  | AW | XX
10897668 | EIM COMPANY |  | RANN GSF 3 BW EFFLUENT ACTUATR /VALVE |  | NJPG | V | NJPG-PG-RANN.-TRT. | P203 | INSV | INST | LOD_EAM_02 | 2016-02-04 | 370 HARDING HWY | [13 empty] | OPEN |  |  |  |  | AW | XX
10897669 | EIM COMPANY |  | RANN GSF 3 RINSE EFFLUENT ACTUATR /VALVE |  | NJPG | V | NJPG-PG-RANN.-TRT. | P203 | INSV | INST | LOD_EAM_02 | 2016-02-04 | 370 HARDING HWY | [13 empty] | OPEN |  |  |  |  | AW | XX
10897670 | EIM COMPANY |  | RANN GSF 4 INFLUENT ACTUATR /VALVE |  | NJPG | V | NJPG-PG-RANN.-TRT. | P203 | INSV | INST | LOD_EAM_02 | 2016-02-04 | 370 HARDING HWY | [13 empty] | OPEN |  |  |  |  | AW | XX
10897671 | EIM COMPANY |  | RANN GSF 4 BW EFFLUENT ACTUATR /VALVE |  | NJPG | V | NJPG-PG-RANN.-TRT. | P203 | INSV | INST | LOD_EAM_02 | 2016-02-04 | 370 HARDING HWY | [13 empty] | OPEN |  |  |  |  | AW | XX
10897672 | EIM COMPANY |  | RANN GSF 4 RINSE EFFLUENT ACTUATR /VALVE |  | NJPG | V | NJPG-PG-RANN.-TRT. | P203 | INSV | INST | LOD_EAM_02 | 2016-02-04 | 370 HARDING HWY | [13 empty] | OPEN |  |  |  |  | AW | XX
10897639 | EIM COMPANY |  | RANN BW TNK 1 DECANT ACTUATOR /VALVE |  | NJPG | V | NJPG-PG-RANN.-TRT. | P203 | INSV | INST | LOD_EAM_02 | 2016-02-04 | 370 HARDING HWY | [13 empty] | OPEN |  |  |  |  | AW | XX
10897606 | UNKNOWN |  | LAYT WELL 2 CHECK VLV /VALVE |  | NJPG | V | NJPG-PG-LAYT.-W02. | P203 | INSV | INST | LOD_EAM_02 | 2016-02-04 | 370 HARDING HWY | [13 empty] | OPEN |  |  |  |  | AW | BACKFLOW W-TEST PORTS PVLV
10897607 | UNKNOWN |  | LAYT WELL 4 CHECK VLV /VALVE |  | NJPG | V | NJPG-PG-LAYT.-W04. | P203 | INSV | INST | LOD_EAM_02 | 2016-02-04 | 370 HARDING HWY | [13 empty] | OPEN |  |  |  |  | AW | BACKFLOW W-TEST PORTS PVLV
10897608 | MUELLER |  | LAYT WELL 11A CHECK VLV /VALVE |  | NJPG | V | NJPG-PG-LAYT.-W11A | P203 | INSV | INST | LOD_EAM_02 | 2016-02-04 | 370 HARDING HWY | [13 empty] | OPEN |  |  |  |  | AW | BACKFLOW W-TEST PORTS PVLV
10897609 | UNKNOWN |  | RANN WELL 1A CHECK VLV /VALVE |  | NJPG | V | NJPG-PG-RANN.-W1A. | P203 | INSV | INST | LOD_EAM_02 | 2016-02-04 | 370 HARDING HWY | [13 empty] | OPEN |  |  |  |  | AW | BACKFLOW W-TEST PORTS PVLV
10897610 | KENNEDY |  | RANN WELL 2B CHECK VLV /VALVE |  | NJPG | V | NJPG-PG-RANN.-W2B. | P203 | INSV | INST | LOD_EAM_02 | 2016-02-04 | 370 HARDING HWY | [13 empty] | OPEN |  |  |  |  | AW | BACKFLOW W-TEST PORTS PVLV
10897611 | MUELLER |  | RANN WELL 7 CHECK VLV /VALVE |  | NJPG | V | NJPG-PG-RANN.-W7.. | P203 | INSV | INST | LOD_EAM_02 | 2016-02-04 | 370 HARDING HWY | [13 empty] | OPEN |  |  |  |  | AW | BACKFLOW W-TEST PORTS PVLV
10897612 | GOLDEN ANDERSON |  | RANN BW SUPPLY CHECK VLV 1 /VALVE |  | NJPG | V | NJPG-PG-RANN.-TRT. | P203 | INSV | INST | LOD_EAM_02 | 2016-02-04 | 370 HARDING HWY | [13 empty] | OPEN |  |  |  |  | AW | BACKFLOW W-TEST PORTS PVLV
10897613 | GOLDEN ANDERSON |  | RANN BW SUPPLY CHECK VLV 2 /VALVE |  | NJPG | V | NJPG-PG-RANN.-TRT. | P203 | INSV | INST | LOD_EAM_02 | 2016-02-04 | 370 HARDING HWY | [13 empty] | OPEN |  |  |  |  | AW | BACKFLOW W-TEST PORTS PVLV
10897614 | GOLDEN ANDERSON |  | RANN FILTER EFF CHECK VLV /VALVE |  | NJPG | V | NJPG-PG-RANN.-TRT. | P203 | INSV | INST | LOD_EAM_02 | 2016-02-04 | 370 HARDING HWY | [13 empty] | OPEN |  |  |  |  | AW | BACKFLOW W-TEST PORTS PVLV
10897615 | GOLDEN ANDERSON |  | RANN DECANT PMP 1 CHECK /VALVE |  | NJPG | V | NJPG-PG-RANN.-TRT. | P203 | INSV | INST | LOD_EAM_02 | 2016-02-04 | 370 HARDING HWY | [13 empty] | OPEN |  |  |  |  | AW | BACKFLOW W-TEST PORTS PVLV
10897616 | GOLDEN ANDERSON |  | RANN DECANT PMP 2 CHECK /VALVE |  | NJPG | V | NJPG-PG-RANN.-TRT. | P203 | INSV | INST | LOD_EAM_02 | 2016-02-04 | 370 HARDING HWY | [13 empty] | OPEN |  |  |  |  | AW | BACKFLOW W-TEST PORTS PVLV
10897617 | GOLDEN ANDERSON |  | RANN SLDG PMP 1 CHECK /VALVE |  | NJPG | V | NJPG-PG-RANN.-TRT. | P203 | INSV | INST | LOD_EAM_02 | 2016-02-04 | 370 HARDING HWY | [13 empty] | OPEN |  |  |  |  | AW | BACKFLOW W-TEST PORTS PVLV
10897618 | GOLDEN ANDERSON |  | RANN SLDG PMP 2 CHECK /VALVE |  | NJPG | V | NJPG-PG-RANN.-TRT. | P203 | INSV | INST | LOD_EAM_02 | 2016-02-04 | 370 HARDING HWY | [13 empty] | OPEN |  |  |  |  | AW | BACKFLOW W-TEST PORTS PVLV
10897619 | PRATT |  | RANN GSF 1 EFF / BW INLET /VALVE |  | NJPG | V | NJPG-PG-RANN.-TRT. | P203 | INSV | INST | LOD_EAM_02 | 2016-02-04 | 370 HARDING HWY | [13 empty] | OPEN |  |  |  |  | AW | BACKFLOW W-TEST PORTS PVLV
10897620 | PRATT |  | RANN GSF 2 EFF / BW INLET /VALVE |  | NJPG | V | NJPG-PG-RANN.-TRT. | P203 | INSV | INST | LOD_EAM_02 | 2016-02-04 | 370 HARDING HWY | [13 empty] | OPEN |  |  |  |  | AW | BACKFLOW W-TEST PORTS PVLV
10897621 | PRATT |  | RANN GSF 3 EFF / BW INLET /VALVE |  | NJPG | V | NJPG-PG-RANN.-TRT. | P203 | INSV | INST | LOD_EAM_02 | 2016-02-04 | 370 HARDING HWY | [13 empty] | OPEN |  |  |  |  | AW | BACKFLOW W-TEST PORTS PVLV
10897622 | PRATT |  | RANN GSF 4 EFF / BW INLET /VALVE |  | NJPG | V | NJPG-PG-RANN.-TRT. | P203 | INSV | INST | LOD_EAM_02 | 2016-02-04 | 370 HARDING HWY | [13 empty] | OPEN |  |  |  |  | AW | BACKFLOW W-TEST PORTS PVLV
10897638 | PRATT |  | RANN BW TNK 2 INLET /VALVE |  | NJPG | V | NJPG-PG-RANN.-TRT. | P203 | INSV | INST | LOD_EAM_02 | 2016-02-04 | 370 HARDING HWY | [13 empty] | OPEN |  |  |  |  | AW | XX
10897637 | PRATT |  | RANN BW TNK 1 INLET /VALVE |  | NJPG | V | NJPG-PG-RANN.-TRT. | P203 | INSV | INST | LOD_EAM_02 | 2016-02-04 | 370 HARDING HWY | [13 empty] | OPEN |  |  |  |  | AW | XX
10897636 | EIM COMPANY |  | RANN GSF BW VLV ACTUATOR /VALVE |  | NJPG | V | NJPG-PG-RANN.-TRT. | P203 | INSV | INST | LOD_EAM_02 | 2016-02-04 | 370 HARDING HWY | [13 empty] | OPEN |  |  |  |  | AW | XX
10897635 | PRATT |  | RANN GSF BW SUPPLY VLV /VALVE |  | NJPG | V | NJPG-PG-RANN.-TRT. | P203 | INSV | INST | LOD_EAM_02 | 2016-02-04 | 370 HARDING HWY | [13 empty] | OPEN |  |  |  |  | AW | XX
10897634 | PRATT |  | RANN GSF 4 RINSE EFFLUENT /VALVE |  | NJPG | V | NJPG-PG-RANN.-TRT. | P203 | INSV | INST | LOD_EAM_02 | 2016-02-04 | 370 HARDING HWY | [13 empty] | OPEN |  |  |  |  | AW | XX
10897633 | PRATT |  | RANN GSF 4 BW EFFLUENT /VALVE |  | NJPG | V | NJPG-PG-RANN.-TRT. | P203 | INSV | INST | LOD_EAM_02 | 2016-02-04 | 370 HARDING HWY | [13 empty] | OPEN |  |  |  |  | AW | XX
10897632 | PRATT |  | RANN GSF 4 INFLUENT /VALVE |  | NJPG | V | NJPG-PG-RANN.-TRT. | P203 | INSV | INST | LOD_EAM_02 | 2016-02-04 | 370 HARDING HWY | [13 empty] | OPEN |  |  |  |  | AW | XX
10897631 | PRATT |  | RANN GSF 3 RINSE EFFLUENT /VALVE |  | NJPG | V | NJPG-PG-RANN.-TRT. | P203 | INSV | INST | LOD_EAM_02 | 2016-02-04 | 370 HARDING HWY | [13 empty] | OPEN |  |  |  |  | AW | BACKFLOW W-TEST PORTS PVLV
10897630 | PRATT |  | RANN GSF 3 BW EFFLUENT /VALVE |  | NJPG | V | NJPG-PG-RANN.-TRT. | P203 | INSV | INST | LOD_EAM_02 | 2016-02-04 | 370 HARDING HWY | [13 empty] | OPEN |  |  |  |  | AW | BACKFLOW W-TEST PORTS PVLV
10897629 | PRATT |  | RANN GSF 3 INFLUENT /VALVE |  | NJPG | V | NJPG-PG-RANN.-TRT. | P203 | INSV | INST | LOD_EAM_02 | 2016-02-04 | 370 HARDING HWY | [13 empty] | OPEN |  |  |  |  | AW | BACKFLOW W-TEST PORTS PVLV
10897628 | PRATT |  | RANN GSF 2 RINSE EFFLUENT /VALVE |  | NJPG | V | NJPG-PG-RANN.-TRT. | P203 | INSV | INST | LOD_EAM_02 | 2016-02-04 | 370 HARDING HWY | [13 empty] | OPEN |  |  |  |  | AW | BACKFLOW W-TEST PORTS PVLV
10897627 | PRATT |  | RANN GSF 2 BW EFFLUENT /VALVE |  | NJPG | V | NJPG-PG-RANN.-TRT. | P203 | INSV | INST | LOD_EAM_02 | 2016-02-04 | 370 HARDING HWY | [13 empty] | OPEN |  |  |  |  | AW | BACKFLOW W-TEST PORTS PVLV
10897626 | PRATT |  | RANN GSF 2 INFLUENT /VALVE |  | NJPG | V | NJPG-PG-RANN.-TRT. | P203 | INSV | INST | LOD_EAM_02 | 2016-02-04 | 370 HARDING HWY | [13 empty] | OPEN |  |  |  |  | AW | BACKFLOW W-TEST PORTS PVLV
10897625 | PRATT |  | RANN GSF 1 RINSE EFFLUENT /VALVE |  | NJPG | V | NJPG-PG-RANN.-TRT. | P203 | INSV | INST | LOD_EAM_02 | 2016-02-04 | 370 HARDING HWY | [13 empty] | OPEN |  |  |  |  | AW | BACKFLOW W-TEST PORTS PVLV
10897624 | PRATT |  | RANN GSF 1 BW EFFLUENT /VALVE |  | NJPG | V | NJPG-PG-RANN.-TRT. | P203 | INSV | INST | LOD_EAM_02 | 2016-02-04 | 370 HARDING HWY | [13 empty] | OPEN |  |  |  |  | AW | BACKFLOW W-TEST PORTS PVLV
10897623 | PRATT |  | RANN GSF 1 INFLUENT /VALVE |  | NJPG | V | NJPG-PG-RANN.-TRT. | P203 | INSV | INST | LOD_EAM_02 | 2016-02-04 | 370 HARDING HWY | [13 empty] | OPEN |  |  |  |  | AW | BACKFLOW W-TEST PORTS PVLV
10900402 | PRATT |  | ELKAUIC SUCTBTRFLY Influent /VALVE |  | NJBC | V | NJBC-GL-ELKAU | P203 | INSV | INST | TAYLORDM | 2016-03-09 | 603 AURA RD | [5 empty] | MANUAL | ISOLATION | N | N |  |  | FLANGED |  | XX |  |  | XX |  | AW | MANUAL PVLV | 150 |  |  | 6
10900401 | PRATT |  | ELKAUIC Pump 1 Discharge BTRFLY /VALVE |  | NJBC | V | NJBC-GL-ELKAU | P203 | INSV | INST | TAYLORDM | 2016-03-09 | 603 AURA RD | [5 empty] | MANUAL | ISOLATION | N | N |  |  | FLANGED |  | XX |  |  | XX |  | AW | MANUAL PVLV | 150 |  |  | 6
10900400 | PRATT |  | ELKAUIC Pump 2 Discharge BTRFLY /VALVE |  | NJBC | V | NJBC-GL-ELKAU | P203 | INSV | INST | TAYLORDM | 2016-03-09 | 603 AURA RD | [5 empty] | MANUAL | ISOLATION | N | N |  |  | FLANGED |  | XX |  |  | XX |  | AW | MANUAL PVLV | 150 |  |  | 6
10900075 | VAL-MATIC |  | ELK2WIC Effluent Air Release /VALVE |  | NJBC | V | NJBC-GL-ELK2W | P203 | INSV | INST | TAYLORDM | 2016-03-09 | Aura Road | [6 empty] | AIR RELEASE | N | N |  |  | THREADED |  | XX |  |  | XX |  | AW | HYDRAULIC ONLY PVLV |  |  |  | 0.5
10900074 | VAL-MATIC |  | ELK2WIC Influent Air Release /VALVE |  | NJBC | V | NJBC-GL-ELK2W | P203 | INSV | INST | TAYLORDM | 2016-03-09 | Aura Road | [6 empty] | AIR RELEASE | N | N |  |  | THREADED |  | XX |  |  | XX |  | AW | HYDRAULIC ONLY PVLV |  |  |  | 0.5
10900073 | UNKNOWN |  | ELK2WIC Meter BYPASS GATE /VALVE |  | NJBC | V | NJBC-GL-ELK2W | P203 | INSV | INST | TAYLORDM | 2016-03-09 | Aura Road | [5 empty] | MANUAL | ISOLATION | N | N |  |  | FLANGED |  | XX |  |  | XX |  | AW | MANUAL PVLV | 150 |  |  | 6
10900071 | UNKNOWN |  | ELK2WIC Meter Influ Iso GATE VLV /VALVE |  | NJBC | V | NJBC-GL-ELK2W | P203 | INSV | INST | TAYLORDM | 2016-03-09 | Aura Road | [5 empty] | MANUAL | ISOLATION | N | N |  |  | FLANGED |  | XX |  |  | XX |  | AW | MANUAL PVLV | 150 |  |  | 6
10900070 | UNKNOWN |  | ELK2WIC Meter Efflu Iso GATE VLV /VALVE |  | NJBC | V | NJBC-GL-ELK2W | P203 | INSV | INST | TAYLORDM | 2016-03-09 | Aura Road | [5 empty] | MANUAL | ISOLATION | N | N |  |  | FLANGED |  | XX |  |  | XX |  | AW | MANUAL PVLV | 150 |  |  | 6
10900069 | UNKNOWN |  | ELK2WIC Meter Isolation GATE VLV /VALVE |  | NJBC | V | NJBC-GL-ELK2W | P203 | INSV | INST | TAYLORDM | 2016-03-09 | Aura Road | [5 empty] | MANUAL | ISOLATION | N | N |  |  | FLANGED |  | XX |  |  | XX |  | AW | MANUAL PVLV | 150 |  |  | 6
10900068 | PRATT |  | ELK2WIC DISCHG BTRFLY Effluent /VALVE |  | NJBC | V | NJBC-GL-ELK2W | P203 | INSV | INST | TAYLORDM | 2016-03-09 | Aura Road | [5 empty] | MANUAL | ISOLATION | N | N |  |  | FLANGED |  | XX |  |  | XX |  | AW | MANUAL PVLV | 150 |  |  | 6
10900067 | PRATT |  | ELK2WIC SUCTBTRFLY Influent /VALVE |  | NJBC | V | NJBC-GL-ELK2W | P203 | INSV | INST | TAYLORDM | 2016-03-09 | Aura Road | [5 empty] | MANUAL | ISOLATION | N | N |  |  | FLANGED |  | XX |  |  | XX |  | AW | MANUAL PVLV | 150 |  |  | 6
10900066 | GOLDEN ANDERSON |  | ELKAUIC CHECK VLV /VALVE |  | NJBC | V | NJBC-GL-ELKAU | P203 | INSV | INST | TAYLORDM | 2016-03-09 | 603 AURA RD |  | 432007323 | [11 empty] | CLOSED |  |  |  |  | AW | HYDRAULIC ONLY PVLV
10900065 | PRATT |  | ELKAUIC Chk Vlv Iso Efflu BTRFLY /VALVE |  | NJBC | V | NJBC-GL-ELKAU | P203 | INSV | INST | TAYLORDM | 2016-03-09 | 603 AURA RD | [5 empty] | MANUAL | ISOLATION | N | N |  |  | FLANGED |  | XX |  |  | XX |  | AW | MANUAL PVLV | 150 |  |  | 6
10900064 | PRATT |  | ELKAUIC Chk Vlv Iso Influ BTRFLY /VALVE |  | NJBC | V | NJBC-GL-ELKAU | P203 | INSV | INST | TAYLORDM | 2016-03-09 | 603 AURA RD | [5 empty] | MANUAL | ISOLATION | N | N |  |  | FLANGED |  | XX |  |  | XX |  | AW | MANUAL PVLV | 150 |  |  | 6
10900063 | CLA-VAL |  | ELKAUIC Pressure Relief /VALVE |  | NJBC | V | NJBC-GL-ELKAU | P203 | INSV | INST | TAYLORDM | 2016-03-09 | 603 AURA RD | [7 empty] | Y | N |  |  | FLANGED |  | CLOSED | 0 PSI | 999.00 TN | XX |  | AW | HYDRAULIC W-PILOTS PVLV | XX |  |  | 6
10900062 | PRATT |  | ELKAUIC Flow Control Actuator /VALVE |  | NJBC | V | NJBC-GL-ELKAU | P203 | INSV | INST | TAYLORDM | 2016-03-09 | 603 AURA RD |  |  |  |  | EIM COMPANY | ELECTRIC | FLOW CONTROL | Y | N |  |  | FLANGED |  | XX |  | 999.00 TN | LEFT |  | AW | ELECTRIC MOTOR PVLV |  |  |  | 6
10899499 | PRATT |  | ELKAUIC Pump 2 Suction BTRFLY /VALVE |  | NJBC | V | NJBC-GL-ELKAU | P203 | INSV | INST | TAYLORDM | 2016-03-09 | 603 AURA RD | [5 empty] | MANUAL | ISOLATION | N | N |  |  | FLANGED |  | XX |  |  | XX |  | AW | MANUAL PVLV | 150 |  |  | 6
10899498 | PRATT |  | ELKAUIC Pump 1 Suction BTRFLY /VALVE |  | NJBC | V | NJBC-GL-ELKAU | P203 | INSV | INST | TAYLORDM | 2016-03-09 | 603 AURA RD | [5 empty] | MANUAL | ISOLATION | N | N |  |  | FLANGED |  | XX |  |  | XX |  | AW | MANUAL PVLV | 150 |  |  | 6
10899497 | PRATT |  | ELKAUIC Meter Isolation BTRFLY /VALVE |  | NJBC | V | NJBC-GL-ELKAU | P203 | INSV | INST | TAYLORDM | 2016-03-09 | 603 AURA RD | [5 empty] | MANUAL | ISOLATION | N | N |  |  | FLANGED |  | XX |  |  | XX |  | AW | MANUAL PVLV | 150 |  |  | 6
10899496 | PRATT |  | ELKAUIC PR Iso BTRFLY Effluent /VALVE |  | NJBC | V | NJBC-GL-ELKAU | P203 | INSV | INST | TAYLORDM | 2016-03-09 | 603 AURA RD | [5 empty] | MANUAL | ISOLATION | N | N |  |  | FLANGED |  | XX |  |  | XX |  | AW | MANUAL PVLV | 150 |  |  | 6
10899495 | PRATT |  | ELKAUIC PR Iso BTRFLY Influent /VALVE |  | NJBC | V | NJBC-GL-ELKAU | P203 | INSV | INST | TAYLORDM | 2016-03-09 | 603 AURA RD | [5 empty] | MANUAL | ISOLATION | N | N |  |  | FLANGED |  | XX |  |  | XX |  | AW | MANUAL PVLV | 150 |  |  | 6
10899494 | PRATT |  | ELKAUIC Meter BYPASS BTRFLY /VALVE |  | NJBC | V | NJBC-GL-ELKAU | P203 | INSV | INST | TAYLORDM | 2016-03-09 | 603 AURA RD | [5 empty] | MANUAL | ISOLATION | N | N |  |  | FLANGED |  | XX |  |  | XX |  | AW | MANUAL PVLV | 150 |  |  | 6
10899493 | PRATT |  | ELKAUIC DISCHGBTRFLY Effluent /VALVE |  | NJBC | V | NJBC-GL-ELKAU | P203 | INSV | INST | TAYLORDM | 2016-03-09 | 603 AURA RD | [5 empty] | MANUAL | ISOLATION | N | N |  |  | FLANGED |  | XX |  |  | XX |  | AW | MANUAL PVLV | 150 |  |  | 8
10899492 | PRATT |  | ELKAUIC SUCTBTRFLY Effluent /VALVE |  | NJBC | V | NJBC-GL-ELKAU | P203 | INSV | INST | TAYLORDM | 2016-03-09 | 603 AURA RD | [5 empty] | MANUAL | ISOLATION | N | N |  |  | FLANGED |  | XX |  |  | XX |  | AW | MANUAL PVLV | 150 |  |  | 8
5212218 | PRATT |  | ELKAUIC SUCTBTRFLY Influent /VALVE |  | NJBC | 6 | NJBC-GL-ELKAU | P203 | OOS | INAC INST | TAYLORDM | 2016-03-09 | 603 AURA RD | [5 empty] | MANUAL | ISOLATION | N | N |  |  | FLANGED |  | XX |  |  | XX |  | AW | MANUAL PVLV | 150 |  |  | 8
10916701 | UNKNOWN |  | DRWTP-RWPS RIVER TIDE DRAIN /VALVE |  | NJBC | V | NJBC-BU-DRWTP-RWPS | P203 | INSV | INST | TAYLORDM | 2016-10-12 | 213 CARRIAGE LN | [5 empty] | MANUAL |  | N | XX |  |  | XX |  | CLOSED | 0 PSI | 999.00 TN | XX |  | AW | MANUAL PVLV | XX |  |  | XX
10917615 | EIM COMPANY |  | COMM System Actuator /VALVE |  | NJLO | V | NJLO-Z1-COMM. | P203 | INSV | INST | TAYLORDM | 2016-10-20 | 657 Commodore Dr | [13 empty] | OPEN |  |  |  |  | AW | XX

## Respirator
Equipment |  | Inventory no. | Description | Full Name | AuthorizGroup | EquipCategory | Functional Loc. | Planning plant | User status | System status | Created by | Created on | Street | Size/dimens. | ManufSerialNo. | ManufPartNo. | Install. date | Gas (Detected/Mitiga | Owned By | Respirator Rating | Respiratory Protecti | Special Mtn Note | Special Mtn Note Det
5146821 | NORTH | NJHH-14-CLLD-1 | VOORHEES /PPE-RESP |  | NJBC | S | NJBC-CM-VOORH | P203 | INSV | INST | HUSSAARM | 2013-10-13 | 13 GOLF VIEW DR |  |  |  |  | CHLORINE | AW |  | SCBA
5146820 | NORTH | NJHH-9-CLLD-1 | VOORHEES /PPE-RESP |  | NJBC | S | NJBC-CM-VOORH | P203 | INSV | INST | HUSSAARM | 2013-10-13 | 13 GOLF VIEW DR |  |  |  |  | CHLORINE | AW |  | SCBA
5143329 | SCOTT | NJHH-7-PPBA-8 | DRWTP 5 MIN ESCP PK 1 AIR CART /PPE-RESP |  | NJBC | S | NJBC-BU-DRWTP | P203 | INSV | INST | HUSSAARM | 2013-10-13 | 213 CARRIAGE LANE |  |  | A12368 |  | OTHER | AW |  | SCBA
5143326 | SCOTT | NJHH-7-PPBA-11 | DRWTP 5 MIN ESCP PK 3 CNTRL RM /PPE-RESP |  | NJBC | S | NJBC-BU-DRWTP | P203 | INSV | INST | HUSSAARM | 2013-10-13 | 213 CARRIAGE LANE |  | A6065 |  |  | OTHER | AW |  | SCBA
5143321 | SCOTT | NJHH-7-PPBA-10 | DRWTP SCBA SPARE AIR TANK /PPE-RESP |  | NJBC | S | NJBC-BU-DRWTP | P203 | INSV | INST | HUSSAARM | 2013-10-13 | 213 CARRIAGE LANE |  | OP363641 |  |  | OTHER | AW |  | SCBA
5143318 | SCOTT | NJHH-7-PPBA-5 | DRWTP SCBA 6 /PPE-RESP |  | NJBC | S | NJBC-BU-DRWTP | P203 | INSV | INST | HUSSAARM | 2013-10-13 | 213 CARRIAGE LANE |  | 11550610010670 |  |  | OTHER | AW |  | SCBA
5143315 | SCOTT | NJHH-7-PPBA-5 | DRWTP SCBA 5 /PPE-RESP |  | NJBC | S | NJBC-BU-DRWTP | P203 | INSV | INST | HUSSAARM | 2013-10-13 | 213 CARRIAGE LANE |  | 0409017169AA |  |  | OTHER | AW |  | SCBA
5143309 | SCOTT | NJHH-7-PPBA-4 | DRWTP SCBA 4 /PPE-RESP |  | NJBC | S | NJBC-BU-DRWTP | P203 | INSV | INST | HUSSAARM | 2013-10-13 | 213 CARRIAGE LANE |  | 051804515AA |  |  | OTHER | AW |  | SCBA
5143305 | SCOTT | NJHH-7-PPBA-3 | DRWTP SCBA 3 /PPE-RESP |  | NJBC | S | NJBC-BU-DRWTP | P203 | INSV | INST | HUSSAARM | 2013-10-13 | 213 CARRIAGE LANE |  | 051004058AA |  |  | OTHER | AW |  | SCBA
5143301 | SCOTT | NJHH-7-PPBA-2 | DRWTP SCBA 2 /PPE-RESP |  | NJBC | S | NJBC-BU-DRWTP | P203 | INSV | INST | HUSSAARM | 2013-10-13 | 213 CARRIAGE LANE |  |  | NM0112045455ML |  | OTHER | AW |  | SCBA
5143199 | SCOTT | NJHH-7-PPBA-1 | DRWTP SCBA 1 /PPE-RESP |  | NJBC | S | NJBC-BU-DRWTP | P203 | INSV | INST | HUSSAARM | 2013-10-13 | 213 CARRIAGE LANE |  |  | NM011 5019455 M2 |  | OTHER | AW |  | SCBA
5142998 | LAKELAND | NJHH-7-PPAS-7 | DRWTP CHEM SUIT 7 C08679 (XL) /PPE-RESP |  | NJBC | S | NJBC-BU-DRWTP | P203 | INSV | INST | HUSSAARM | 2013-10-13 | 213 CARRIAGE LANE |  | C08679 | LOT# 7C1492 |  | OTHER | AW |  | A SUIT
5142994 | LAKELAND | NJHH-7-PPAS-6 | DRWTP CHEM SUIT 6 C08699 (XL) /PPE-RESP |  | NJBC | S | NJBC-BU-DRWTP | P203 | INSV | INST | HUSSAARM | 2013-10-13 | 213 CARRIAGE LANE |  | C08699 | LOT# 7C1492 |  | OTHER | AW |  | A SUIT
5142990 | DUPONT | NJHH-7-PPAS-5 | DRWTP CHEM SUIT 5 C07243 (M) /PPE-RESP |  | NJBC | S | NJBC-BU-DRWTP | P203 | INSV | INST | HUSSAARM | 2013-10-13 | 213 CARRIAGE LANE |  | M766N1VSM |  |  | OTHER | AW |  | A SUIT
5142986 | LAKELAND | NJHH-7-PPAS-4 | DRWTP CHEM SUIT 4 C08154 (L) /PPE-RESP |  | NJBC | S | NJBC-BU-DRWTP | P203 | INSV | INST | HUSSAARM | 2013-10-13 | 213 CARRIAGE LANE |  | C08154 | LOT # 7C0970 |  | OTHER | AW |  | A SUIT
5142982 | LAKELAND | NJHH-7-PPAS-3 | DRWTP CHEM SUIT 3 C08168 (L) /PPE-RESP |  | NJBC | S | NJBC-BU-DRWTP | P203 | INSV | INST | HUSSAARM | 2013-10-13 | 213 CARRIAGE LANE |  | C08168 | LOT # 7L0970 |  | OTHER | AW |  | A SUIT
5142978 | LAKELAND | NJHH-7-PPAS-2 | DRWTP CHEM SUIT 2 63284 (L) /PPE-RESP |  | NJBC | S | NJBC-BU-DRWTP | P203 | INSV | INST | HUSSAARM | 2013-10-13 | 213 CARRIAGE LANE |  | 63284 | LOT # 024718 |  | OTHER | AW |  | A SUIT
5142974 | DUPONT | NJHH-7-PPAS-1 | DRWTP CHEM SUIT 1 250181 (XL) /PPE-RESP |  | NJBC | S | NJBC-BU-DRWTP | P203 | INSV | INST | HUSSAARM | 2013-10-13 | 213 CARRIAGE LANE |  | M764N1VJN |  |  | OTHER | AW |  | A SUIT
5126966 | UNKNOWN |  | GREEN Spence - Joe /PPE-RESP |  | NJBC | S | NJBC-MH-GREEN | P203 | OOS | INAC INST | HUSSAARM | 2013-10-13 | GREEN STREET |  |  |  |  | DUST | AW |  | CARTRIDGE MASK
5126956 | UNKNOWN |  | GREEN Zwolinski - Ed /PPE-RESP |  | NJBC | S | NJBC-MH-GREEN | P203 | OOS | INAC INST | HUSSAARM | 2013-10-13 | GREEN STREET |  |  |  |  | DUST | AW |  | CARTRIDGE MASK
5126940 | UNKNOWN |  | GREEN Bolton - Craig /PPE-RESP |  | NJBC | S | NJBC-MH-GREEN | P203 | OOS | INAC INST | HUSSAARM | 2013-10-13 | GREEN STREET |  |  |  |  | DUST | AW |  | CARTRIDGE MASK
5126919 | UNKNOWN |  | GREEN Mead - Larry /PPE-RESP |  | NJBC | S | NJBC-MH-GREEN | P203 | OOS | INAC INST | HUSSAARM | 2013-10-13 | GREEN STREET |  |  |  |  | DUST | AW |  | CARTRIDGE MASK
5126699 | UNKNOWN |  | GREEN Runzer - Jim /PPE-RESP |  | NJBC | S | NJBC-MH-GREEN | P203 | OOS | INAC INST | HUSSAARM | 2013-10-13 | GREEN STREET |  |  |  |  | DUST | AW |  | CARTRIDGE MASK
5126677 | UNKNOWN |  | GREEN Scharff-Ken /PPE-RESP |  | NJBC | S | NJBC-MH-GREEN | P203 | OOS | INAC INST | HUSSAARM | 2013-10-13 | GREEN STREET |  |  |  |  | DUST | AW |  | CARTRIDGE MASK
5120806 | UNKNOWN |  | RANN SCBA /PPE-RESP |  | NJPG | S | NJPG-PG-RANN. | P203 | OOS | INAC INST | HUSSAARM | 2013-10-13 | 370 HARDING HWY |  |  |  |  | XX | AW |  | SCBA
5096913 | UNKNOWN |  | MILL /PPE-RESP |  | NJHR | S | NJHR-Z1-MILL. | P203 | INSV | INST | HUSSAARM | 2013-10-13 | 14 Mill Rd |  |  |  |  | XX | AW |  | SCBA
5096912 | UNKNOWN |  | WALN /PPE-RESP |  | NJHR | S | NJHR-Z1-WALN. | P203 | INSV | INST | HUSSAARM | 2013-10-13 | 102 BRIDGETON PIKE |  |  |  |  | XX | AW |  | SCBA
5194001 | UNKNOWN | NJHH-7-PPBA-15 | DRWTP SCBA 7 /PPE-RESP |  | NJBC | S | NJBC-BU-DRWTP | P203 | INSV | INST | TAYLORDM | 2014-12-05 | 213 CARRIAGE LANE |  |  |  |  | OTHER | AW |  | SCBA
5194002 | UNKNOWN | NJHH-7-PPBA-16 | DRWTP SCBA 8 /PPE-RESP |  | NJBC | S | NJBC-BU-DRWTP | P203 | INSV | INST | TAYLORDM | 2014-12-05 | 213 CARRIAGE LANE |  |  |  |  | OTHER | AW |  | SCBA
5194003 | SCOTT | NJHH-7-PPBA-9 | DRWTP 5 MIN ESCP PK 5 AIR CART /PPE-RESP |  | NJBC | S | NJBC-BU-DRWTP | P203 | INSV | INST | TAYLORDM | 2014-12-05 | 213 CARRIAGE LANE |  | A23B33 |  |  | OTHER | AW |  | SCBA

## Positive Displacement Pump
Equipment |  | Inventory no. | Description | Full Name | AuthorizGroup | EquipCategory | Functional Loc. | Planning plant | User status | System status | Created by | Created on | Street | Size/dimens. | ManufSerialNo. | ManufPartNo. | Install. date | Application | BHP Rating | Flow Maximum | Flow Rating | Flow UOM | Lube Type 1 | Lube Type 2 | Orientation | Owned By | Pmp-Bearing#(lower/o | Pmp-Bearing#(upper/i | Pmp-BearingTP-lower/ | Pmp-BearingTP-upper/ | Pmp-Discharge Size | Pmp-Efficiency (fact | Pmp-Impeller Mat'l | Pmp-Impeller Size | Pmp-Inlet Size | Pmp-Material | Pmp-NPSH Rating | Pmp-Seal Type | Pmp-Shut-off Head | Pmp-Stages | Pmp-TDH Rating | Positive Displacemen | RPM Rating | Rotation Direction | Special Mtn Note | Special Mtn Note Det
5085005 | UNKNOWN |  | NATIONPKIC Hypo #1 / PUMP |  | NJBC | M | NJBC-GL-NATIO | P203 | INSV | INST | HUSSAARM | 2013-10-12 | 7 S GROVE AVE | [5 empty] | 0.00 HP AW | 0.000 GPM | 0.00 UN |  |  |  | XX | AW |  |  |  |  | XX | 0.00 % |  | 0.0000 " | [7 empty] | DIAPHRAGM | XX
5085008 | UNKNOWN |  | NATIONPKIC Hypo #2 / PUMP |  | NJBC | M | NJBC-GL-NATIO | P203 | INSV | INST | HUSSAARM | 2013-10-12 | 7 S GROVE AVE | [5 empty] | 0.00 HP AW | 0.000 GPM | 0.00 UN |  |  |  | XX | AW |  |  |  |  | XX | 0.00 % |  | 0.0000 " | [7 empty] | DIAPHRAGM | XX
5086816 | UNKNOWN |  | BIRCH GAC Room-Ferric Feed 1 /PUMP |  | NJLO | M | NJLO-Z1-BIRCH-GACR | P203 | INSV | INST | HUSSAARM | 2013-10-12 | 322 BIRCH CREEK RD | [5 empty] | 0.00 HP AW | 0.000 GPM | 0.00 UN |  |  |  | XX | AW |  |  |  |  | XX | 0.00 % |  | 0.0000 " | [7 empty] | DIAPHRAGM | XX
5086817 | UNKNOWN |  | BIRCH GAC Room-Ferric Feed 2 /PIPING |  | NJLO | M | NJLO-Z1-BIRCH-GACR | P203 | INSV | INST | HUSSAARM | 2013-10-12 | 322 BIRCH CREEK RD | [5 empty] | 0.00 HP AW | 0.000 GPM | 0.00 UN |  |  |  | XX | AW |  |  |  |  | XX | 0.00 % |  | 0.0000 " | [7 empty] | DIAPHRAGM | XX
5129025 | WALLACE-TIERNAN |  | DRWTP-TRMT-LIME FEED 2 /PUMP |  | NJBC | M | NJBC-BU-DRWTP-TRMT-LIME | P203 | INSV | INST | HUSSAARM | 2013-10-13 | 213 CARRIAGE LANE |  | M1107134 |  |  | CHEMICAL | 0.00 HP AW | 0.000 GPM | 0.00 UN |  |  |  | XX | AW |  |  |  |  | XX | 0.00 % |  | 0.0000 " | [7 empty] | DIAPHRAGM | XX
5129027 | UNKNOWN |  | DRWTP-TRMT-LIME FEED 3 /PUMP |  | NJBC | M | NJBC-BU-DRWTP-TRMT-LIME | P203 | INSV | INST | HUSSAARM | 2013-10-13 | 213 CARRIAGE LANE |  | M1159472 |  |  | CHEMICAL | 0.00 HP AW | 0.000 GPM | 0.00 UN |  |  |  | XX | AW |  |  |  |  | XX | 0.00 % |  | 0.0000 " | [7 empty] | DIAPHRAGM | XX
5129029 | WALLACE-TIERNAN |  | DRWTP-TRMT-SBPS FEED 1 /PUMP |  | NJBC | M | NJBC-BU-DRWTP-TRMT-SBPS | P203 | INSV | INST | HUSSAARM | 2013-10-13 | 213 CARRIAGE LANE |  | 100329338402 |  |  | CHEMICAL | 0.00 HP AW | 0.000 GPM | 1.00 UN | GPH |  |  | XX | AW |  |  |  |  | XX | 0.00 % |  | 0.0000 " | [7 empty] | DIAPHRAGM | XX
5129031 | MILTON ROY |  | DRWTP-TRMT-SBPS FEED 2 /PUMP |  | NJBC | M | NJBC-BU-DRWTP-TRMT-SBPS | P203 | INSV | INST | HUSSAARM | 2013-10-13 | 213 CARRIAGE LANE |  | 100329338407 |  |  | CHEMICAL | 0.00 HP AW | 0.000 GPM | 1.00 UN | GPH |  |  | XX | AW |  |  |  |  | XX | 0.00 % |  | 0.0000 " | [7 empty] | DIAPHRAGM | XX
5129032 | MILTON ROY |  | DRWTP-TRMT-SBPS FEED 3 /PUMP |  | NJBC | M | NJBC-BU-DRWTP-TRMT-SBPS | P203 | INSV | INST | HUSSAARM | 2013-10-13 | 213 CARRIAGE LANE |  | 1005296771411 |  |  | CHEMICAL | 0.00 HP AW | 0.000 GPM | 1.00 UN | GPH |  |  | XX | AW |  |  |  |  | XX | 0.00 % |  | 0.0000 " | [7 empty] | DIAPHRAGM | XX
5129034 | MILTON ROY |  | DRWTP-TRMT-SBPS FEED 4 /PUMP |  | NJBC | M | NJBC-BU-DRWTP-TRMT-SBPS | P203 | INSV | INST | HUSSAARM | 2013-10-13 | 213 CARRIAGE LANE |  | 1005296771410 |  |  | CHEMICAL | 0.00 HP AW | 0.000 GPM | 1.00 UN | GPH |  |  | XX | AW |  |  |  |  | XX | 0.00 % |  | 0.0000 " | [7 empty] | DIAPHRAGM | XX
5129036 | FLEX PRO |  | DRWTP-TRMT-FLOC FEED 1 /PUMP |  | NJBC | M | NJBC-BU-DRWTP-TRMT-FLOC | P203 | INSV | INST | HUSSAARM | 2013-10-13 | 213 CARRIAGE LANE |  | HZ313 |  |  | CHEMICAL | 0.00 HP AW | 0.000 GPM | 5.00 UN | GPH |  |  | XX | AW |  |  |  |  | XX | 0.00 % |  | 0.0000 " | [7 empty] | DIAPHRAGM | XX
5129038 | FLEX PRO |  | DRWTP-TRMT-FLOC FEED 2 /PUMP |  | NJBC | M | NJBC-BU-DRWTP-TRMT-FLOC | P203 | INSV | INST | HUSSAARM | 2013-10-13 | 213 CARRIAGE LANE |  | HA2064 |  |  | CHEMICAL | 0.00 HP AW | 0.000 GPM | 5.00 UN | GPH |  |  | XX | AW |  |  |  |  | XX | 0.00 % |  | 0.0000 " | [7 empty] | DIAPHRAGM | XX
5129040 | BLUE-WHITE INDUSTRIES |  | DRWTP-TRMT-FLOC FEED 3 /PUMP |  | NJBC | M | NJBC-BU-DRWTP-TRMT-FLOC | P203 | INSV | INST | HUSSAARM | 2013-10-13 | 213 CARRIAGE LANE |  | EA1680 |  |  | CHEMICAL | 0.00 HP AW | 0.000 GPM | 5.00 UN | GPH |  |  | XX | AW |  |  |  |  | XX | 0.00 % |  | 0.0000 " | [7 empty] | DIAPHRAGM | XX
5129042 | KECO |  | DRWTP-TRMT KMNO4 FEED 1 /PUMP |  | NJBC | M | NJBC-BU-DRWTP-TRMT | P203 | INSV | INST | HUSSAARM | 2013-10-13 | 213 CARRIAGE LANE |  | P1117393 |  |  | CHEMICAL | 0.00 HP AW | 0.000 GPM | 0.00 UN |  |  |  | XX | AW |  |  |  |  | XX | 0.00 % |  | 0.0000 " | [7 empty] | PERISTALTIC | XX
5129043 | SIEMANS |  | DRWTP-TRMT KMNO4 FEED 2 /PUMP |  | NJBC | M | NJBC-BU-DRWTP-TRMT | P203 | INSV | INST | HUSSAARM | 2013-10-13 | 213 CARRIAGE LANE |  | P1086271 |  |  | CHEMICAL | 0.00 HP AW | 0.000 GPM | 0.00 UN |  |  |  | XX | AW |  |  |  |  | XX | 0.00 % |  | 0.0000 " | [7 empty] | PERISTALTIC | XX
5129045 | KECO |  | DRWTP-TRMT KMNO4 FEED 3 /PUMP |  | NJBC | M | NJBC-BU-DRWTP-TRMT | P203 | INSV | INST | HUSSAARM | 2013-10-13 | 213 CARRIAGE LANE |  | P11278391 |  |  | CHEMICAL | 0.00 HP AW | 0.000 GPM | 0.00 UN |  |  |  | XX | AW |  |  |  |  | XX | 0.00 % |  | 0.0000 " | [7 empty] | PERISTALTIC | XX
5129051 | WALLACE-TIERNAN |  | DRWTP-TRMT-PACS FEED 1 /PUMP |  | NJBC | M | NJBC-BU-DRWTP-TRMT-PACS | P203 | INSV | INST | HUSSAARM | 2013-10-13 | 213 CARRIAGE LANE |  | AA551004 |  |  | CHEMICAL | 0.00 HP AW | 0.000 GPM | 0.00 UN |  |  |  | XX | AW |  |  |  |  | XX | 0.00 % |  | 0.0000 " | [7 empty] | DIAPHRAGM | XX
5129054 | WALLACE-TIERNAN |  | DRWTP-TRMT-PACS FEED 2 /PUMP |  | NJBC | M | NJBC-BU-DRWTP-TRMT-PACS | P203 | INSV | INST | HUSSAARM | 2013-10-13 | 213 CARRIAGE LANE |  | 835095 |  |  | CHEMICAL | 0.00 HP AW | 0.000 GPM | 0.00 UN |  |  |  | XX | AW |  |  |  |  | XX | 0.00 % |  | 0.0000 " | [7 empty] | DIAPHRAGM | XX
5129056 | WALLACE-TIERNAN |  | DRWTP-TRMT-PACS FEED 3 /PUMP |  | NJBC | M | NJBC-BU-DRWTP-TRMT-PACS | P203 | INSV | INST | HUSSAARM | 2013-10-13 | 213 CARRIAGE LANE |  | AA551003 |  |  | CHEMICAL | 0.00 HP AW | 0.000 GPM | 0.00 UN |  |  |  | XX | AW |  |  |  |  | XX | 0.00 % |  | 0.0000 " | [7 empty] | DIAPHRAGM | XX
5129057 | WALLACE-TIERNAN |  | DRWTP-TRMT-CAUS FEED 1 /PUMP |  | NJBC | M | NJBC-BU-DRWTP-TRMT-CAUS | P203 | INSV | INST | HUSSAARM | 2013-10-13 | 213 CARRIAGE LANE |  | BA 13949 |  |  | CHEMICAL | [6 empty] | XX | AW |  |  |  |  | XX | [10 empty] | DIAPHRAGM | XX
5129059 | WALLACE-TIERNAN |  | DRWTP-TRMT-CAUS FEED 2 /PUMP |  | NJBC | M | NJBC-BU-DRWTP-TRMT-CAUS | P203 | INSV | INST | HUSSAARM | 2013-10-13 | 213 CARRIAGE LANE |  | BA 13949 |  |  | CHEMICAL | [6 empty] | XX | AW |  |  |  |  | XX | [10 empty] | DIAPHRAGM | XX
5129063 | WALLACE-TIERNAN | 700 | DRWTP-TRMT-ZINC FEED 1 /PUMP |  | NJBC | M | NJBC-BU-DRWTP-TRMT-ZINC | P203 | INSV | INST | HUSSAARM | 2013-10-13 | 213 CARRIAGE LANE |  | UNKNOWN |  |  | CHEMICAL | [6 empty] | XX | AW |  |  |  |  | XX | [10 empty] | DIAPHRAGM | XX
5129065 | WALLACE-TIERNAN | 700 | DRWTP-TRMT-ZINC FEED 2 /PUMP |  | NJBC | M | NJBC-BU-DRWTP-TRMT-ZINC | P203 | INSV | INST | HUSSAARM | 2013-10-13 | 213 CARRIAGE LANE |  | BP45426 |  |  | CHEMICAL | [6 empty] | XX | AW |  |  |  |  | XX | [10 empty] | DIAPHRAGM | XX
5129095 | MOYNO | NJHH-7-PSLG-14 | DRWTP-RSHS-THCK TRANSFER 1 /PUMP |  | NJBC | M | NJBC-BU-DRWTP-RSHS-THCK | P203 | INSV | INST | HUSSAARM | 2013-10-13 | 213 CARRIAGE LANE |  |  |  |  | IN PLANT TRANSFER | [6 empty] | XX | AW |  |  |  |  | XX | [10 empty] | PROGRESSIVE CAVITY | XX
5129097 | MOYNO | NJHH-7-PSLG-15 | DRWTP-RSHS-THCK TRANSFER 2 /PUMP |  | NJBC | M | NJBC-BU-DRWTP-RSHS-THCK | P203 | INSV | INST | HUSSAARM | 2013-10-13 | 213 CARRIAGE LANE |  |  |  |  | IN PLANT TRANSFER | 0.00 HP AW | 0.000 GPM | 0.00 UN |  |  |  | XX | AW |  |  |  |  | XX | 0.00 % |  | 0.0000 " | [7 empty] | PROGRESSIVE CAVITY | XX
5129023 | UNKNOWN |  | DRWTP-TRMT-LIME FEED 1 /PUMP |  | NJBC | M | NJBC-BU-DRWTP-TRMT-LIME | P203 | INSV | INST | HUSSAARM | 2013-10-13 | 213 CARRIAGE LANE |  | M1159473 |  |  | CHEMICAL | 0.00 HP AW | 0.000 GPM | 0.00 UN |  |  |  | XX | AW |  |  |  |  | XX | 0.00 % |  | 0.0000 " | [7 empty] | DIAPHRAGM | XX
5129017 | WALLACE-TIERNAN |  | DRWTP-TRMT-FERR FEED 3 /PUMP |  | NJBC | M | NJBC-BU-DRWTP-TRMT-FERR | P203 | INSV | INST | HUSSAARM | 2013-10-13 | 213 CARRIAGE LANE |  | BJ45303 |  |  | CHEMICAL | 0.00 HP AW | 0.000 GPM | 0.00 UN |  |  |  | XX | AW |  |  |  |  | XX | 0.00 % |  | 0.0000 " | [7 empty] | DIAPHRAGM | XX
5129015 | WALLACE-TIERNAN |  | DRWTP-TRMT-FERR FEED 2 /PUMP |  | NJBC | M | NJBC-BU-DRWTP-TRMT-FERR | P203 | INSV | INST | HUSSAARM | 2013-10-13 | 213 CARRIAGE LANE |  | BJ-46302 |  |  | CHEMICAL | 0.00 HP AW | 0.000 GPM | 0.00 UN |  |  |  | XX | AW |  |  |  |  | XX | 0.00 % |  | 0.0000 " | [7 empty] | DIAPHRAGM | XX
5129013 | WALLACE-TIERNAN |  | DRWTP-TRMT-FERR FEED 1 /PUMP |  | NJBC | M | NJBC-BU-DRWTP-TRMT-FERR | P203 | INSV | INST | HUSSAARM | 2013-10-13 | 213 CARRIAGE LANE |  | 241342 |  |  | CHEMICAL | 0.00 HP AW | 0.000 GPM | 0.00 UN |  |  |  | XX | AW |  |  |  |  | XX | 0.00 % |  | 0.0000 " | [7 empty] | DIAPHRAGM | XX
5110449 | UNKNOWN |  | COOPER Phosphate Feed #2 /PUMP |  | NJBC | M | NJBC-BU-COOPE | P203 | INSV | INST | HUSSAARM | 2013-10-13 | 100 HENDRICKSON AVE |  |  |  |  | CHEMICAL |  |  |  | GPH |  |  | XX | AW |  |  |  |  | XX | [10 empty] | DIAPHRAGM | XX
5110448 | UNKNOWN |  | CHURCHRCHL Hypochlor Feed County/PUMP |  | NJBC | M | NJBC-BU-CHURC | P203 | INSV | INST | HUSSAARM | 2013-10-13 | CHURCH ROAD |  |  |  |  | CHEMICAL | 0.00 HP AW | 0.000 GPM | 0.00 UN | GPH |  |  | XX | AW |  |  |  |  | XX | 0.00 % |  | 0.0000 " | [7 empty] | DIAPHRAGM | XX
5110447 | UNKNOWN |  | CHURCHRCHL Hypochlorite Feed City/PUMP |  | NJBC | M | NJBC-BU-CHURC | P203 | INSV | INST | HUSSAARM | 2013-10-13 | CHURCH ROAD |  |  |  |  | CHEMICAL | 0.00 HP AW | 0.000 GPM | 0.00 UN | GPH |  |  | XX | AW |  |  |  |  | XX | 0.00 % |  | 0.0000 " | [7 empty] | DIAPHRAGM | XX
5110433 | UNKNOWN |  | SOMERDALE Hypochlorite Feed /PUMP |  | NJBC | M | NJBC-CM-SOMER | P203 | INSV | INST | HUSSAARM | 2013-10-13 | 26 ELM AVE |  |  |  |  | CHEMICAL | 0.00 HP AW | 0.000 GPM | 0.00 UN | GPH |  |  | HORIZONTAL | AW |  |  |  |  | XX | 0.00 % |  | 0.0000 " |  |  |  | MECHANICAL |  |  |  | DIAPHRAGM | XX
5110426 | UNKNOWN |  | BROWNING Hypochlorite Feed #2 /PUMP |  | NJBC | M | NJBC-CM-BROWN | P203 | INSV | INST | HUSSAARM | 2013-10-13 | BROWINING LANE |  |  |  |  | CHEMICAL | 0.00 HP AW | 0.000 GPM | 0.00 UN | GPM |  |  | XX | AW |  |  |  |  | XX | 0.00 % |  | 0.0000 " | [7 empty] | DIAPHRAGM | XX
5110425 | UNKNOWN |  | HADDONHTS Hypochlorite Feed #2 /PUMP |  | NJBC | M | NJBC-CM-HAHTS | P203 | INSV | INST | HUSSAARM | 2013-10-13 | 614 W. Atlantic Ave |  |  |  |  | CHEMICAL | 0.00 HP AW | 0.000 GPM | 0.00 UN | GPM |  |  | XX | AW |  |  |  |  | XX | 0.00 % |  | 0.0000 " | [7 empty] | DIAPHRAGM | XX
5110424 | UNKNOWN |  | HADDONHTS Hypochlorite Feed #1 /PUMP |  | NJBC | M | NJBC-CM-HAHTS | P203 | INSV | INST | HUSSAARM | 2013-10-13 | 614 W. Atlantic Ave |  |  |  |  | CHEMICAL | 0.00 HP AW | 0.000 GPM | 0.00 UN | GPM |  |  | XX | AW |  |  |  |  | XX | 0.00 % |  | 0.0000 " | [7 empty] | DIAPHRAGM | XX
5110422 | LMI |  | VOORHEES-W21 Phosphate Feed /PUMP |  | NJBC | M | NJBC-CM-VOORH-W21. | P203 | INSV | INST | HUSSAARM | 2013-10-13 | EVESHAM RD AT GOLF VIEW DRIVE |  | 11033131339-1 |  |  | CHEMICAL | 250.00 HP AW | 0.250 GPM | 0.90 UN | GPH |  |  | HORIZONTAL | AW |  |  |  |  | XX | 0.00 % |  | 0.0000 " |  |  |  | MECHANICAL |  |  |  | DIAPHRAGM | XX
5110406 | UNKNOWN |  | SOMERDALE Phosphate Feed /PUMP |  | NJBC | M | NJBC-CM-SOMER | P203 | INSV | INST | HUSSAARM | 2013-10-13 | 26 ELM AVE |  |  |  |  | CHEMICAL | 0.00 HP AW | 0.000 GPM | 0.00 UN | GPM |  |  | XX | AW |  |  |  |  | XX | 0.00 % |  | 0.0000 " | [7 empty] | DIAPHRAGM | XX
5110405 | MILTON ROY |  | RUNNEMEDE Phosphate Feed /PUMP |  | NJBC | M | NJBC-CM-RUNNE | P203 | INSV | INST | HUSSAARM | 2013-10-13 | 28 ST CLAIR AVE |  |  |  |  | CHEMICAL | 0.00 HP AW | 1.000 GPM | 1.00 UN | GPH |  |  | HORIZONTAL | AW |  |  |  |  | XX | 0.00 % |  | 0.0000 " | [6 empty] | 110 | DIAPHRAGM | XX
5109676 | PULSAFEEDER |  | GLOUCESTERBS-BST HYPOCHLOR FD1 /PUMP |  | NJBC | M | NJBC-GL-GLBST-BSTA | P203 | INSV | INST | HUSSAARM | 2013-10-13 | JESSUP MILL RD AT HARRISON AVE |  |  |  |  | CHEMICAL | 0.00 HP AW | 0.000 GPM | 0.00 UN | GPH |  |  | HORIZONTAL | AW |  |  |  |  | XX | 0.00 % |  | 0.0000 " |  |  |  | MECHANICAL |  |  |  | DIAPHRAGM | XX
5109662 | UNKNOWN |  | OTTERBROOK Phosphate Feed /PUMP |  | NJBC | M | NJBC-CM-OTTER | P203 | INSV | INST | HUSSAARM | 2013-10-13 | 900 SAN JOSE DR |  |  |  |  | CHEMICAL | 0.00 HP AW | 0.000 GPM | 0.00 UN | GPM |  |  | XX | AW |  |  |  |  | XX | 0.00 % |  | 0.0000 " | [7 empty] | DIAPHRAGM | XX
5109659 | UNKNOWN |  | OTTERBROOK Hypochlorite Feed #2 /PUMP |  | NJBC | M | NJBC-CM-OTTER | P203 | INSV | INST | HUSSAARM | 2013-10-13 | 900 SAN JOSE DR |  |  |  |  | CHEMICAL | 0.00 HP AW | 0.000 GPM | 0.00 UN | GPH |  |  | HORIZONTAL | AW |  |  |  |  | XX | 0.00 % |  | 0.0000 " |  |  |  | MECHANICAL |  |  |  | DIAPHRAGM | XX
5109657 | UNKNOWN |  | OTTERBROOK Hypochlorite Feed #1 /PUMP |  | NJBC | M | NJBC-CM-OTTER | P203 | INSV | INST | HUSSAARM | 2013-10-13 | 900 SAN JOSE DR |  |  |  |  | CHEMICAL | 0.00 HP AW | 0.000 GPM | 0.00 UN | GPH |  |  | HORIZONTAL | AW |  |  |  |  | XX | 0.00 % |  | 0.0000 " |  |  |  | MECHANICAL |  |  |  | DIAPHRAGM | XX
5109645 | MILTON ROY |  | ELMTREE-W26 Hypochlorite Feed /PUMP |  | NJBC | M | NJBC-CM-ELMTR-W26. | P203 | INSV | INST | HUSSAARM | 2013-10-13 | 16 THOMAS RD |  |  |  |  | CHEMICAL |  |  |  | GPM |  |  | HORIZONTAL | AW |  |  |  |  | XX | [6 empty] | MECHANICAL |  |  |  | DIAPHRAGM | XX
5109641 | MILTON ROY |  | MEDFORDIC Hypochlorite Feed #2 /PUMP |  | NJBC | M | NJBC-BU-MEDFO | P203 | INSV | INST | HUSSAARM | 2013-10-13 | 333 MEDFORD-MT HOLLY ROAD |  | 02495924-2 |  |  | CHEMICAL | 0.00 HP AW | 0.000 GPM | 11.30 UN | GPH |  |  | HORIZONTAL | AW |  |  |  |  | XX | 0.00 % |  | 0.0000 " | [7 empty] | DIAPHRAGM | XX
5109640 | MILTON ROY |  | MEDFORDIC Hypochlorite Feed #1 /PUMP |  | NJBC | M | NJBC-BU-MEDFO | P203 | INSV | INST | HUSSAARM | 2013-10-13 | 333 MEDFORD-MT HOLLY ROAD |  | 02495924-1 |  |  | CHEMICAL | 0.00 HP AW | 0.000 GPM | 11.30 UN | GPH |  |  | HORIZONTAL | AW |  |  |  |  | XX | 0.00 % |  | 0.0000 " | [7 empty] | DIAPHRAGM | XX
5109639 | UNKNOWN |  | LAURELSP Hypochlorite Feed #1 /PUMP |  | NJBC | M | NJBC-CM-LAURE | P203 | INSV | INST | HUSSAARM | 2013-10-13 | 820 GRAND AVENUE |  | 99/95779 |  |  | CHEMICAL | 0.00 HP AW | 0.000 GPM | 0.00 UN | GPH |  |  | HORIZONTAL | AW |  |  |  |  | XX | 0.00 % |  | 0.0000 " | LESS THAN 1 | PVC |  | MECHANICAL |  |  |  | DIAPHRAGM | XX | CW (FROM MOTOR FAN END)
5129099 | MOYNO | NJHH-7-PSLG-12 | DRWTP-RSHS-THCK FEED 1 /PUMP |  | NJBC | M | NJBC-BU-DRWTP-RSHS-THCK | P203 | INSV | INST | HUSSAARM | 2013-10-13 | 213 CARRIAGE LANE |  |  |  |  | SLUDGE | 0.00 HP AW | 0.000 GPM | 0.00 UN |  |  |  | XX | AW |  |  |  |  | XX | 0.00 % |  | 0.0000 " | [7 empty] | PROGRESSIVE CAVITY | XX
5145263 | UNKNOWN |  | PURE Hypo /PUMP |  | NJLO | M | NJLO-Z1-PURE. | P203 | INSV | INST | HUSSAARM | 2013-10-13 | 2255 High Hill Rd |  |  |  |  | CHEMICAL | 0.00 HP AW | 0.000 GPM | 0.00 UN | GPD |  |  | XX | AW |  |  |  |  | XX | 0.00 % |  | 0.0000 " | [7 empty] | DIAPHRAGM | XX
5145261 | UNKNOWN |  | PURE Phosphate /PUMP |  | NJLO | M | NJLO-Z1-PURE. | P203 | INSV | INST | HUSSAARM | 2013-10-13 | 2255 High Hill Rd |  |  |  |  | CHEMICAL | 0.00 HP AW | 0.000 GPM | 0.00 UN | GPD |  |  | XX | AW |  |  |  |  | XX | 0.00 % |  | 0.0000 " | [7 empty] | DIAPHRAGM | XX
5145259 | UNKNOWN |  | PURE Lime Feed 1 /PUMP |  | NJLO | M | NJLO-Z1-PURE. | P203 | INSV | INST | HUSSAARM | 2013-10-13 | 2255 High Hill Rd |  |  |  |  | CHEMICAL | 0.00 HP AW | 0.000 GPM | 0.00 UN | GPD |  |  | XX | AW |  |  |  |  | XX | 0.00 % |  | 0.0000 " | [7 empty] | DIAPHRAGM | XX
5145242 | UNKNOWN |  | BIRCH Sludge #1 /PUMP |  | NJLO | M | NJLO-Z1-BIRCH | P203 | INSV | INST | HUSSAARM | 2013-10-13 | 322 BIRCH CREEK ROAD |  |  |  |  | SLUDGE | 0.00 HP AW | 0.000 GPM | 0.00 UN | GPH |  |  | XX | AW |  |  |  |  | XX | 0.00 % |  | 0.0000 " | [7 empty] | GEAR | XX
5145240 | UNKNOWN |  | BIRCH Portable Sludge /PUMP |  | NJLO | M | NJLO-Z1-BIRCH | P203 | INSV | INST | HUSSAARM | 2013-10-13 | 322 BIRCH CREEK ROAD |  |  |  |  | SLUDGE | 0.00 HP AW | 0.000 GPM | 0.00 UN | GPD |  |  | XX | AW |  |  |  |  | XX | 0.00 % |  | 0.0000 " | [7 empty] | GEAR | XX
5145238 | UNKNOWN |  | BIRCH Sludge #3 /PUMP |  | NJLO | M | NJLO-Z1-BIRCH | P203 | INSV | INST | HUSSAARM | 2013-10-13 | 322 BIRCH CREEK ROAD |  |  |  |  | SLUDGE | 0.00 HP AW | 0.000 GPM | 0.00 UN | GPD |  |  | XX | AW |  |  |  |  | XX | 0.00 % |  | 0.0000 " | [7 empty] | GEAR | XX
5145236 | UNKNOWN |  | BIRCH Sludge #2 /PUMP |  | NJLO | M | NJLO-Z1-BIRCH | P203 | INSV | INST | HUSSAARM | 2013-10-13 | 322 BIRCH CREEK ROAD |  |  |  |  | SLUDGE | 0.00 HP AW | 0.000 GPM | 0.00 UN | GPD |  |  | XX | AW |  |  |  |  | XX | 0.00 % |  | 0.0000 " | [7 empty] | GEAR | XX
5145222 | UNKNOWN |  | BIRCH Hypo #3 /PUMP |  | NJLO | M | NJLO-Z1-BIRCH | P203 | INSV | INST | HUSSAARM | 2013-10-13 | 322 BIRCH CREEK ROAD |  |  |  |  | CHEMICAL | 0.00 HP AW | 0.000 GPM | 0.00 UN | GPD |  |  | XX | AW |  |  |  |  | XX | 0.00 % |  | 0.0000 " | [7 empty] | DIAPHRAGM | XX
5145220 | UNKNOWN |  | BIRCH Hypo #2 /PUMP |  | NJLO | M | NJLO-Z1-BIRCH | P203 | INSV | INST | HUSSAARM | 2013-10-13 | 322 BIRCH CREEK ROAD |  |  |  |  | CHEMICAL | 0.00 HP AW | 0.000 GPM | 0.00 UN | GPD |  |  | XX | AW |  |  |  |  | XX | 0.00 % |  | 0.0000 " | [7 empty] | DIAPHRAGM | XX
5145218 | UNKNOWN |  | BIRCH Hypo #1 /PUMP |  | NJLO | M | NJLO-Z1-BIRCH | P203 | INSV | INST | HUSSAARM | 2013-10-13 | 322 BIRCH CREEK ROAD |  |  |  |  | CHEMICAL | 0.00 HP AW | 0.000 GPM | 0.00 UN | GPD |  |  | XX | AW |  |  |  |  | XX | 0.00 % |  | 0.0000 " | [7 empty] | DIAPHRAGM | XX
5145216 | UNKNOWN |  | BIRCH Back-up Phosphate /PUMP |  | NJLO | M | NJLO-Z1-BIRCH | P203 | INSV | INST | HUSSAARM | 2013-10-13 | 322 BIRCH CREEK ROAD |  |  |  |  | CHEMICAL | 0.00 HP AW | 0.000 GPM | 0.00 UN | GPD |  |  | XX | AW |  |  |  |  | XX | 0.00 % |  | 0.0000 " | [7 empty] | DIAPHRAGM | XX
5145214 | UNKNOWN |  | BIRCH Phosphate /PUMP |  | NJLO | M | NJLO-Z1-BIRCH | P203 | INSV | INST | HUSSAARM | 2013-10-13 | 322 BIRCH CREEK ROAD |  |  |  |  | CHEMICAL | 0.00 HP AW | 0.000 GPM | 0.00 UN | GPD |  |  | XX | AW |  |  |  |  | XX | 0.00 % |  | 0.0000 " | [7 empty] | DIAPHRAGM | XX
5145212 | UNKNOWN |  | BIRCH Back-up Potassium Perm /PUMP |  | NJLO | M | NJLO-Z1-BIRCH | P203 | INSV | INST | HUSSAARM | 2013-10-13 | 322 BIRCH CREEK ROAD |  |  |  |  | CHEMICAL | 0.00 HP AW | 0.000 GPM | 0.00 UN | GPD |  |  | XX | AW |  |  |  |  | XX | 0.00 % |  | 0.0000 " | [7 empty] | DIAPHRAGM | XX
5145210 | UNKNOWN |  | BIRCH Potassium Perm /PUMP |  | NJLO | M | NJLO-Z1-BIRCH | P203 | INSV | INST | HUSSAARM | 2013-10-13 | 322 BIRCH CREEK ROAD |  |  |  |  | CHEMICAL | 0.00 HP AW | 0.000 GPM | 0.00 UN | GPD |  |  | XX | AW |  |  |  |  | XX | 0.00 % |  | 0.0000 " | [7 empty] | DIAPHRAGM | XX
5145208 | UNKNOWN |  | BIRCH Back-up Lime Feed /PUMP |  | NJLO | M | NJLO-Z1-BIRCH | P203 | INSV | INST | HUSSAARM | 2013-10-13 | 322 BIRCH CREEK ROAD |  |  |  |  | CHEMICAL | 0.00 HP AW | 0.000 GPM | 0.00 UN | GPD |  |  | XX | AW |  |  |  |  | XX | 0.00 % |  | 0.0000 " | [7 empty] | DIAPHRAGM | XX
5145205 | UNKNOWN |  | BIRCH Post Lime Feed /PUMP |  | NJLO | M | NJLO-Z1-BIRCH | P203 | INSV | INST | HUSSAARM | 2013-10-13 | 322 BIRCH CREEK ROAD |  |  |  |  | CHEMICAL | 0.00 HP AW | 0.000 GPM | 0.00 UN | GPD |  |  | XX | AW |  |  |  |  | XX | 0.00 % |  | 0.0000 " | [7 empty] | DIAPHRAGM | XX
5145203 | UNKNOWN |  | BIRCH Pre Lime Feed /PUMP |  | NJLO | M | NJLO-Z1-BIRCH | P203 | INSV | INST | HUSSAARM | 2013-10-13 | 322 BIRCH CREEK ROAD |  |  |  |  | CHEMICAL | 0.00 HP AW | 0.000 GPM | 0.00 UN | GPD |  |  | XX | AW |  |  |  |  | XX | 0.00 % |  | 0.0000 " | [7 empty] | DIAPHRAGM | XX
5144591 | UNKNOWN |  | BECK Sludge #3 /PUMP |  | NJLO | M | NJLO-Z1-BECK. | P203 | INSV | INST | HUSSAARM | 2013-10-13 | 1547 High Hill Rd |  |  |  |  | SLUDGE | 0.00 HP AW | 0.000 GPM | 0.00 UN | GPD |  |  | HORIZONTAL | AW |  |  |  |  | XX | 0.00 % |  | 0.0000 " | [7 empty] | GEAR | XX
5144589 | UNKNOWN |  | BECK Sludge #2 /PUMP |  | NJLO | M | NJLO-Z1-BECK. | P203 | INSV | INST | HUSSAARM | 2013-10-13 | 1547 High Hill Rd |  |  |  |  | SLUDGE | 0.00 HP AW | 0.000 GPM | 0.00 UN | GPD |  |  | HORIZONTAL | AW |  |  |  |  | XX | 0.00 % |  | 0.0000 " | [7 empty] | GEAR | XX
5144587 | UNKNOWN |  | BECK Sludge #1 /PUMP |  | NJLO | M | NJLO-Z1-BECK. | P203 | INSV | INST | HUSSAARM | 2013-10-13 | 1547 High Hill Rd |  |  |  |  | SLUDGE | 0.00 HP AW | 0.000 GPM | 0.00 UN | GPD |  |  | HORIZONTAL | AW |  |  |  |  | XX | 0.00 % |  | 0.0000 " | [7 empty] | GEAR | XX
5144585 | UNKNOWN |  | BECK Portable Sludge /PUMP |  | NJLO | M | NJLO-Z1-BECK. | P203 | INSV | INST | HUSSAARM | 2013-10-13 | 1547 High Hill Rd |  |  |  |  | SLUDGE | 0.00 HP AW | 0.000 GPM | 0.00 UN | GPD |  |  | HORIZONTAL | AW |  |  |  |  | XX | 0.00 % |  | 0.0000 " | [7 empty] | GEAR | XX
5144583 | UNKNOWN |  | BECK Lime Feed 2 /PUMP |  | NJLO | M | NJLO-Z1-BECK. | P203 | INSV | INST | HUSSAARM | 2013-10-13 | 1547 High Hill Rd |  |  |  |  | CHEMICAL | 0.00 HP AW | 0.000 GPM | 0.00 UN | GPD |  |  | XX | AW |  |  |  |  | XX | 0.00 % |  | 0.0000 " | [7 empty] | DIAPHRAGM | XX
5144581 | UNKNOWN |  | BECK Lime Feed 1 /PUMP |  | NJLO | M | NJLO-Z1-BECK. | P203 | INSV | INST | HUSSAARM | 2013-10-13 | 1547 High Hill Rd |  |  |  |  | CHEMICAL | 0.00 HP AW | 0.000 GPM | 0.00 UN | GPD |  |  | XX | AW |  |  |  |  | XX | 0.00 % |  | 0.0000 " | [7 empty] | DIAPHRAGM | XX
5144579 | UNKNOWN |  | BECK Hypo #3 /PUMP |  | NJLO | M | NJLO-Z1-BECK. | P203 | INSV | INST | HUSSAARM | 2013-10-13 | 1547 High Hill Rd |  |  |  |  | CHEMICAL | 0.00 HP AW | 0.000 GPM | 0.00 UN | GPD |  |  | XX | AW |  |  |  |  | XX | 0.00 % |  | 0.0000 " | [7 empty] | DIAPHRAGM | XX
5144576 | UNKNOWN |  | BECK Hypo #2 /PUMP |  | NJLO | M | NJLO-Z1-BECK. | P203 | INSV | INST | HUSSAARM | 2013-10-13 | 1547 High Hill Rd |  |  |  |  | CHEMICAL | 0.00 HP AW | 0.000 GPM | 0.00 UN | GPD |  |  | XX | AW |  |  |  |  | XX | 0.00 % |  | 0.0000 " | [7 empty] | DIAPHRAGM | XX
5144574 | UNKNOWN |  | BECK Hypo #1 /PUMP |  | NJLO | M | NJLO-Z1-BECK. | P203 | INSV | INST | HUSSAARM | 2013-10-13 | 1547 High Hill Rd |  |  |  |  | CHEMICAL | 0.00 HP AW | 0.000 GPM | 0.00 UN | GPD |  |  | XX | AW |  |  |  |  | XX | 0.00 % |  | 0.0000 " | [7 empty] | DIAPHRAGM | XX
5144572 | UNKNOWN |  | BECK Cationic Polymer /PUMP |  | NJLO | M | NJLO-Z1-BECK. | P203 | INSV | INST | HUSSAARM | 2013-10-13 | 1547 High Hill Rd |  |  |  |  | CHEMICAL | 0.00 HP AW | 0.000 GPM | 0.00 UN | GPD |  |  | XX | AW |  |  |  |  | XX | 0.00 % |  | 0.0000 " | [7 empty] | DIAPHRAGM | XX
5144570 | UNKNOWN |  | BECK Phosphate /PUMP |  | NJLO | M | NJLO-Z1-BECK. | P203 | INSV | INST | HUSSAARM | 2013-10-13 | 1547 High Hill Rd |  |  |  |  | CHEMICAL | 0.00 HP AW | 0.000 GPM | 0.00 UN | GPD |  |  | XX | AW |  |  |  |  | XX | 0.00 % |  | 0.0000 " | [7 empty] | DIAPHRAGM | XX
5144568 | UNKNOWN |  | BECK Potassium Perm /PUMP |  | NJLO | M | NJLO-Z1-BECK. | P203 | INSV | INST | HUSSAARM | 2013-10-13 | 1547 High Hill Rd |  |  |  |  | CHEMICAL | 0.00 HP AW | 0.000 GPM | 0.00 UN | GPD |  |  | XX | AW |  |  |  |  | XX | 0.00 % |  | 0.0000 " | [7 empty] | DIAPHRAGM | XX
5129917 | UNKNOWN |  | DRWTP-RWPS HYPO TRANSFER 2 /PUMP |  | NJBC | M | NJBC-BU-DRWTP-RWPS | P203 | INSV | INST | HUSSAARM | 2013-10-13 | 213 CARRIAGE LN |  |  |  |  | CHEMICAL | [6 empty] | XX | AW |  |  |  |  | XX | [10 empty] | DIAPHRAGM | XX
5129915 | UNKNOWN |  | DRWTP-RWPS HYPO TRANSFER 1 /PUMP |  | NJBC | M | NJBC-BU-DRWTP-RWPS | P203 | INSV | INST | HUSSAARM | 2013-10-13 | 213 CARRIAGE LN |  |  |  |  | CHEMICAL | [6 empty] | XX | AW |  |  |  |  | XX | [10 empty] | DIAPHRAGM | XX
5129913 | UNKNOWN |  | DRWTP-RWPS HYPO FEED 3 /PUMP |  | NJBC | M | NJBC-BU-DRWTP-RWPS | P203 | INSV | INST | HUSSAARM | 2013-10-13 | 213 CARRIAGE LN |  |  |  |  | CHEMICAL | [6 empty] | XX | AW |  |  |  |  | XX | [10 empty] | DIAPHRAGM | XX
5129911 | UNKNOWN |  | DRWTP-RWPS HYPO FEED 2 /PUMP |  | NJBC | M | NJBC-BU-DRWTP-RWPS | P203 | INSV | INST | HUSSAARM | 2013-10-13 | 213 CARRIAGE LN |  |  |  |  | CHEMICAL | [6 empty] | XX | AW |  |  |  |  | XX | [10 empty] | DIAPHRAGM | XX
5129909 | UNKNOWN |  | DRWTP-RWPS HYPO FEED 1 /PUMP |  | NJBC | M | NJBC-BU-DRWTP-RWPS | P203 | INSV | INST | HUSSAARM | 2013-10-13 | 213 CARRIAGE LN |  |  |  |  | CHEMICAL | [6 empty] | XX | AW |  |  |  |  | XX | [10 empty] | DIAPHRAGM | XX
5129320 | UNKNOWN |  | DRWTP-RSHS-PRES POLY 3 /PUMP |  | NJBC | M | NJBC-BU-DRWTP-RSHS-PRES | P203 | INSV | INST | HUSSAARM | 2013-10-13 | 213 CARRIAGE LANE |  |  |  |  | CHEMICAL | 0.00 HP AW | 0.000 GPM | 0.00 UN |  |  |  | XX | AW |  |  |  |  | XX | 0.00 % |  | 0.0000 " | [7 empty] | DIAPHRAGM | XX
5129319 | UNKNOWN |  | DRWTP-RSHS-PRES POLY 2 /PUMP |  | NJBC | M | NJBC-BU-DRWTP-RSHS-PRES | P203 | INSV | INST | HUSSAARM | 2013-10-13 | 213 CARRIAGE LANE |  |  |  |  | CHEMICAL | 0.00 HP AW | 0.000 GPM | 0.00 UN |  |  |  | XX | AW |  |  |  |  | XX | 0.00 % |  | 0.0000 " | [7 empty] | DIAPHRAGM | XX
5129317 | UNKNOWN |  | DRWTP-RSHS-PRES POLY 1 /PUMP |  | NJBC | M | NJBC-BU-DRWTP-RSHS-PRES | P203 | INSV | INST | HUSSAARM | 2013-10-13 | 213 CARRIAGE LANE |  |  |  |  | CHEMICAL | 0.00 HP AW | 0.000 GPM | 0.00 UN |  |  |  | XX | AW |  |  |  |  | XX | 0.00 % |  | 0.0000 " | [7 empty] | DIAPHRAGM | XX
5129309 | MOYNO | NJHH-7-PSLG-18 | DRWTP-RSHS-PRES FEED 3 /PUMP |  | NJBC | M | NJBC-BU-DRWTP-RSHS-PRES | P203 | INSV | INST | HUSSAARM | 2013-10-13 | 213 CARRIAGE LANE |  |  |  |  | SLUDGE | 0.00 HP AW | 0.000 GPM | 0.00 UN |  |  |  | XX | AW |  |  |  |  | XX | 0.00 % |  | 0.0000 " | [7 empty] | PROGRESSIVE CAVITY | XX
5129308 | MOYNO | NJHH-7-PSLG-17 | DRWTP-RSHS-PRES FEED 2 /PUMP |  | NJBC | M | NJBC-BU-DRWTP-RSHS-PRES | P203 | INSV | INST | HUSSAARM | 2013-10-13 | 213 CARRIAGE LANE |  |  |  |  | SLUDGE | [6 empty] | XX | AW |  |  |  |  | XX | [10 empty] | PROGRESSIVE CAVITY | XX
5129306 | MOYNO | NJHH-7-PSLG-16 | DRWTP-RSHS-PRES FEED 1 /PUMP |  | NJBC | M | NJBC-BU-DRWTP-RSHS-PRES | P203 | INSV | INST | HUSSAARM | 2013-10-13 | 213 CARRIAGE LANE |  |  |  |  | SLUDGE | 0.00 HP AW | 0.000 GPM | 0.00 UN |  |  |  | XX | AW |  |  |  |  | XX | 0.00 % |  | 0.0000 " | [7 empty] | PROGRESSIVE CAVITY | XX
5129304 | UNKNOWN |  | DRWTP-RSHS-THCK RES POLY 2 /PUMP |  | NJBC | M | NJBC-BU-DRWTP-RSHS-THCK | P203 | INSV | INST | HUSSAARM | 2013-10-13 | 213 CARRIAGE LANE |  |  |  |  | CHEMICAL | 0.00 HP AW | 0.000 GPM | 0.00 UN |  |  |  | XX | AW |  |  |  |  | XX | 0.00 % |  | 0.0000 " | [7 empty] | DIAPHRAGM | XX
5129302 | UNKNOWN |  | DRWTP-RSHS-THCK RES POLY 1 /PUMP |  | NJBC | M | NJBC-BU-DRWTP-RSHS-THCK | P203 | INSV | INST | HUSSAARM | 2013-10-13 | 213 CARRIAGE LANE |  |  |  |  | CHEMICAL | 0.00 HP AW | 0.000 GPM | 0.00 UN |  |  |  | XX | AW |  |  |  |  | XX | 0.00 % |  | 0.0000 " | [7 empty] | DIAPHRAGM | XX
5129300 | MOYNO | NJHH-7-PSLG-13 | DRWTP-RSHS-THCK FEED 2 /PUMP |  | NJBC | M | NJBC-BU-DRWTP-RSHS-THCK | P203 | INSV | INST | HUSSAARM | 2013-10-13 | 213 CARRIAGE LANE |  |  |  |  | SLUDGE | 0.00 HP AW | 0.000 GPM | 0.00 UN |  |  |  | XX | AW |  |  |  |  | XX | 0.00 % |  | 0.0000 " | [7 empty] | PROGRESSIVE CAVITY | XX
5106897 | MILTON ROY |  | COOPER Hypochlorite Feed #1 /PUMP |  | NJBC | M | NJBC-BU-COOPE | P203 | INSV | INST | HUSSAARM | 2013-10-13 | 100 HENDRICKSON AVE |  |  |  |  | CHEMICAL |  |  |  | GPM |  | OTHER | XX | AW |  |  |  |  | XX | [10 empty] | DIAPHRAGM | XX
5106895 | MILTON ROY |  | COOPER Phosphate Feed #1 /PUMP |  | NJBC | M | NJBC-BU-COOPE | P203 | INSV | INST | HUSSAARM | 2013-10-13 | 100 HENDRICKSON AVE |  |  |  |  | CHEMICAL |  |  |  | GPM |  | OTHER | XX | AW |  |  |  |  | XX | [10 empty] | DIAPHRAGM | XX
5097285 | UNKNOWN |  | LAYT Phosphate /PUMP |  | NJPG | M | NJPG-PG-LAYT.-TRT. | P203 | OOS | INAC INST | HUSSAARM | 2013-10-13 | 54 PENNSVILLE-AUBURN RD |  |  |  |  | CHEMICAL | 0.00 HP AW | 0.000 GPM | 0.00 UN | GPD |  |  | XX | AW |  |  |  |  | XX | 0.00 % |  | 0.0000 " | [7 empty] | DIAPHRAGM | XX
5097283 | UNKNOWN |  | LAYT Lime /PUMP |  | NJPG | M | NJPG-PG-LAYT.-TRT. | P203 | OOS | INAC INST | HUSSAARM | 2013-10-13 | 54 PENNSVILLE-AUBURN RD |  |  |  |  | CHEMICAL | 0.00 HP AW | 0.000 GPM | 0.00 UN | GPD |  |  | XX | AW |  |  |  |  | XX | 0.00 % |  | 0.0000 " | [7 empty] | DIAPHRAGM | XX
5097280 | UNKNOWN |  | LAYT Hypo /PUMP |  | NJPG | M | NJPG-PG-LAYT.-TRT. | P203 | OOS | INAC INST | HUSSAARM | 2013-10-13 | 54 PENNSVILLE-AUBURN RD |  |  |  |  | CHEMICAL | 0.00 HP AW | 0.000 GPM | 0.00 UN | GPD |  |  | XX | AW |  |  |  |  | XX | 0.00 % |  | 0.0000 " | [7 empty] | DIAPHRAGM | XX
5097231 | UNKNOWN |  | RANN-TRT Phosphate /PUMP |  | NJPG | M | NJPG-PG-RANN.-TRT. | P203 | INSV | INST | HUSSAARM | 2013-10-13 | 370 HARDING HWY |  |  |  |  | CHEMICAL | 0.00 HP AW | 0.000 GPM | 0.00 UN | GPD |  |  | XX | AW |  |  |  |  | XX | 0.00 % |  | 0.0000 " | [7 empty] | DIAPHRAGM | XX
5097230 | UNKNOWN |  | RANN-TRT Lime /PUMP |  | NJPG | M | NJPG-PG-RANN.-TRT. | P203 | OOS | INAC INST | HUSSAARM | 2013-10-13 | 370 HARDING HWY |  |  |  |  | CHEMICAL | 0.00 HP AW | 0.000 GPM | 0.00 UN | GPD |  |  | XX | AW |  |  |  |  | XX | 0.00 % |  | 0.0000 " | [7 empty] | DIAPHRAGM | XX
5097229 | UNKNOWN |  | RANN-W7 HTH /PUMP |  | NJPG | M | NJPG-PG-RANN.-W7.. | P203 | OOS | INAC INST | HUSSAARM | 2013-10-13 | 370 HARDING HWY |  |  |  |  | CHEMICAL | 0.00 HP AW | 0.000 GPM | 0.00 UN | GPD |  |  | XX | AW |  |  |  |  | XX | 0.00 % |  | 0.0000 " | [7 empty] | DIAPHRAGM | XX
5096667 | UNKNOWN |  | VNCE-TNK Chlorine Booster /PUMP |  | NJBC | M | NJBC-VT-VNCE.-TNK. | P203 | INSV | INST | HUSSAARM | 2013-10-13 | 39 RETREAT RD |  |  |  |  | DISTRIBUTION SYSTEM BOOSTER | 0.00 HP AW | 0.000 GPM | 0.00 UN | GPM |  |  | XX | AW |  |  |  |  | XX | 0.00 % |  | 0.0000 " | [7 empty] | DIAPHRAGM | XX
5096648 | PULSATRON |  | VNCE Klenphos 100 /PUMP |  | NJBC | M | NJBC-VT-VNCE. | P203 | INSV | INST | HUSSAARM | 2013-10-13 | 39 RETREAT RD |  | 264752 |  |  | CHEMICAL | 0.00 HP AW | 6.000 GPM | 6.00 UN | GPD |  |  | XX | AW |  |  |  |  | XX | 0.00 % |  | 0.0000 " | [6 empty] | 80 | DIAPHRAGM | XX
5096637 | PULSATRON |  | VNCE Chlorine /PUMP |  | NJBC | M | NJBC-VT-VNCE. | P203 | INSV | INST | HUSSAARM | 2013-10-13 | 39 RETREAT RD |  | 269039 |  |  | CHEMICAL | 0.00 HP AW | 22.000 GPM | 22.00 UN | GPD |  |  | XX | AW |  |  |  |  | XX | 0.00 % |  | 0.0000 " | [6 empty] | 150 | DIAPHRAGM | XX
5096626 | UNKNOWN |  | WALN Chlorine Booster /PUMP |  | NJHR | M | NJHR-Z1-WALN. | P203 | INSV | INST | HUSSAARM | 2013-10-13 | 102 BRIDGETON PIKE |  |  |  |  | CHEMICAL | 0.00 HP AW | 0.000 GPM | 0.00 UN | GPD |  |  | XX | AW |  |  |  |  | XX | 0.00 % |  | 0.0000 " | [7 empty] | DIAPHRAGM | XX
5096620 | UNKNOWN |  | WOOD Phosphate /PUMP |  | NJHR | M | NJHR-Z1-WOOD. | P203 | INSV | INST | HUSSAARM | 2013-10-13 | 260 Woodland Ave |  |  |  |  | CHEMICAL | 0.00 HP AW | 0.000 GPM | 0.00 UN | GPD |  |  | XX | AW |  |  |  |  | XX | 0.00 % |  | 0.0000 " | [7 empty] | DIAPHRAGM | XX
5096619 | UNKNOWN |  | WOOD Hypo #2 /PUMP |  | NJHR | M | NJHR-Z1-WOOD. | P203 | INSV | INST | HUSSAARM | 2013-10-13 | 260 Woodland Ave |  |  |  |  | CHEMICAL | 0.00 HP AW | 0.000 GPM | 0.00 UN | GPD |  |  | XX | AW |  |  |  |  | XX | 0.00 % |  | 0.0000 " | [7 empty] | DIAPHRAGM | XX
5096618 | UNKNOWN |  | WOOD Hypo #1 /PUMP |  | NJHR | M | NJHR-Z1-WOOD. | P203 | INSV | INST | HUSSAARM | 2013-10-13 | 260 Woodland Ave |  |  |  |  | CHEMICAL | 0.00 HP AW | 0.000 GPM | 0.00 UN | GPD |  |  | XX | AW |  |  |  |  | XX | 0.00 % |  | 0.0000 " | [7 empty] | DIAPHRAGM | XX
5096612 | UNKNOWN |  | WALN Phosphate /PUMP |  | NJHR | M | NJHR-Z1-WALN. | P203 | INSV | INST | HUSSAARM | 2013-10-13 | 102 BRIDGETON PIKE |  |  |  |  | CHEMICAL | 0.00 HP AW | 0.000 GPM | 0.00 UN | GPD |  |  | XX | AW |  |  |  |  | XX | 0.00 % |  | 0.0000 " | [7 empty] | DIAPHRAGM | XX
5096611 | UNKNOWN |  | MILL Phosphate /PUMP |  | NJHR | M | NJHR-Z1-MILL. | P203 | INSV | INST | HUSSAARM | 2013-10-13 | 14 Mill Rd |  |  |  |  | CHEMICAL | 0.00 HP AW | 0.000 GPM | 0.00 UN | GPD |  |  | XX | AW |  |  |  |  | XX | 0.00 % |  | 0.0000 " | [7 empty] | DIAPHRAGM | XX
5096610 | UNKNOWN |  | MILL Chlorine Booster /PUMP |  | NJHR | M | NJHR-Z1-MILL. | P203 | INSV | INST | HUSSAARM | 2013-10-13 | 14 Mill Rd |  |  |  |  | CHEMICAL | 0.00 HP AW | 0.000 GPM | 0.00 UN | GPD |  |  | XX | AW |  |  |  |  | XX | 0.00 % |  | 0.0000 " | [7 empty] | DIAPHRAGM | XX
5096156 | MILTON ROY |  | WOOD Chlorine Post /PUMP |  | NJBC | M | NJBC-MH-WOOD. | P203 | INSV | INST | HUSSAARM | 2013-10-13 | WOODLANE RD |  | 03835216-2 |  |  | CHEMICAL | 0.50 HP AW | 11.300 GPM | 11.20 UN | GPH | OIL |  | VERTICAL | AW |  |  |  |  | LESS THAN 1 | 0.00 % |  | 0.0000 " |  | PVC |  |  | 0 |  | 150 | DIAPHRAGM | 1725
5096147 | UNKNOWN |  | BRIG Phosphate #2 /PUMP |  | NJBP | M | NJBP-Z1-BRIG. | P203 | INSV | INST | HUSSAARM | 2013-10-13 | 9 Railroad Ave |  |  |  |  | CHEMICAL | 0.00 HP AW | 0.000 GPM | 0.00 UN | GPD |  |  | XX | AW |  |  |  |  | XX | 0.00 % |  | 0.0000 " | [7 empty] | DIAPHRAGM | XX
5096146 | UNKNOWN |  | BRIG Phosphate #1 /PUMP |  | NJBP | M | NJBP-Z1-BRIG. | P203 | INSV | INST | HUSSAARM | 2013-10-13 | 9 Railroad Ave |  |  |  |  | CHEMICAL | 0.00 HP AW | 0.000 GPM | 0.00 UN | GPD |  |  | XX | AW |  |  |  |  | XX | 0.00 % |  | 0.0000 " | [7 empty] | DIAPHRAGM | XX
5096145 | PULSATRON |  | WOOD Zinc Ortho /PUMP |  | NJBC | M | NJBC-MH-WOOD. | P203 | INSV | INST | HUSSAARM | 2013-10-13 | WOODLANE RD |  | 376599 |  |  | CHEMICAL | 250.00 HP AW | 20.000 GPM | 20.00 UN | GPD |  |  | VERTICAL | AW |  |  |  |  | LESS THAN 1 | 0.00 % |  | 0.0000 " | LESS THAN 1 | PVC |  |  | 250 PSI |  | 250 | DIAPHRAGM | XX
5096144 | UNKNOWN |  | BRIG Caustic #2 /PUMP |  | NJBP | M | NJBP-Z1-BRIG. | P203 | INSV | INST | HUSSAARM | 2013-10-13 | 9 Railroad Ave |  |  |  |  | CHEMICAL | 0.00 HP AW | 0.000 GPM | 0.00 UN | GPD |  |  | XX | AW |  |  |  |  | XX | 0.00 % |  | 0.0000 " | [7 empty] | DIAPHRAGM | XX
5096143 | UNKNOWN |  | BRIG Caustic #1 /PUMP |  | NJBP | M | NJBP-Z1-BRIG. | P203 | INSV | INST | HUSSAARM | 2013-10-13 | 9 Railroad Ave |  |  |  |  | CHEMICAL | 0.00 HP AW | 0.000 GPM | 0.00 UN | GPD |  |  | XX | AW |  |  |  |  | XX | 0.00 % |  | 0.0000 " | [7 empty] | DIAPHRAGM | XX
5096142 | UNKNOWN |  | BRIG Hypo #2 /PUMP |  | NJBP | M | NJBP-Z1-BRIG. | P203 | INSV | INST | HUSSAARM | 2013-10-13 | 9 Railroad Ave |  |  |  |  | CHEMICAL | 0.00 HP AW | 0.000 GPM | 0.00 UN | GPD |  |  | XX | AW |  |  |  |  | XX | 0.00 % |  | 0.0000 " | [7 empty] | DIAPHRAGM | XX
5096141 | UNKNOWN |  | BRIG Hypo #1 /PUMP |  | NJBP | M | NJBP-Z1-BRIG. | P203 | INSV | INST | HUSSAARM | 2013-10-13 | 9 Railroad Ave |  |  |  |  | CHEMICAL | 0.00 HP AW | 0.000 GPM | 0.00 UN | GPD |  |  | XX | AW |  |  |  |  | XX | 0.00 % |  | 0.0000 " | [7 empty] | DIAPHRAGM | XX
5096134 | MILTON ROY |  | WOOD Chlorine Pre /PUMP |  | NJBC | M | NJBC-MH-WOOD. | P203 | INSV | INST | HUSSAARM | 2013-10-13 | WOODLANE RD |  | 03835216-3 |  |  | CHEMICAL | 0.50 HP AW | 11.300 GPM | 11.20 UN | GPH | OIL |  | VERTICAL | AW |  |  |  |  | LESS THAN 1 | 0.00 % |  | 0.0000 " | LESS THAN 1 | PVC |  |  |  |  | 150 | DIAPHRAGM | 1725 | CCW (FROM MOTOR FAN END)
5096122 | PULSATRON |  | WOOD Caustic /PUMP |  | NJBC | M | NJBC-MH-WOOD. | P203 | INSV | INST | HUSSAARM | 2013-10-13 | WOODLANE RD |  | 376597 |  |  | CHEMICAL | 250.00 HP AW | 20.000 GPM | 20.00 UN | GPD |  |  | VERTICAL | AW |  |  |  |  | LESS THAN 1 | 0.00 % |  | 0.0000 " | LESS THAN 1 | PVC |  |  | 250 |  | 250 | DIAPHRAGM | XX
5096108 | PULSAFEEDER |  | WOOD Permanganate /PUMP |  | NJBC | M | NJBC-MH-WOOD. | P203 | INSV | INST | HUSSAARM | 2013-10-13 | WOODLANE RD |  | Z942105-12 |  |  | CHEMICAL | 0.25 HP AW | 0.000 GPM | 9.10 UN | GPH | OIL |  | VERTICAL | AW |  |  |  |  | LESS THAN 1 | 0.00 % |  | 0.0000 " | LESS THAN 1 | PVC |  |  |  |  | 160 | DIAPHRAGM | 1725 | CW (FROM MOTOR FAN END)
5095895 | UNKNOWN |  | GREEN Zinc Ortho /PUMP |  | NJBC | M | NJBC-MH-GREEN | P203 | INSV | INST | HUSSAARM | 2013-10-13 | GREEN STREET |  |  |  |  | CHEMICAL | 0.00 HP AW | 0.000 GPM | 0.00 UN | GPH |  |  | XX | AW |  |  |  |  | XX | 0.00 % |  | 0.0000 " | [7 empty] | DIAPHRAGM | XX
5095882 | #N/A |  | GREEN Caustic Post /PUMP |  | NJBC | M | NJBC-MH-GREEN | P203 | OOS | INAC INST | HUSSAARM | 2013-10-13 | GREEN STREET |  |  |  |  | CHEMICAL | 0.00 HP AW | 0.000 GPM | 0.00 UN | GPH |  |  | XX | AW |  |  |  |  | XX | 0.00 % |  | 0.0000 " | [7 empty] | DIAPHRAGM | XX
5095869 | #N/A |  | GREEN Chlorine Post /PUMP |  | NJBC | M | NJBC-MH-GREEN | P203 | INSV | INST | HUSSAARM | 2013-10-13 | GREEN STREET |  |  |  |  | CHEMICAL | 0.00 HP AW | 0.000 GPM | 0.00 UN | GPH |  |  | XX | AW |  |  |  |  | XX | 0.00 % |  | 0.0000 " | [7 empty] | DIAPHRAGM | XX
5095856 | #N/A |  | GREEN Chlorine Pre /PUMP |  | NJBC | M | NJBC-MH-GREEN | P203 | INSV | INST | HUSSAARM | 2013-10-13 | GREEN STREET |  |  |  |  | CHEMICAL | 0.00 HP AW | 0.000 GPM | 0.00 UN | GPH |  |  | XX | AW |  |  |  |  | XX | 0.00 % |  | 0.0000 " | [7 empty] | DIAPHRAGM | XX
5095816 | #N/A |  | MANS-PLT Caustic Pump (Pre) /PUMP |  | NJBC | M | NJBC-MF-MANS.-PLT. | P203 | INSV | INST | HUSSAARM | 2013-10-13 | 3165 RTE 206 |  |  |  |  | CHEMICAL | 0.00 HP AW | 22.000 GPM | 22.00 UN | GPD |  |  | HORIZONTAL | AW |  |  |  |  | XX | 0.00 % |  | 0.0000 " | [6 empty] | 150 | DIAPHRAGM | XX
5095592 | #N/A |  | MANS-PLT Chlorine Pre /PUMP |  | NJBC | M | NJBC-MF-MANS.-PLT. | P203 | INSV | INST | HUSSAARM | 2013-10-13 | 3165 RTE 206 |  |  |  |  | CHEMICAL | 0.00 HP AW | 11.300 GPM | 11.20 UN | GPH |  |  | VERTICAL | AW |  |  |  |  | XX | 0.00 % |  | 0.0000 " |  | TEFLON |  |  |  |  | 150 | DIAPHRAGM | XX | CCW (FROM MOTOR FAN END)
5095567 | #N/A |  | MANS-PLT Permaganate (Pre) /PUMP |  | NJBC | M | NJBC-MF-MANS.-PLT. | P203 | INSV | INST | HUSSAARM | 2013-10-13 | 3165 RTE 206 |  |  |  |  | CHEMICAL | 0.00 HP AW | 13.900 GPM | 13.90 UN | GPH |  |  | HORIZONTAL | AW |  |  |  |  | 1 | 0.00 % |  | 0.0000 " | [6 empty] | 150 | DIAPHRAGM | XX | CCW (FROM MOTOR FAN END)
5095543 | #N/A |  | MANS-PLT Alum /PUMP |  | NJBC | M | NJBC-MF-MANS.-PLT. | P203 | INSV | INST | HUSSAARM | 2013-10-13 | 3165 RTE 206 |  |  |  |  | CHEMICAL | 0.00 HP AW | 22.000 GPM | 22.00 UN | GPD |  |  | HORIZONTAL | AW |  |  |  |  | LESS THAN 1 | 0.00 % |  | 0.0000 " |  | TEFLON |  |  |  |  | 150 | DIAPHRAGM | XX
5095520 | #N/A |  | MANS-PLT Zinc Ortho /PUMP |  | NJBC | M | NJBC-MF-MANS.-PLT. | P203 | INSV | INST | HUSSAARM | 2013-10-13 | 3165 RTE 206 |  |  |  |  | CHEMICAL | 0.00 HP AW | 22.000 GPM | 22.00 UN | GPD |  |  | HORIZONTAL | AW |  |  |  |  | XX | 0.00 % |  | 0.0000 " |  | TEFLON |  |  |  |  | 150 | DIAPHRAGM | XX
5095396 | #N/A |  | MANS-PLT Caustic Pump (Post) /PUMP |  | NJBC | M | NJBC-MF-MANS.-PLT. | P203 | INSV | INST | HUSSAARM | 2013-10-13 | 3165 RTE 206 |  |  |  |  | CHEMICAL | 0.00 HP AW | 11.900 GPM | 11.90 UN | GPH |  |  | HORIZONTAL | AW |  |  |  |  | LESS THAN 1 | 0.00 % |  | 0.0000 " | [6 empty] | 250 | DIAPHRAGM | XX | CCW (FROM MOTOR FAN END)
5095371 | #N/A |  | MANS-PLT Chlorine Post /PUMP |  | NJBC | M | NJBC-MF-MANS.-PLT. | P203 | INSV | INST | HUSSAARM | 2013-10-13 | 3165 RTE 206 |  |  |  |  | CHEMICAL | 0.00 HP AW | 22.000 GPM | 22.00 UN | GPD |  |  | HORIZONTAL | AW |  |  |  |  | XX | 0.00 % |  | 0.0000 " |  | TEFLON |  |  |  |  | 150 | DIAPHRAGM | XX
5095348 | #N/A |  | HOME Permaganate /PUMP |  | NJBC | M | NJBC-HS-HOME. | P203 | INSV | INST | HUSSAARM | 2013-10-13 | JACK HEDDING ROAD |  |  |  |  | CHEMICAL | 0.00 HP AW | 0.000 GPM | 0.00 UN | GPH |  |  | XX | AW |  |  |  |  | XX | 0.00 % |  | 0.0000 " | [7 empty] | DIAPHRAGM | XX
5093541 | #N/A |  | HOME Chlorine Post /PUMP |  | NJBC | M | NJBC-HS-HOME. | P203 | INSV | INST | HUSSAARM | 2013-10-13 | JACK HEDDING ROAD |  |  |  |  | CHEMICAL | 0.00 HP AW | 0.000 GPM | 0.00 UN | GPH |  |  | XX | AW |  |  |  |  | XX | 0.00 % |  | 0.0000 " | [7 empty] | DIAPHRAGM | XX
5093521 | #N/A |  | HOME Chlorine Pre /PUMP |  | NJBC | M | NJBC-HS-HOME. | P203 | INSV | INST | HUSSAARM | 2013-10-13 | JACK HEDDING ROAD |  |  |  |  | CHEMICAL | 0.00 HP AW | 0.000 GPM | 0.00 UN | GPH |  |  | XX | AW |  |  |  |  | XX | 0.00 % |  | 0.0000 " | [7 empty] | DIAPHRAGM | XX
5106898 | MILTON ROY |  | COOPER Hypochlorite Feed #2 /PUMP |  | NJBC | M | NJBC-BU-COOPE | P203 | INSV | INST | HUSSAARM | 2013-10-13 | 100 HENDRICKSON AVE |  |  |  |  | CHEMICAL |  |  |  | GPM |  | OTHER | XX | AW |  |  |  |  | XX | [10 empty] | DIAPHRAGM | XX
5109627 | WALLACE-TIERNAN |  | MURRAY Caustic Feed /PUMP |  | NJBC | M | NJBC-CM-MURRA | P203 | INSV | INST | HUSSAARM | 2013-10-13 | 802 MURRAY AVE |  |  |  |  | CHEMICAL | 0.00 HP AW | 0.000 GPM | 0.00 UN | GPM |  | OIL | HORIZONTAL | AW |  |  |  |  | XX | 0.00 % |  | 0.0000 " |  |  |  | MECHANICAL |  |  |  | DIAPHRAGM | XX
5109617 | UNKNOWN |  | ELLISBERG Hypochlorite Feed /PUMP |  | NJBC | M | NJBC-CM-ELLIS | P203 | INSV | INST | HUSSAARM | 2013-10-13 | 129 PARK DR |  |  |  |  | CHEMICAL |  |  |  | GPM |  | OTHER | XX | AW |  |  |  |  | XX | [10 empty] | DIAPHRAGM | XX
5109614 | MILTON ROY | NJHH-45-CFLQ-1 | RUNNEMEDE Hypochlorite Feed /PUMP |  | NJBC | M | NJBC-CM-RUNNE | P203 | INSV | INST | HUSSAARM | 2013-10-13 | 28 ST CLAIR AVE |  | 07122484834-3 |  |  | CHEMICAL | 100.00 HP AW | 1.000 GPM | 1.00 UN | GPH |  | OTHER | HORIZONTAL | AW |  |  |  |  | XX | 0.00 % |  | 0.0000 " | [6 empty] | 110 | DIAPHRAGM | XX
5109605 | PULSAFEEDER |  | GLOUCESTERBS-BST HYPOCHLOR FD2 /PUMP |  | NJBC | M | NJBC-GL-GLBST-BSTA | P203 | INSV | INST | HUSSAARM | 2013-10-13 | JESSUP MILL RD AT HARRISON AVE |  |  |  |  | CHEMICAL | 0.00 HP AW | 0.000 GPM | 0.00 UN | GPH |  |  | HORIZONTAL | AW |  |  |  |  | XX | 0.00 % |  | 0.0000 " |  |  |  | MECHANICAL |  |  |  | DIAPHRAGM | XX
5109601 | UNKNOWN |  | COLUMBIALK Hypochlorite Feed /PUMP |  | NJBC | M | NJBC-CM-COLUM | P203 | INSV | INST | HUSSAARM | 2013-10-13 | 330 OAK AVE |  |  |  |  | CHEMICAL |  |  |  | GPM |  | OTHER | XX | AW |  |  |  |  | XX | [10 empty] | DIAPHRAGM | XX
5108699 | UNKNOWN |  | BROWNING Hypochlorite Feed #1 /PUMP |  | NJBC | M | NJBC-CM-BROWN | P203 | INSV | INST | HUSSAARM | 2013-10-13 | BROWINING LANE |  |  |  |  | CHEMICAL | 0.00 HP AW | 0.000 GPM | 0.00 UN | GPM |  |  | XX | AW |  |  |  |  | XX | 0.00 % |  | 0.0000 " | [7 empty] | DIAPHRAGM | XX
5108698 | MILTON ROY |  | ASHLAND Hypochlorite Feed /PUMP |  | NJBC | M | NJBC-CM-ASHLA | P203 | INSV | INST | HUSSAARM | 2013-10-13 | 107 ATLANTIC AVE |  |  |  |  | CHEMICAL | 0.00 HP AW | 0.000 GPM | 0.00 UN | GPM |  | OTHER | XX | AW |  |  |  |  | XX | 0.00 % |  | 0.0000 " | [7 empty] | DIAPHRAGM | XX
5108690 | UNKNOWN | NJHH-13-CFLQ-3 | MURRAY Hypochlorite Feed /PUMP |  | NJBC | M | NJBC-CM-MURRA | P203 | INSV | INST | HUSSAARM | 2013-10-13 | 802 MURRAY AVE |  |  |  |  | CHEMICAL | 0.00 HP AW | 0.000 GPM | 0.00 UN | GPH |  | OTHER | HORIZONTAL | AW |  |  |  |  | XX | 0.00 % |  | 0.0000 " |  |  |  | MECHANICAL |  |  |  | DIAPHRAGM | XX
5108689 | UNKNOWN | NJHH-13-CFLQ-1 | MURRAY Hydrogen Peroxide Feed /PUMP |  | NJBC | M | NJBC-CM-MURRA | P203 | INSV | INST | HUSSAARM | 2013-10-13 | 802 MURRAY AVE |  |  |  |  | CHEMICAL | 0.00 HP AW | 0.000 GPM | 0.00 UN | GPH |  | OIL | HORIZONTAL | AW |  |  |  |  | XX | 0.00 % |  | 0.0000 " |  |  |  | MECHANICAL |  |  |  | DIAPHRAGM | XX
5108685 | UNKNOWN |  | KINGSTON Caustic Feed /PUMP |  | NJBC | M | NJBC-CM-KINGS | P203 | INSV | INST | HUSSAARM | 2013-10-13 | 514 HOWARD RD |  |  |  |  | CHEMICAL | 0.00 HP AW | 0.000 GPM | 0.00 UN | GPH |  |  | XX | AW |  |  |  |  | XX | 0.00 % |  | 0.0000 " | [7 empty] | DIAPHRAGM | XX
5108684 | MARATHON |  | KINGSTON Hypochlorite Feed /PUMP |  | NJBC | M | NJBC-CM-KINGS | P203 | INSV | INST | HUSSAARM | 2013-10-13 | 514 HOWARD RD |  |  |  |  | CHEMICAL | 0.00 HP AW | 0.000 GPM | 0.00 UN | GPH |  |  | XX | AW |  |  |  |  | XX | 0.00 % |  | 0.0000 " | [7 empty] | DIAPHRAGM | XX
5108681 | UNKNOWN |  | LAURELSP Phosphate Feed #2 /PUMP |  | NJBC | M | NJBC-CM-LAURE | P203 | INSV | INST | HUSSAARM | 2013-10-13 | 820 GRAND AVENUE |  |  |  |  | CHEMICAL | 0.00 HP AW | 0.000 GPM | 0.00 UN | GPH |  |  | XX | AW |  |  |  |  | XX | 0.00 % |  | 0.0000 " | [7 empty] | DIAPHRAGM | XX
5108680 | UNKNOWN |  | LAURELSP Hypochlorite Feed #2 /PUMP |  | NJBC | M | NJBC-CM-LAURE | P203 | INSV | INST | HUSSAARM | 2013-10-13 | 820 GRAND AVENUE |  | 99/95778 |  |  | CHEMICAL | 0.00 HP AW | 0.000 GPM | 0.00 UN | GPH |  |  | HORIZONTAL | AW |  |  |  |  | LESS THAN 1 | 0.00 % |  | 0.0000 " | [7 empty] | DIAPHRAGM | XX | CW (FROM MOTOR FAN END)
5108665 | MILTON ROY | NJHH-86-CFLQ-2 | LAURELSP Phosphate Feed #1 /PUMP |  | NJBC | M | NJBC-CM-LAURE | P203 | INSV | INST | HUSSAARM | 2013-10-13 | 820 GRAND AVENUE |  |  |  |  | CHEMICAL | 0.00 HP AW | 0.000 GPM | 0.00 UN | GPH |  | OTHER | HORIZONTAL | AW |  |  |  |  | XX | 0.00 % |  | 0.0000 " |  |  |  | MECHANICAL |  |  |  | DIAPHRAGM | XX
5108643 | UNKNOWN |  | OLDORCHARD Phosphate Feed /PUMP |  | NJBC | M | NJBC-CM-OLDOR | P203 | INSV | INST | HUSSAARM | 2013-10-13 | ROUTE 70 EAST AT OLD ORCHARD ROAD |  |  |  |  | CHEMICAL | 0.00 HP AW | 0.000 GPM | 0.00 UN |  |  | OTHER | XX | AW |  |  |  |  | XX | 0.00 % |  | 0.0000 " | [7 empty] | DIAPHRAGM | XX
5108640 | UNKNOWN |  | OLDORCHARD Hypochlorite Feed #2 /PUMP |  | NJBC | M | NJBC-CM-OLDOR | P203 | INSV | INST | HUSSAARM | 2013-10-13 | ROUTE 70 EAST AT OLD ORCHARD ROAD |  |  |  |  | CHEMICAL | 0.00 HP AW | 0.000 GPM | 0.00 UN |  |  | OTHER | XX | AW |  |  |  |  | XX | 0.00 % |  | 0.0000 " | [7 empty] | DIAPHRAGM | XX
5108639 | UNKNOWN | NJHH-36-CFLQ-4 | HADDONHTS Phosphate Feed /PUMP |  | NJBC | M | NJBC-CM-HAHTS | P203 | INSV | INST | HUSSAARM | 2013-10-13 | 614 W. Atlantic Ave |  |  |  |  | CHEMICAL | 0.00 HP AW | 0.000 GPM | 0.00 UN | GPH |  | OTHER | HORIZONTAL | AW |  |  |  |  | XX | 0.00 % |  | 0.0000 " |  |  |  | MECHANICAL |  |  |  | DIAPHRAGM | XX
5108636 | WALLACE-TIERNAN | NJHH-36-CFLQ-11 | HADDONHTS Caustic Feed #2 /PUMP |  | NJBC | M | NJBC-CM-HAHTS | P203 | INSV | INST | HUSSAARM | 2013-10-13 | 614 W. Atlantic Ave |  |  |  |  | CHEMICAL | 0.00 HP AW | 0.000 GPM | 0.00 UN | GPH |  | OTHER | HORIZONTAL | AW |  |  |  |  | XX | 0.00 % |  | 0.0000 " |  |  |  | MECHANICAL |  |  |  | DIAPHRAGM | XX
5108635 | WALLACE-TIERNAN | NJHH-36-CFLQ-10 | HADDONHTS Caustic Feed #1 /PUMP |  | NJBC | M | NJBC-CM-HAHTS | P203 | INSV | INST | HUSSAARM | 2013-10-13 | 614 W. Atlantic Ave |  |  |  |  | CHEMICAL | 0.00 HP AW | 0.000 GPM | 0.00 UN | GPH |  | OIL | HORIZONTAL | AW |  |  |  |  | XX | 0.00 % |  | 0.0000 " |  |  |  | MECHANICAL |  |  |  | DIAPHRAGM | XX
5108634 | WALLACE-TIERNAN | NJHH-36-PCTP-1 | HADDONHTS Caustic Transfer /PUMP |  | NJBC | M | NJBC-CM-HAHTS | P203 | INSV | INST | HUSSAARM | 2013-10-13 | 614 W. Atlantic Ave |  |  |  |  | CHEMICAL | 0.00 HP AW | 0.000 GPM | 0.00 UN | GPH |  | OTHER | HORIZONTAL | AW |  |  |  |  | XX | 0.00 % |  | 0.0000 " |  |  |  | MECHANICAL |  |  |  | DIAPHRAGM | XX
5108630 | UNKNOWN |  | OLDORCHARD Hypochlorite Feed #1 /PUMP |  | NJBC | M | NJBC-CM-OLDOR | P203 | INSV | INST | HUSSAARM | 2013-10-13 | ROUTE 70 EAST AT OLD ORCHARD ROAD |  |  |  |  | CHEMICAL | 0.00 HP AW | 0.000 GPM | 0.00 UN |  |  | OTHER | XX | AW |  |  |  |  | XX | 0.00 % |  | 0.0000 " | [7 empty] | DIAPHRAGM | XX
5108625 | MILTON ROY |  | GIBBSSTA Hypochlorite Feed #2 /PUMP |  | NJBC | M | NJBC-CM-GBSTA | P203 | INSV | INST | HUSSAARM | 2013-10-13 | 1 LINDEN AVE |  | 14073829965-2 |  |  | CHEMICAL | 0.00 HP AW | 8.000 GPM | 8.00 UN | GPH |  | OTHER | HORIZONTAL | AW |  |  |  |  | LESS THAN 1 | 0.00 % |  | 0.0000 " | [6 empty] | 60 | DIAPHRAGM | XX
5106899 | MILTON ROY |  | COOPER Caustic Feed #1 /PUMP |  | NJBC | M | NJBC-BU-COOPE | P203 | INSV | INST | HUSSAARM | 2013-10-13 | 100 HENDRICKSON AVE |  |  |  |  | CHEMICAL |  |  |  | GPM |  | OIL | XX | AW |  |  |  |  | XX | [6 empty] | PACKING |  |  |  | DIAPHRAGM | XX
5107908 | MILTON ROY | NJHH-116-CFLQ-1 | FELLOWSHIP Hypochlorite Feed #1 /PUMP |  | NJBC | M | NJBC-BU-FELLO | P203 | INSV | INST | HUSSAARM | 2013-10-13 | 3 SPRINGDALE RD |  | 13053597843-1 |  |  | CHEMICAL | 0.00 HP AW | 2.500 GPM | 150.00 UN | GPH |  | OTHER | HORIZONTAL | AW |  |  |  |  | LESS THAN 1 | 0.00 % |  | 0.0000 " | LESS THAN 1 |  |  | MECHANICAL |  |  |  | DIAPHRAGM | XX
5107911 | MILTON ROY |  | COOPER Caustic Feed #2 /PUMP |  | NJBC | M | NJBC-BU-COOPE | P203 | INSV | INST | HUSSAARM | 2013-10-13 | 100 HENDRICKSON AVE |  |  |  |  | CHEMICAL |  |  |  | GPM |  | OIL | XX | AW |  |  |  |  | XX | [10 empty] | DIAPHRAGM | XX
5107912 | UNKNOWN | NJHH-76-CFLQ-5 | HIGHLAND-W27 Phosphate Feed /PUMP |  | NJBC | M | NJBC-BU-HIGHL | P203 | INSV | INST | HUSSAARM | 2013-10-13 | 1007 Highland Ave |  |  |  |  | CHEMICAL | 0.00 HP AW | 0.000 GPM | 0.00 UN | GPH |  | OTHER | HORIZONTAL | AW |  |  |  |  | XX | 0.00 % |  | 0.0000 " |  |  |  | MECHANICAL |  |  |  | DIAPHRAGM | XX
5107916 | WALLACE-TIERNAN | NJHH-76-CFLQ-2 | HIGHLAND-W27 Caustic Feed /PUMP |  | NJBC | M | NJBC-BU-HIGHL-W27. | P203 | INSV | INST | HUSSAARM | 2013-10-13 | 1007 HIGHLAND AVE |  |  |  |  | CHEMICAL | 0.00 HP AW | 0.000 GPM | 0.00 UN | GPH |  | OIL | HORIZONTAL | AW |  |  |  |  | XX | 0.00 % |  | 0.0000 " |  |  |  | MECHANICAL |  |  |  | DIAPHRAGM | XX
5107917 | UNKNOWN | NJHH-76-CFLQ-4 | HIGHLAND-W27 Hypochlorite Feed /PUMP |  | NJBC | M | NJBC-BU-HIGHL-W27. | P203 | INSV | INST | HUSSAARM | 2013-10-13 | 1007 HIGHLAND AVE |  |  |  |  | CHEMICAL | 0.00 HP AW | 0.000 GPM | 0.00 UN | GPH |  | OTHER | HORIZONTAL | AW |  |  |  |  | XX | 0.00 % |  | 0.0000 " |  |  |  | MECHANICAL |  |  |  | DIAPHRAGM | XX
5107920 | UNKNOWN | NJHH-90-CFLQ-1 | SUNBURY Hypochlorite Feed /PUMP |  | NJBC | M | NJBC-PB-SUNBU | P203 | INSV | INST | HUSSAARM | 2013-10-13 | 221 NORCROSS LN |  | 11043164709-2 |  |  | CHEMICAL | 0.00 HP AW | 1.000 GPM | 40.00 UN | GPH |  | OTHER | HORIZONTAL | AW |  |  |  |  | XX | 0.00 % |  | 0.0000 " |  |  |  | MECHANICAL |  |  |  | DIAPHRAGM | XX
5107921 | UNKNOWN | NJHH-73-CFLQ-1 | POMONA Phosphate Feed /PUMP |  | NJBC | M | NJBC-BU-POMON | P203 | INSV | INST | HUSSAARM | 2013-10-13 | 915 POMONA ROAD |  |  |  |  | CHEMICAL | 0.00 HP AW | 0.000 GPM | 0.00 UN | GPH |  | OTHER | HORIZONTAL | AW |  |  |  |  | XX | 0.00 % |  | 0.0000 " |  |  |  | MECHANICAL |  |  |  | DIAPHRAGM | XX
5107923 | UNKNOWN | NJHH-69-CFLQ-1 | POMONA-ALB-W14 Hypochlorite Feed /PUMP |  | NJBC | M | NJBC-BU-POMON-ALB.-W14. | P203 | INSV | INST | HUSSAARM | 2013-10-13 | 2712 NEW ALBANY RD |  |  |  |  | CHEMICAL | 0.00 HP AW | 0.000 GPM | 0.00 UN | GPH |  | OTHER | HORIZONTAL | AW |  |  |  |  | XX | 0.00 % |  | 0.0000 " |  |  |  | MECHANICAL |  |  |  | DIAPHRAGM | XX
5107924 | UNKNOWN | NJHH-69-CFLQ-3 | POMONA-ALB-W14 Phosphate Feed /PUMP |  | NJBC | M | NJBC-BU-POMON-ALB.-W14. | P203 | INSV | INST | HUSSAARM | 2013-10-13 | 2712 NEW ALBANY RD |  |  |  |  | CHEMICAL | 0.00 HP AW | 0.000 GPM | 0.00 UN | GPH |  | OTHER | HORIZONTAL | AW |  |  |  |  | XX | 0.00 % |  | 0.0000 " |  |  |  | MECHANICAL |  |  |  | DIAPHRAGM | XX
5107927 | UNKNOWN | NJHH-69-CFLQ-2 | POMONA-ALB-W26 Hypochlorite Feed /PUMP |  | NJBC | M | NJBC-BU-POMON-ALB.-W26. | P203 | INSV | INST | HUSSAARM | 2013-10-13 | 2712 NEW ALBANY RD |  |  |  |  | CHEMICAL | 0.00 HP AW | 0.000 GPM | 0.00 UN | GPH |  | OTHER | HORIZONTAL | AW |  |  |  |  | XX | 0.00 % |  | 0.0000 " |  |  |  | MECHANICAL |  |  |  | DIAPHRAGM | XX
5107930 | UNKNOWN |  | COOPER-IVY-W22 Hypochlorite Feed /PUMP |  | NJBC | M | NJBC-BU-COOPE-IVY.-W22. | P203 | INSV | INST | HUSSAARM | 2013-10-13 | 213 IVY RD |  |  |  |  | CHEMICAL | 0.00 HP AW | 0.000 GPM | 0.00 UN | GPM |  | OTHER | XX | AW |  |  |  |  | XX | 0.00 % |  | 0.0000 " | [7 empty] | DIAPHRAGM | XX
5107933 | WALLACE-TIERNAN | NJHH-73-CFLQ-2 | POMONA-W12 Caustic Feed /PUMP |  | NJBC | M | NJBC-BU-POMON-W12. | P203 | INSV | INST | HUSSAARM | 2013-10-13 | 915 POMONA RD |  |  |  |  | CHEMICAL | 0.00 HP AW | 0.000 GPM | 0.00 UN | GPH |  | OIL | HORIZONTAL | AW |  |  |  |  | XX | 0.00 % |  | 0.0000 " |  |  |  | MECHANICAL |  |  |  | DIAPHRAGM | XX
5107935 | UNKNOWN | NJHH-73-CFLQ-5 | POMONA-W12 Hypochlorite Feed /PUMP |  | NJBC | M | NJBC-BU-POMON-W12. | P203 | INSV | INST | HUSSAARM | 2013-10-13 | 915 POMONA RD |  |  |  |  | CHEMICAL | 0.00 HP AW | 0.000 GPM | 0.00 UN | GPH |  | OTHER | HORIZONTAL | AW |  |  |  |  | XX | 0.00 % |  | 0.0000 " |  |  |  | MECHANICAL |  |  |  | DIAPHRAGM | XX
5107946 | UNKNOWN | NJHH-9-CFLQ-1 | ASHLAND Phosphate Feed /PUMP |  | NJBC | M | NJBC-CM-ASHLA | P203 | INSV | INST | HUSSAARM | 2013-10-13 | 107 ATLANTIC AVE |  |  |  |  | CHEMICAL | 0.00 HP AW | 0.000 GPM | 0.00 UN | GPH |  | OTHER | HORIZONTAL | AW |  |  |  |  | XX | 0.00 % |  | 0.0000 " |  |  |  | MECHANICAL |  |  |  | DIAPHRAGM | XX
5107964 | UNKNOWN |  | MAGNOLIA Hypochlorite Transfer /PUMP |  | NJBC | M | NJBC-CM-MAGNO | P203 | INSV | INST | HUSSAARM | 2013-10-13 | 625 N WALNUT AVENUE |  |  |  |  | CHEMICAL | 0.00 HP AW | 0.000 GPM | 0.00 UN |  |  | OTHER | XX | AW |  |  |  |  | XX | 0.00 % |  | 0.0000 " | [7 empty] | DIAPHRAGM | XX
5107966 | UNKNOWN |  | MAGNOLIA Hypochlorite Feed #1 /PUMP |  | NJBC | M | NJBC-CM-MAGNO | P203 | INSV | INST | HUSSAARM | 2013-10-13 | 625 N WALNUT AVENUE |  |  |  |  | CHEMICAL | 0.00 HP AW | 0.000 GPM | 0.00 UN |  |  | OTHER | XX | AW |  |  |  |  | XX | 0.00 % |  | 0.0000 " | [7 empty] | DIAPHRAGM | XX
5107968 | UNKNOWN |  | MAGNOLIA Hypochlorite Feed #2 /PUMP |  | NJBC | M | NJBC-CM-MAGNO | P203 | INSV | INST | HUSSAARM | 2013-10-13 | 625 N WALNUT AVENUE |  |  |  |  | CHEMICAL | 0.00 HP AW | 0.000 GPM | 0.00 UN |  |  | OTHER | XX | AW |  |  |  |  | XX | 0.00 % |  | 0.0000 " | [7 empty] | DIAPHRAGM | XX
5107970 | UNKNOWN |  | MAGNOLIA Phosphate Feed /PUMP |  | NJBC | M | NJBC-CM-MAGNO | P203 | INSV | INST | HUSSAARM | 2013-10-13 | 625 N WALNUT AVENUE |  |  |  |  | CHEMICAL | 0.00 HP AW | 0.000 GPM | 0.00 UN |  |  | OTHER | XX | AW |  |  |  |  | XX | 0.00 % |  | 0.0000 " | [7 empty] | DIAPHRAGM | XX
5108619 | MILTON ROY | NJHH-89-CFLQ-6 | GIBBSSTA Phosphate Feed /PUMP |  | NJBC | M | NJBC-CM-GBSTA | P203 | INSV | INST | HUSSAARM | 2013-10-13 | 1 LINDEN AVE |  | 051020627731 |  |  | CHEMICAL | 0.00 HP AW | 2.500 GPM | 2.50 UN | GPH |  | OTHER | HORIZONTAL | AW |  |  |  |  | XX | 0.00 % |  | 0.0000 " |  |  |  | MECHANICAL |  |  | 150 | DIAPHRAGM | XX
5108623 | MILTON ROY |  | GIBBSSTA Hypochlorite Feed #1 /PUMP |  | NJBC | M | NJBC-CM-GBSTA | P203 | INSV | INST | HUSSAARM | 2013-10-13 | 1 LINDEN AVE |  | 14023742441-1 |  |  | CHEMICAL | 0.00 HP AW | 8.000 GPM | 8.00 UN | GPH |  | OTHER | HORIZONTAL | AW |  |  |  |  | LESS THAN 1 | 0.00 % |  | 0.0000 " | [6 empty] | 60 | DIAPHRAGM | XX
5195502 | MILTON ROY |  | GREEN Caustic Feed 1 /PUMP |  | NJBC | M | NJBC-MH-GREEN | P203 | INSV | INST | TAYLORDM | 2015-01-23 | 70 Green St |  |  |  |  | CHEMICAL | 0.00 HP AW | 0.000 GPM | 0.00 UN | GPH |  | OIL |  | AW |  |  |  |  | XX | 0.00 % |  | 0.0000 " |  |  |  | MECHANICAL |  |  |  | DIAPHRAGM | XX
5195503 | MILTON ROY |  | GREEN Caustic Feed 2 /PUMP |  | NJBC | M | NJBC-MH-GREEN | P203 | INSV | INST | TAYLORDM | 2015-01-23 | 70 Green St |  |  |  |  | CHEMICAL | 0.00 HP AW | 0.000 GPM | 0.00 UN | GPH |  | OIL |  | AW |  |  |  |  | XX | 0.00 % |  | 0.0000 " |  |  |  | MECHANICAL |  |  |  | DIAPHRAGM | XX
5195508 | PULSAFEEDER |  | GREEN Zinc Ortho 1 /PUMP |  | NJBC | M | NJBC-MH-GREEN | P203 | INSV | INST | TAYLORDM | 2015-01-23 | 70 Green St |  |  |  |  | CHEMICAL | 0.00 HP AW | 22.000 GPM | 22.00 UN | GPD |  |  | HORIZONTAL | AW |  |  |  |  | XX | 0.00 % |  | 0.0000 " |  | TEFLON |  |  |  |  | 150 | DIAPHRAGM | XX
5195509 | PULSAFEEDER |  | GREEN Zinc Ortho 2 /PUMP |  | NJBC | M | NJBC-MH-GREEN | P203 | INSV | INST | TAYLORDM | 2015-01-23 | 70 Green St |  |  |  |  | CHEMICAL | 0.00 HP AW | 22.000 GPM | 22.00 UN | GPD |  |  | HORIZONTAL | AW |  |  |  |  | XX | 0.00 % |  | 0.0000 " |  | TEFLON |  |  |  |  | 150 | DIAPHRAGM | XX
5195511 | UNKNOWN |  | GREEN Sodium Hypochlorite Post /PUMP |  | NJBC | M | NJBC-MH-GREEN | P203 | INSV | INST | TAYLORDM | 2015-01-23 | 70 Green St |  |  |  |  | CHEMICAL | 0.00 HP AW | 0.000 GPM | 0.00 UN |  |  | OTHER | XX | AW |  |  |  |  | XX | 0.00 % |  | 0.0000 " | [7 empty] | DIAPHRAGM | XX
5195512 | UNKNOWN |  | GREEN Sodium Hypochlorite Pre /PUMP |  | NJBC | M | NJBC-MH-GREEN | P203 | INSV | INST | TAYLORDM | 2015-01-23 | 70 Green St |  |  |  |  | CHEMICAL | 0.00 HP AW | 0.000 GPM | 0.00 UN |  |  | OTHER | XX | AW |  |  |  |  | XX | 0.00 % |  | 0.0000 " | [7 empty] | DIAPHRAGM | XX
5195513 | UNKNOWN |  | GREEN Sodium Hypochlorite standby /PUMP |  | NJBC | M | NJBC-MH-GREEN | P203 | INSV | INST | TAYLORDM | 2015-01-23 | 70 Green St |  |  |  |  | CHEMICAL | 0.00 HP AW | 0.000 GPM | 0.00 UN |  |  | OTHER | XX | AW |  |  |  |  | XX | 0.00 % |  | 0.0000 " | [7 empty] | DIAPHRAGM | XX
5195514 | MILTON ROY |  | GREEN Sodium Hypochlorite Brine /PUMP |  | NJBC | M | NJBC-MH-GREEN | P203 | INSV | INST | TAYLORDM | 2015-01-23 | 70 Green St |  |  |  |  | PROCESS EQUIPMENT | 0.00 HP AW | 0.000 GPM | 0.00 UN |  |  | OTHER | XX | AW |  |  |  |  | XX | 0.00 % |  | 0.0000 " | [7 empty] | DIAPHRAGM | XX
5211347 | UNKNOWN |  | RANN SANITARY PUMP 1 /PUMP |  | NJPG | M | NJPG-PG-RANN.-TRT. | P203 | INSV | INST | LOD_EAM_02 | 2016-02-04 | 370 HARDING HWY | [12 empty] | AW | [15 empty] | PERISTALTIC
5211348 | UNKNOWN |  | RANN SANITARY PUMP 2 /PUMP |  | NJPG | M | NJPG-PG-RANN.-TRT. | P203 | INSV | INST | LOD_EAM_02 | 2016-02-04 | 370 HARDING HWY | [12 empty] | AW | [15 empty] | PERISTALTIC
5211349 | UNKNOWN |  | RANN ANALYZER SUMP PUMP /PUMP |  | NJPG | M | NJPG-PG-RANN.-TRT. | P203 | INSV | INST | LOD_EAM_02 | 2016-02-04 | 370 HARDING HWY | [12 empty] | AW | [15 empty] | PERISTALTIC

## Pump Grinder
Equipment |  | Inventory no. | Description | Full Name | AuthorizGroup | EquipCategory | Functional Loc. | Planning plant | User status | System status | Created by | Created on | Street | Size/dimens. | ManufSerialNo. | ManufPartNo. | Install. date | Application | BHP Rating | Flow Maximum | Flow Rating | Flow UOM | Grinder Pump Type | Lube Type 1 | Lube Type 2 | Orientation | Owned By | Pmp-Bearing#(lower/o | Pmp-Bearing#(upper/i | Pmp-BearingTP-lower/ | Pmp-BearingTP-upper/ | Pmp-Discharge Size | Pmp-Efficiency (fact | Pmp-Impeller Mat'l | Pmp-Impeller Size | Pmp-Inlet Size | Pmp-Material | Pmp-NPSH Rating | Pmp-Seal Type | Pmp-Shut-off Head | Pmp-Stages | Pmp-TDH Rating | RPM Rating | Rotation Direction | Special Mtn Note | Special Mtn Note Det
5110421 | UNKNOWN |  | OLDORCHARD SLDGE2CLARIF 2 HLDINGTK /PUMP |  | NJBC | M | NJBC-CM-OLDOR | P203 | INSV | INST | HUSSAARM | 2013-10-13 | ROUTE 70 EAST AT OLD ORCHARD ROAD |  |  |  |  | SLUDGE | 0.00 HP AW | 0.000 GPM | 0.00 UN | GPM | GRINDER END SUCTION |  |  | XX | AW |  |  |  |  | XX | 0.00 % |  | 0.0000 " | [7 empty] | XX
5110420 | UNKNOWN |  | OLDORCHARD SLDGE1CLARIF 2 HLDINGTK /PUMP |  | NJBC | M | NJBC-CM-OLDOR | P203 | INSV | INST | HUSSAARM | 2013-10-13 | ROUTE 70 EAST AT OLD ORCHARD ROAD |  |  |  |  | SLUDGE | 0.00 HP AW | 0.000 GPM | 0.00 UN | GPM | GRINDER END SUCTION |  |  | XX | AW |  |  |  |  | XX | 0.00 % |  | 0.0000 " | [7 empty] | XX
5110419 | UNKNOWN |  | OTTERBRK SLDGE2 HLDINGTK 2 TRAIL /PUMP |  | NJBC | M | NJBC-CM-OTTER | P203 | INSV | INST | HUSSAARM | 2013-10-13 | 900 SAN JOSE DR |  |  |  |  | SLUDGE | 0.00 HP AW | 0.000 GPM | 0.00 UN | GPM | GRINDER END SUCTION |  |  | XX | AW |  |  |  |  | XX | 0.00 % |  | 0.0000 " | [7 empty] | XX
5110404 | UNKNOWN |  | OTTERBRK SLDGE2 CLARIF 2 HLDINGTK /PUMP |  | NJBC | M | NJBC-CM-OTTER | P203 | INSV | INST | HUSSAARM | 2013-10-13 | 900 SAN JOSE DR |  |  |  |  | SLUDGE | 0.00 HP AW | 0.000 GPM | 0.00 UN | GPM | GRINDER END SUCTION |  |  | XX | AW |  |  |  |  | XX | 0.00 % |  | 0.0000 " | [7 empty] | XX
5110403 | UNKNOWN |  | OTTERBRK SLDGE1 CLARIF 2 HLDINGTK /PUMP |  | NJBC | M | NJBC-CM-OTTER | P203 | INSV | INST | HUSSAARM | 2013-10-13 | 900 SAN JOSE DR |  |  |  |  | SLUDGE | 0.00 HP AW | 0.000 GPM | 0.00 UN | GPM | GRINDER END SUCTION |  |  | XX | AW |  |  |  |  | XX | 0.00 % |  | 0.0000 " | [7 empty] | XX
5109661 | UNKNOWN |  | MAGNOLIA SLDGE1 HLDINGTK 2 TRAIL /PUMP |  | NJBC | M | NJBC-CM-MAGNO | P203 | INSV | INST | HUSSAARM | 2013-10-13 | 625 N WALNUT AVENUE |  |  |  |  | SLUDGE | 0.00 HP AW | 0.000 GPM | 0.00 UN | GPM | GRINDER END SUCTION |  |  | XX | AW |  |  |  |  | XX | 0.00 % |  | 0.0000 " | [7 empty] | XX
5109656 | MOYNO |  | OTTERBROOK Supernatant #2 /PUMP |  | NJBC | M | NJBC-CM-OTTER | P203 | INSV | INST | HUSSAARM | 2013-10-13 | 900 SAN JOSE DR |  |  |  |  | SLUDGE | 0.00 HP AW | 0.000 GPM | 0.00 UN | GPM | GRINDER END SUCTION |  |  | HORIZONTAL | AW |  |  |  |  | XX | 0.00 % |  | 0.0000 " |  |  |  | MECHANICAL |  |  |  | XX
5109655 | MOYNO |  | OTTERBROOK Supernatant #1 /PUMP |  | NJBC | M | NJBC-CM-OTTER | P203 | INSV | INST | HUSSAARM | 2013-10-13 | 900 SAN JOSE DR |  |  |  |  | SLUDGE | 0.00 HP AW | 0.000 GPM | 0.00 UN | GPM | GRINDER END SUCTION |  |  | HORIZONTAL | AW |  |  |  |  | XX | 0.00 % |  | 0.0000 " |  |  |  | MECHANICAL |  |  |  | XX
5109654 | FLYGT |  | OTTERBRK SLDGE1 HLDINGTK 2 TRAIL /PUMP |  | NJBC | M | NJBC-CM-OTTER | P203 | INSV | INST | HUSSAARM | 2013-10-13 | 900 SAN JOSE DR |  |  |  |  | SLUDGE | 0.00 HP AW | 0.000 GPM | 0.00 UN | GPM | GRINDER END SUCTION |  |  | HORIZONTAL | AW |  |  |  |  | XX | 0.00 % |  | 0.0000 " |  |  |  | MECHANICAL |  |  |  | XX
5109653 | MOYNO |  | OLDORCHARD Supernatant #2 /PUMP |  | NJBC | M | NJBC-CM-OLDOR | P203 | INSV | INST | HUSSAARM | 2013-10-13 | ROUTE 70 EAST AT OLD ORCHARD ROAD |  |  |  |  | SLUDGE | 0.00 HP AW | 0.000 GPM | 0.00 UN | GPM | GRINDER END SUCTION |  |  | HORIZONTAL | AW |  |  |  |  | XX | 0.00 % |  | 0.0000 " |  |  |  | MECHANICAL |  |  |  | XX
5109651 | MOYNO |  | OLDORCHARD Supernatant #1 /PUMP |  | NJBC | M | NJBC-CM-OLDOR | P203 | INSV | INST | HUSSAARM | 2013-10-13 | ROUTE 70 EAST AT OLD ORCHARD ROAD |  |  |  |  | SLUDGE | 0.00 HP AW | 0.000 GPM | 0.00 UN | GPM | GRINDER END SUCTION |  |  | HORIZONTAL | AW |  |  |  |  | XX | 0.00 % |  | 0.0000 " |  |  |  | MECHANICAL |  |  |  | XX
5109650 | FLYGT |  | OLDORCHARD SLDGE1 HLDINGTK 2 TRAIL /PUMP |  | NJBC | M | NJBC-CM-OLDOR | P203 | INSV | INST | HUSSAARM | 2013-10-13 | ROUTE 70 EAST AT OLD ORCHARD ROAD |  |  |  |  | SLUDGE | 0.00 HP AW | 0.000 GPM | 0.00 UN | GPM | GRINDER END SUCTION |  |  | HORIZONTAL | AW |  |  |  |  | XX | 0.00 % |  | 0.0000 " |  |  |  | MECHANICAL |  |  |  | XX
5109649 | FLYGT |  | MAGNOLIA SLDGE2 HLDINGTK 2 TRAIL /PUMP |  | NJBC | M | NJBC-CM-MAGNO | P203 | INSV | INST | HUSSAARM | 2013-10-13 | 625 N WALNUT AVENUE |  |  |  |  | SLUDGE | 0.00 HP AW | 0.000 GPM | 0.00 UN | GPM | GRINDER END SUCTION |  |  | HORIZONTAL | AW |  |  |  |  | XX | 0.00 % |  | 0.0000 " |  |  |  | MECHANICAL |  |  |  | XX
5109648 | MOYNO |  | HADDONHTS SLDGE2 CLARIF 2 HLDINGTK /PUMP |  | NJBC | M | NJBC-CM-HAHTS | P203 | INSV | INST | HUSSAARM | 2013-10-13 | 614 W. Atlantic Ave |  |  |  |  | SLUDGE | 0.00 HP AW | 0.000 GPM | 0.00 UN | GPM | GRINDER END SUCTION |  |  | HORIZONTAL | AW |  |  |  |  | XX | 0.00 % |  | 0.0000 " |  |  |  | MECHANICAL |  |  |  | XX
5109646 | MOYNO |  | GIBBSSTA SLDGE1 HLDINGTK 2 TRAIL /PUMP |  | NJBC | M | NJBC-CM-GBSTA | P203 | INSV | INST | HUSSAARM | 2013-10-13 | 1 LINDEN AVE |  |  |  |  | SLUDGE | 0.00 HP AW | 0.000 GPM | 0.00 UN | GPM | GRINDER END SUCTION |  |  | HORIZONTAL | AW |  |  |  |  | XX | 0.00 % |  | 0.0000 " |  |  |  | MECHANICAL |  |  |  | XX
5109636 | UNKNOWN |  | MAGNOLIA SLDGE1 CLARIF 2 HLDINGTK /PUMP |  | NJBC | M | NJBC-CM-MAGNO | P203 | INSV | INST | HUSSAARM | 2013-10-13 | 625 N WALNUT AVENUE |  |  |  |  | SLUDGE | 0.00 HP AW | 0.000 GPM | 0.00 UN | GPM | GRINDER END SUCTION |  | OIL | XX | AW |  |  |  |  | XX | 0.00 % |  | 0.0000 " | [7 empty] | XX
5108648 | UNKNOWN |  | MAGNOLIA SLDGE2 CLARIF 2 HLDINGTK /PUMP |  | NJBC | M | NJBC-CM-MAGNO | P203 | INSV | INST | HUSSAARM | 2013-10-13 | 625 N WALNUT AVENUE |  |  |  |  | SLUDGE | 0.00 HP AW | 0.000 GPM | 0.00 UN | GPM | GRINDER END SUCTION |  |  | XX | AW |  |  |  |  | XX | 0.00 % |  | 0.0000 " | [7 empty] | XX
5108647 | FLYGT |  | HADDONHTS SLDGE3 HLDINGTK 2 TRAIL /PUMP |  | NJBC | M | NJBC-CM-HAHTS | P203 | INSV | INST | HUSSAARM | 2013-10-13 | 614 W. Atlantic Ave |  |  |  |  | SLUDGE | 0.00 HP AW | 0.000 GPM | 0.00 UN | GPM | GRINDER END SUCTION |  | WATER | VERTICAL | AW |  |  |  |  | XX | 0.00 % |  | 0.0000 " |  |  |  | MECHANICAL |  |  |  | XX
5108645 | MOYNO |  | HADDONHTS SLDGE1 CLARIF 2 HLDINGTK /PUMP |  | NJBC | M | NJBC-CM-HAHTS | P203 | INSV | INST | HUSSAARM | 2013-10-13 | 614 W. Atlantic Ave |  |  |  |  | SLUDGE | 0.00 HP AW | 0.000 GPM | 0.00 UN | GPM | GRINDER END SUCTION |  | WATER | HORIZONTAL | AW |  |  |  |  | XX | 0.00 % |  | 0.0000 " |  |  |  | MECHANICAL |  |  |  | XX
5108618 | MOYNO | NJHH-89-PSLG-1 | GIBBSSTA SLDGE1 CLARIF 2 HLDINGTK /PUMP |  | NJBC | M | NJBC-CM-GBSTA | P203 | INSV | INST | HUSSAARM | 2013-10-13 | 1 LINDEN AVE |  |  |  |  | SLUDGE | 0.00 HP AW | 0.000 GPM | 0.00 UN | OTHER | GRINDER END SUCTION |  | WATER | HORIZONTAL | AW |  |  |  |  | XX | 0.00 % |  | 0.0000 " |  |  |  | MECHANICAL |  |  |  | XX
5107957 | FLYGT | NJHH-16-PSLG-3 | BROWNING SLDGE3 HLDINGTK 2 TRAIL /PUMP |  | NJBC | M | NJBC-CM-BROWN | P203 | INSV | INST | HUSSAARM | 2013-10-13 | BROWINING LANE |  |  |  |  | GRINDER | 0.00 HP AW | 0.000 GPM | 0.00 UN | OTHER | GRINDER END SUCTION |  | WATER | HORIZONTAL | AW |  |  |  |  | XX | 0.00 % |  | 0.0000 " |  |  |  | MECHANICAL |  |  |  | XX
5107956 | MOYNO | NJHH-16-PSLG-2 | BROWNING SLDGE2 CLARIF 2 HLDINGTK /PUMP |  | NJBC | M | NJBC-CM-BROWN | P203 | INSV | INST | HUSSAARM | 2013-10-13 | BROWINING LANE |  |  |  |  | GRINDER | 0.00 HP AW | 0.000 GPM | 0.00 UN | OTHER | GRINDER END SUCTION |  | WATER | HORIZONTAL | AW |  |  |  |  | XX | 0.00 % |  | 0.0000 " |  |  |  | MECHANICAL |  |  |  | XX
5107955 | MOYNO | NJHH-16-PSLG-1 | BROWNING SLDGE1 CLARIF 2 HLDINGTK /PUMP |  | NJBC | M | NJBC-CM-BROWN | P203 | INSV | INST | HUSSAARM | 2013-10-13 | BROWINING LANE |  |  |  |  | GRINDER | 0.00 HP AW | 0.000 GPM | 0.00 UN | OTHER | GRINDER END SUCTION |  | WATER | HORIZONTAL | AW |  |  |  |  | XX | 0.00 % |  | 0.0000 " |  |  |  | MECHANICAL |  |  |  | XX

## Pump Centrifugal
Equipment |  | Inventory no. | Description | Full Name | AuthorizGroup | EquipCategory | Functional Loc. | Planning plant | User status | System status | Created by | Created on | Street | Size/dimens. | ManufSerialNo. | ManufPartNo. | Install. date | Application | BHP Rating | Centrifugal Pump Typ | Flow Maximum | Flow Rating | Flow UOM | Lube Type 1 | Lube Type 2 | Orientation | Owned By | Pmp-Bearing#(lower/o | Pmp-Bearing#(upper/i | Pmp-BearingTP-lower/ | Pmp-BearingTP-upper/ | Pmp-Discharge Size | Pmp-Efficiency (fact | Pmp-Impeller Mat'l | Pmp-Impeller Size | Pmp-Inlet Size | Pmp-Material | Pmp-NPSH Rating | Pmp-Seal Type | Pmp-Shut-off Head | Pmp-Stages | Pmp-TDH Rating | RPM Rating | Rotation Direction | Special Mtn Note | Special Mtn Note Det
5088115 | UNKNOWN |  | CHURCHRCHL HypoChlor XFR /PUMP |  | NJBC | M | NJBC-BU-CHURC | P203 | INSV | INST | HUSSAARM | 2013-10-12 | CHURCH ROAD | [6 empty] | END SUCTION | [5 empty] | XX | AW |  |  |  |  | XX | [10 empty] | XX
5110432 | UNKNOWN |  | MAPLEWAVIC Sump /PUMP |  | NJBC | M | NJBC-BU-MAWIC | P203 | INSV | INST | HUSSAARM | 2013-10-13 | 103 WAVERLY AVE |  |  |  |  | SUMP |  | SUBMERSIBLE |  |  | GPM |  |  | XX | AW |  |  |  |  | XX | [10 empty] | XX
5110431 | UNKNOWN |  | BRIDGEPTIC Sump #2 /PUMP |  | NJBC | M | NJBC-GL-BRIDG | P203 | INSV | INST | HUSSAARM | 2013-10-13 | 536 SWEDESBORO RD |  |  |  |  | SUMP |  | END SUCTION |  |  | GPM |  |  | XX | AW |  |  |  |  | XX | [10 empty] | XX
5110429 | UNKNOWN |  | BRIDGEPTIC Sump #1 /PUMP |  | NJBC | M | NJBC-GL-BRIDG | P203 | INSV | INST | HUSSAARM | 2013-10-13 | 536 SWEDESBORO RD |  |  |  |  | SUMP |  | END SUCTION |  |  | GPM |  |  | XX | AW |  |  |  |  | XX | [10 empty] | XX
5110428 | UNKNOWN |  | MTHOLLYIC Sump /PUMP |  | NJBC | M | NJBC-BU-MTHOL | P203 | INSV | INST | HUSSAARM | 2013-10-13 | 2909 MARNE HWY |  |  |  |  | SUMP |  | SUBMERSIBLE |  |  | GPM |  |  | XX | AW |  |  |  |  | XX | [10 empty] | XX
5110427 | ABS |  | ELKAUIC Sump 1 /PUMP |  | NJBC | M | NJBC-GL-ELKAU | P203 | INSV | INST | HUSSAARM | 2013-10-13 | 603 AURA RD |  |  |  |  | SUMP |  | SUBMERSIBLE |  | 25.00 UN | GPM |  |  | XX | AW |  |  |  |  | 1.25 | [10 empty] | XX
5110418 | ABS |  | PITMANIC Sump #2 /PUMP |  | NJBC | M | NJBC-GL-PITMA | P203 | INSV | INST | HUSSAARM | 2013-10-13 | 598 PITMAN RD |  |  |  |  | SUMP |  | SUBMERSIBLE |  | 27.00 UN | GPM |  |  | XX | AW |  |  |  |  | XX | [10 empty] | XX
5110417 | ABS |  | PITMANIC Sump #1 /PUMP |  | NJBC | M | NJBC-GL-PITMA | P203 | INSV | INST | HUSSAARM | 2013-10-13 | 598 PITMAN RD |  |  |  |  | SUMP |  | SUBMERSIBLE |  | 27.00 UN | GPM |  |  | XX | AW |  |  |  |  | XX | [10 empty] | XX
5110416 | CORNELL |  | PITMANIC Booster #2 /PUMP |  | NJBC | M | NJBC-GL-PITMA | P203 | INSV | INST | HUSSAARM | 2013-10-13 | 598 PITMAN RD |  | 105426 |  |  | DISTRIBUTION SYSTEM BOOSTER |  | END SUCTION |  | 500.00 UN | GPM |  |  | XX | AW |  |  |  |  | XX | [10 empty] | XX
5110414 | CORNELL |  | PITMANIC Booster #1 /PUMP |  | NJBC | M | NJBC-GL-PITMA | P203 | INSV | INST | HUSSAARM | 2013-10-13 | 598 PITMAN RD |  | 105426 |  |  | DISTRIBUTION SYSTEM BOOSTER | 0.00 HP AW | END SUCTION | 0.000 GPM | 500.00 UN | GPM |  |  | XX | AW |  |  |  |  | XX | 0.00 % |  | 0.0000 " | [7 empty] | XX
5110413 | ABS |  | EGREENUNIC Sump #2 /PUMP |  | NJBC | M | NJBC-GL-EGUIC | P203 | INSV | INST | HUSSAARM | 2013-10-13 | 822 MIDDLESBOROUGH WAY |  |  |  |  | SUMP |  | SUBMERSIBLE |  | 27.00 UN | GPM |  |  | XX | AW |  |  |  |  | XX | [10 empty] | XX
5110412 | ABS |  | EGREENUNIC Sump #1 /PUMP |  | NJBC | M | NJBC-GL-EGUIC | P203 | INSV | INST | HUSSAARM | 2013-10-13 | 822 MIDDLESBOROUGH WAY |  |  |  |  | SUMP |  | SUBMERSIBLE |  | 27.00 UN | GPM |  |  | XX | AW |  |  |  |  | XX | [10 empty] | XX
5110411 | ABS |  | WDEPTPRKIC Sump #2 /PUMP |  | NJBC | M | NJBC-GL-WDEPT | P203 | INSV | INST | HUSSAARM | 2013-10-13 | 901 DANTE CT |  |  |  |  | SUMP |  | SUBMERSIBLE |  | 27.00 UN | GPM |  |  | XX | AW |  |  |  |  | XX | [10 empty] | XX
5110410 | ABS |  | WDEPTPRKIC Sump #1 /PUMP |  | NJBC | M | NJBC-GL-WDEPT | P203 | INSV | INST | HUSSAARM | 2013-10-13 | 901 DANTE CT |  |  |  |  | SUMP |  | SUBMERSIBLE |  | 27.00 UN | GPM |  |  | XX | AW |  |  |  |  | XX | [10 empty] | XX
5110409 | CORNELL |  | WDEPTPRKIC Booster #2 /PUMP |  | NJBC | M | NJBC-GL-WDEPT | P203 | INSV | INST | HUSSAARM | 2013-10-13 | 901 DANTE CT |  |  |  |  | DISTRIBUTION SYSTEM BOOSTER |  | END SUCTION |  | 875.00 UN | GPM |  |  | XX | AW |  |  |  |  | XX | [10 empty] | XX
5110407 | CORNELL |  | WDEPTPRKIC Booster #1 /PUMP |  | NJBC | M | NJBC-GL-WDEPT | P203 | INSV | INST | HUSSAARM | 2013-10-13 | 901 DANTE CT |  |  |  |  | DISTRIBUTION SYSTEM BOOSTER |  | END SUCTION |  | 875.00 UN | GPM |  |  | XX | AW |  |  |  |  | XX | [10 empty] | XX
5110402 | ABS |  | BERLINCOIC Sump #2 /PUMP |  | NJBC | M | NJBC-CM-BERLI | P203 | INSV | INST | HUSSAARM | 2013-10-13 | 74 COOPER RD |  |  |  |  | SUMP |  | SUBMERSIBLE |  | 27.00 UN | GPM |  |  | XX | AW |  |  |  |  | XX | [10 empty] | XX
5110401 | DAYTON |  | MEDFORDIC Sump /PUMP |  | NJBC | M | NJBC-BU-MEDFO | P203 | INSV | INST | HUSSAARM | 2013-10-13 | 333 MEDFORD-MT HOLLY ROAD |  |  |  |  | SUMP |  | SUBMERSIBLE |  | 24.00 UN | GPM |  |  | XX | AW |  |  |  |  | XX | [10 empty] | XX
5109699 | UNKNOWN |  | WOODBURY Sump /PUMP |  | NJBC | M | NJBC-GL-WOODB | P203 | INSV | INST | HUSSAARM | 2013-10-13 | 770 Clearview Ave | [6 empty] | SUBMERSIBLE | [5 empty] | XX | AW |  |  |  |  | XX | [10 empty] | XX
5109698 | CORNELL |  | WOODBURY Booster #2 /PUMP |  | NJBC | M | NJBC-GL-WOODB | P203 | INSV | INST | HUSSAARM | 2013-10-13 | 770 Clearview Ave |  | 98402 |  |  | DISTRIBUTION SYSTEM BOOSTER |  | END SUCTION |  | 175.00 UN | GPM |  |  | XX | AW |  |  |  |  | XX | [10 empty] | XX
5109697 | CORNELL |  | WOODBURY Booster #1 /PUMP |  | NJBC | M | NJBC-GL-WOODB | P203 | INSV | INST | HUSSAARM | 2013-10-13 | 770 Clearview Ave |  | 98403 |  |  | DISTRIBUTION SYSTEM BOOSTER |  | END SUCTION |  | 175.00 UN | GPM |  |  | XX | AW |  |  |  |  | XX | [10 empty] | XX
5109696 | AURORA |  | CHEWSLNDBS Booster #3 /PUMP |  | NJBC | M | NJBC-CM-CHEWS | P203 | INSV | INST | HUSSAARM | 2013-10-13 | 1543 CHEWS LANDING RD |  |  |  |  | DISTRIBUTION SYSTEM BOOSTER | 0.00 HP AW | END SUCTION | 0.000 GPM | 700.00 UN | GPM |  |  | HORIZONTAL | AW |  |  |  |  | 4 | 0.00 % |  | 0.0000 " | 4 |  |  | MECHANICAL |  |  |  | XX
5109694 | AURORA |  | CHEWSLNDBS Booster #2 /PUMP |  | NJBC | M | NJBC-CM-CHEWS | P203 | INSV | INST | HUSSAARM | 2013-10-13 | 1543 CHEWS LANDING RD |  |  |  |  | DISTRIBUTION SYSTEM BOOSTER | 0.00 HP AW | END SUCTION | 0.000 GPM | 700.00 UN | GPM |  |  | HORIZONTAL | AW |  |  |  |  | 4 | 0.00 % |  | 0.0000 " | 4 |  |  | MECHANICAL |  |  |  | XX
5109693 | UNKNOWN |  | HUTTONHILL-IC Sump #2 /PUMP |  | NJBC | M | NJBC-CM-HUTTO-IC.. | P203 | INSV | INST | HUSSAARM | 2013-10-13 | 1911 KRESSON RD |  |  |  |  | SUMP |  | SUBMERSIBLE |  |  | GPM |  |  | XX | AW |  |  |  |  | XX | [10 empty] | XX
5109692 | UNKNOWN |  | HUTTONHILL-IC Sump #1 /PUMP |  | NJBC | M | NJBC-CM-HUTTO-IC.. | P203 | INSV | INST | HUSSAARM | 2013-10-13 | 1911 KRESSON RD |  |  |  |  | SUMP |  | SUBMERSIBLE |  |  | GPM |  |  | XX | AW |  |  |  |  | XX | [10 empty] | XX
5109691 | UNKNOWN |  | WINSLOWIC Sump #2 /PUMP |  | NJBC | M | NJBC-CM-WIHIC | P203 | INSV | INST | HUSSAARM | 2013-10-13 | 210 HEARTHSTONE DR |  |  |  |  | SUMP |  | SUBMERSIBLE |  |  | GPM |  |  | XX | AW |  |  |  |  | XX | [10 empty] | XX
5110434 | ABS |  | CAMDENFEIC Sump #1 /PUMP |  | NJBC | M | NJBC-CM-CAFIC | P203 | INSV | INST | HUSSAARM | 2013-10-13 | FEDERAL STREET |  |  |  |  | SUMP |  | SUBMERSIBLE |  | 27.00 UN | GPM |  |  | XX | AW |  |  |  |  | XX | [9 empty] | 17 | XX
5128680 | UNKNOWN | NJHH-7-PSUM-27 | DRWTP-LLPS SUMP /PUMP |  | NJBC | M | NJBC-BU-DRWTP-LLPS | P203 | INSV | INST | HUSSAARM | 2013-10-13 | 213 CARRIAGE LANE |  |  |  |  | SUMP | 0.00 HP AW | SUBMERSIBLE | 0.000 GPM | 0.00 UN | GPM |  |  | XX | AW |  |  |  |  | XX | 0.00 % |  | 0.0000 " | [7 empty] | XX
5128678 | PEERLESS | NJHH-7-PRWP-8 | DRWTP-LLPS LOW LIFT 4 /PUMP |  | NJBC | M | NJBC-BU-DRWTP-LLPS | P203 | INSV | INST | HUSSAARM | 2013-10-13 | 213 CARRIAGE LANE |  | K11 20048396-100R-01 NRR |  |  | RAW WATER (SURFACE) | 300.00 HP AW | NON-SUBMERGED TURBINE | 0.000 GPM | 13,900.00 UN | GPM |  |  | VERTICAL | AW |  |  |  |  | 20 | 0.00 % |  | 0.0000 " |  |  |  | PACKING |  | 1 |  | XX
5128676 | PEERLESS | NJHH-7-PRWP-6 | DRWTP-LLPS LOW LIFT 3 /PUMP |  | NJBC | M | NJBC-BU-DRWTP-LLPS | P203 | INSV | INST | HUSSAARM | 2013-10-13 | 213 CARRIAGE LANE |  | 684840 / Y03X1890247R-1 |  |  | RAW WATER (SURFACE) | 150.00 HP AW | NON-SUBMERGED TURBINE | 0.000 GPM | 6,900.00 UN | GPM |  |  | VERTICAL | AW |  |  |  |  | 10 | 0.00 % |  | 0.0000 " |  |  |  | PACKING |  | 1 | 56 | XX
5128674 | PEERLESS | NJHH-7-PRWP-5 | DRWTP-LLPS LOW LIFT 2 /PUMP |  | NJBC | M | NJBC-BU-DRWTP-LLPS | P203 | INSV | INST | HUSSAARM | 2013-10-13 | 213 CARRIAGE LANE |  | 684848 / Y03X1890278R-2 |  |  | RAW WATER (SURFACE) | 300.00 HP AW | NON-SUBMERGED TURBINE | 0.000 GPM | 13,900.00 UN | GPM |  |  | VERTICAL | AW |  |  |  |  | 20 | 0.00 % |  | 0.0000 " |  |  |  | PACKING |  | 1 | 60 | XX
5128672 | PEERLESS | NJHH-7-PRWP-4 | DRWTP-LLPS LOW LIFT 1 /PUMP |  | NJBC | M | NJBC-BU-DRWTP-LLPS | P203 | INSV | INST | HUSSAARM | 2013-10-13 | 213 CARRIAGE LANE |  | 684848 / Y03X1890278R-1 |  |  | RAW WATER (SURFACE) | 300.00 HP AW | NON-SUBMERGED TURBINE | 0.000 GPM | 13,900.00 UN | GPM |  |  | VERTICAL | AW |  |  |  |  | 20 | 0.00 % |  | 0.0000 " |  |  |  | PACKING |  | 1 | 60 | XX
5128670 | FLYGT |  | DRWTP-RWPS DEWATERING /PUMP |  | NJBC | M | NJBC-BU-DRWTP-RWPS | P203 | INSV | INST | HUSSAARM | 2013-10-13 | 213 CARRIAGE LN |  |  |  |  | SUMP |  | SUBMERSIBLE |  |  | GPM |  |  | XX | AW |  |  |  |  | XX | [6 empty] | MECHANICAL |  |  |  | XX
5128668 | UNKNOWN | NJHH-7-PSUM-26 | DRWTP-RWPS SUMP /PUMP |  | NJBC | M | NJBC-BU-DRWTP-RWPS | P203 | INSV | INST | HUSSAARM | 2013-10-13 | 213 CARRIAGE LN |  |  |  |  | SUMP | 0.00 HP AW | SUBMERSIBLE | 0.000 GPM | 0.00 UN | GPM |  |  | XX | AW |  |  |  |  | XX | 0.00 % |  | 0.0000 " |  |  |  | MECHANICAL |  |  |  | XX
5128665 | PEERLESS | NJHH-7-PRWP-3 | DRWTP-RWPS RAW WATER 4 /PUMP |  | NJBC | M | NJBC-BU-DRWTP-RWPS | P203 | INSV | INST | HUSSAARM | 2013-10-13 | 213 CARRIAGE LN |  |  |  |  | RAW WATER (SURFACE) | 150.00 HP AW | NON-SUBMERGED TURBINE | 10.000 GPM | 6,900.00 UN | GPM |  |  | VERTICAL | AW |  |  |  |  | 20 | 0.00 % |  | 0.0000 " |  |  |  | PACKING |  | 1 | 56 | XX
5128663 | PEERLESS | NJHH-7-PRWP-7 | DRWTP-RWPS RAW WATER 3 /PUMP |  | NJBC | M | NJBC-BU-DRWTP-RWPS | P203 | INSV | INST | HUSSAARM | 2013-10-13 | 213 CARRIAGE LN |  |  |  |  | RAW WATER (SURFACE) | 350.00 HP AW | NON-SUBMERGED TURBINE | 20.000 GPM | 20.00 UN | MGD |  |  | VERTICAL | AW |  |  |  |  | 30 | 0.00 % |  | 0.0000 " |  |  |  | PACKING |  | 1 |  | XX
5128661 | PEERLESS | NJHH-7-PRWP-2 | DRWTP-RWPS RAW WATER 2 /PUMP |  | NJBC | M | NJBC-BU-DRWTP-RWPS | P203 | INSV | INST | HUSSAARM | 2013-10-13 | 213 CARRIAGE LN |  |  |  |  | RAW WATER (SURFACE) | 350.00 HP AW | NON-SUBMERGED TURBINE | 20.000 GPM | 13,900.00 UN | GPM |  |  | VERTICAL | AW |  |  |  |  | 30 | 0.00 % |  | 0.0000 " |  |  |  | PACKING |  | 1 | 56 | XX
5128659 | PEERLESS | NJHH-7-PRWP-1 | DRWTP-RWPS RAW WATER 1 /PUMP |  | NJBC | M | NJBC-BU-DRWTP-RWPS | P203 | INSV | INST | HUSSAARM | 2013-10-13 | 213 CARRIAGE LN |  |  |  |  | RAW WATER (SURFACE) | 350.00 HP AW | NON-SUBMERGED TURBINE | 20.000 GPM | 13,900.00 UN | GPM |  |  | VERTICAL | AW |  |  |  |  | 30 | [6 empty] | PACKING |  | 1 | 56 | XX
5110455 | ABS |  | HADDONCRIC Sump #2 /PUMP |  | NJBC | M | NJBC-CM-HACIC | P203 | INSV | INST | HUSSAARM | 2013-10-13 | 429 W CRYSTAL LAKE AVE |  |  |  |  | SUMP |  | SUBMERSIBLE |  |  | GPM |  |  | XX | AW |  |  |  |  | XX | [10 empty] | XX
5110453 | UNKNOWN |  | CAMDENFEIC Sump /PUMP |  | NJBC | M | NJBC-CM-CAFIC | P203 | INSV | INST | HUSSAARM | 2013-10-13 | FEDERAL STREET |  |  |  |  | SUMP |  | SUBMERSIBLE |  |  | GPM |  |  | XX | AW |  |  |  |  | XX | [10 empty] | XX
5110451 | UNKNOWN |  | EGREENHAIC Sump #2 /PUMP |  | NJBC | M | NJBC-GL-EGHIC | P203 | INSV | INST | HUSSAARM | 2013-10-13 | 208 Harrison Ave |  |  |  |  | SUMP |  | SUBMERSIBLE |  |  | GPM |  |  | XX | AW |  |  |  |  | XX | [10 empty] | XX
5110450 | UNKNOWN |  | EGREENHAIC Sump #1 /PUMP |  | NJBC | M | NJBC-GL-EGHIC | P203 | INSV | INST | HUSSAARM | 2013-10-13 | 208 Harrison Ave |  |  |  |  | SUMP |  | SUBMERSIBLE |  |  | GPM |  |  | XX | AW |  |  |  |  | XX | [10 empty] | XX
5110446 | UNKNOWN |  | GREENTRIC Sump #2 /PUMP |  | NJBC | M | NJBC-BU-GREEN | P203 | INSV | INST | HUSSAARM | 2013-10-13 | SPRINGDALE ROAD |  |  |  |  | SUMP |  | SUBMERSIBLE |  |  | GPM |  |  | XX | AW |  |  |  |  | XX | [10 empty] | XX
5110445 | UNKNOWN |  | GREENTRIC Sump #1 /PUMP |  | NJBC | M | NJBC-BU-GREEN | P203 | INSV | INST | HUSSAARM | 2013-10-13 | SPRINGDALE ROAD |  |  |  |  | SUMP | 0.00 HP AW | SUBMERSIBLE | 0.000 GPM | 0.00 UN | GPM |  |  | XX | AW |  |  |  |  | XX | 0.00 % |  | 0.0000 " | [7 empty] | XX
5110444 | ABS |  | HARRHEIC Sump #2 /PUMP |  | NJBC | M | NJBC-GL-HARRH | P203 | INSV | INST | HUSSAARM | 2013-10-13 | 121 HELIG RD |  |  |  |  | SUMP |  | SUBMERSIBLE |  | 25.00 UN | GPM |  |  | XX | AW |  |  |  |  | XX | [10 empty] | XX
5110443 | ABS |  | HARRHEIC Sump #1 /PUMP |  | NJBC | M | NJBC-GL-HARRH | P203 | INSV | INST | HUSSAARM | 2013-10-13 | 121 HELIG RD |  |  |  |  | SUMP |  | SUBMERSIBLE |  | 25.00 UN | GPM |  |  | XX | AW |  |  |  |  | XX | [10 empty] | XX
5110442 | UNKNOWN |  | MERCHCHIC Sump #2 /PUMP |  | NJBC | M | NJBC-CM-MECIC | P203 | INSV | INST | HUSSAARM | 2013-10-13 | 462 3RD AVE |  |  |  |  | SUMP |  | END SUCTION |  |  | GPM |  |  | XX | AW |  |  |  |  | XX | [10 empty] | XX
5110441 | UNKNOWN |  | MERCHCHIC Sump #1 /PUMP |  | NJBC | M | NJBC-CM-MECIC | P203 | INSV | INST | HUSSAARM | 2013-10-13 | 462 3RD AVE |  |  |  |  | SUMP |  | END SUCTION |  |  | GPM |  |  | XX | AW |  |  |  |  | XX | [10 empty] | XX
5110439 | UNKNOWN |  | HAINESMOIC Sump #2 /PUMP |  | NJBC | M | NJBC-BU-HMOIC | P203 | INSV | INST | HUSSAARM | 2013-10-13 | 1005 WESTFIELD RD |  |  |  |  | SUMP |  | SUBMERSIBLE |  |  | GPM |  |  | XX | AW |  |  |  |  | XX | [10 empty] | XX
5110437 | UNKNOWN |  | HAINESMOIC Sump #1 /PUMP |  | NJBC | M | NJBC-BU-HMOIC | P203 | INSV | INST | HUSSAARM | 2013-10-13 | 1005 WESTFIELD RD |  |  |  |  | SUMP | 0.00 HP AW | SUBMERSIBLE | 0.000 GPM | 0.00 UN | GPM |  |  | XX | AW |  |  |  |  | XX | 0.00 % |  | 0.0000 " | [7 empty] | XX
5110436 | UNKNOWN |  | CHAPELAVIC Sump /PUMP |  | NJBC | M | NJBC-CM-CHAPE | P203 | INSV | INST | HUSSAARM | 2013-10-13 | CHAPEL AVENUE |  |  |  |  | SUMP |  | SUBMERSIBLE |  |  | GPM |  |  | XX | AW |  |  |  |  | XX | [10 empty] | XX
5110435 | UNKNOWN |  | CAMDENFEIC Sump #2 /PUMP |  | NJBC | M | NJBC-CM-CAFIC | P203 | INSV | INST | HUSSAARM | 2013-10-13 | FEDERAL STREET |  |  |  |  | SUMP |  | SUBMERSIBLE |  |  | GPM |  |  | XX | AW |  |  |  |  | XX | [10 empty] | XX
5109642 | MARCH |  | POMONA Caustic Transfer /PUMP |  | NJBC | M | NJBC-BU-POMON | P203 | INSV | INST | HUSSAARM | 2013-10-13 | 915 POMONA ROAD |  |  |  |  | CHEMICAL | 0.00 HP AW | END SUCTION | 0.000 GPM | 0.00 UN | GPM |  |  | HORIZONTAL | AW |  |  |  |  | 2 | 0.00 % |  | 0.0000 " |  |  |  | MECHANICAL |  |  |  | XX
5109637 | UNKNOWN |  | HADDONHTS Sump (Basement) /PUMP |  | NJBC | M | NJBC-CM-HAHTS | P203 | INSV | INST | HUSSAARM | 2013-10-13 | 614 W. Atlantic Ave |  |  |  |  | SUMP |  | SUBMERSIBLE |  |  | GPM |  | OIL | XX | AW |  |  |  |  | XX | [10 empty] | XX
5109635 | CORNELL |  | WINSLOWBS Booster #2 /PUMP |  | NJBC | M | NJBC-CM-WIBST | P203 | INSV | INST | HUSSAARM | 2013-10-13 | 80 COOPER RD |  |  |  |  | DISTRIBUTION SYSTEM BOOSTER | 0.00 HP AW | END SUCTION | 0.000 GPM | 0.00 UN | MGD |  | WATER | HORIZONTAL | AW |  |  |  |  | 4 | 0.00 % |  | 0.0000 " |  |  |  | MECHANICAL |  |  |  | XX
5109634 | CORNELL |  | WINSLOWBS Booster #1 /PUMP |  | NJBC | M | NJBC-CM-WIBST | P203 | INSV | INST | HUSSAARM | 2013-10-13 | 80 COOPER RD |  |  |  |  | DISTRIBUTION SYSTEM BOOSTER |  | END SUCTION |  |  | MGD |  | WATER | HORIZONTAL | AW |  |  |  |  | 4 | [6 empty] | MECHANICAL |  |  |  | XX
5109633 | CORNELL |  | BERLINCOIC Booster #3 /PUMP |  | NJBC | M | NJBC-CM-BERLI | P203 | INSV | INST | HUSSAARM | 2013-10-13 | 74 COOPER RD |  |  |  |  | DISTRIBUTION SYSTEM BOOSTER |  | END SUCTION |  |  | MGD |  | WATER | HORIZONTAL | AW |  |  |  |  | 4 | [6 empty] | MECHANICAL |  |  |  | XX
5109632 | CORNELL |  | BERLINCOIC Booster #2 /PUMP |  | NJBC | M | NJBC-CM-BERLI | P203 | INSV | INST | HUSSAARM | 2013-10-13 | 74 COOPER RD |  |  |  |  | DISTRIBUTION SYSTEM BOOSTER |  | END SUCTION |  |  | MGD |  | WATER | HORIZONTAL | AW |  |  |  |  | 4 | [6 empty] | MECHANICAL |  |  |  | XX
5109631 | CORNELL |  | BERLINCOIC Booster #1 /PUMP |  | NJBC | M | NJBC-CM-BERLI | P203 | INSV | INST | HUSSAARM | 2013-10-13 | 74 COOPER RD |  |  |  |  | DISTRIBUTION SYSTEM BOOSTER | 0.00 HP AW | END SUCTION | 0.000 GPM | 0.00 UN | MGD |  | WATER | HORIZONTAL | AW |  |  |  |  | 4 | 0.00 % |  | 0.0000 " |  |  |  | MECHANICAL |  |  |  | XX
5109629 | PEERLESS |  | GLOUCESTERBS-BST Booster #1 /PUMP |  | NJBC | M | NJBC-GL-GLBST-BSTA | P203 | INSV | INST | HUSSAARM | 2013-10-13 | JESSUP MILL RD AT HARRISON AVE |  |  |  |  | PLANT TO DISTRIBUTION PUMP | 100.00 HP AW | SPLITCASE | 0.000 GPM | 1,875.00 UN | GPM |  | WATER | HORIZONTAL | AW |  |  |  |  | 12 | 0.00 % |  | 0.0000 " |  |  |  | MECHANICAL |  |  |  | XX
5109628 | PEERLESS |  | GLOUCESTERBS-BST Booster #2 /PUMP |  | NJBC | M | NJBC-GL-GLBST-BSTA | P203 | INSV | INST | HUSSAARM | 2013-10-13 | JESSUP MILL RD AT HARRISON AVE |  |  |  |  | PLANT TO DISTRIBUTION PUMP | 250.00 HP AW | SPLITCASE | 0.000 GPM | 3,680.00 UN | GPM |  | WATER | HORIZONTAL | AW |  |  |  |  | 12 | 0.00 % |  | 0.0000 " |  |  |  | MECHANICAL |  |  |  | XX
5109626 | GOULDS |  | MEDFORDIC Booster #2 /PUMP |  | NJBC | M | NJBC-BU-MEDFO | P203 | INSV | INST | HUSSAARM | 2013-10-13 | 333 MEDFORD-MT HOLLY ROAD |  |  |  |  | DISTRIBUTION SYSTEM BOOSTER |  | END SUCTION |  | 600.00 UN | GPH |  | WATER | HORIZONTAL | AW |  |  |  |  | 4 | [6 empty] | MECHANICAL |  |  |  | XX
5109624 | GOULDS |  | MEDFORDIC Booster #1 /PUMP |  | NJBC | M | NJBC-BU-MEDFO | P203 | INSV | INST | HUSSAARM | 2013-10-13 | 333 MEDFORD-MT HOLLY ROAD |  |  |  |  | DISTRIBUTION SYSTEM BOOSTER |  | END SUCTION |  | 600.00 UN | GPH |  | WATER | HORIZONTAL | AW |  |  |  |  | 4 | [6 empty] | MECHANICAL |  |  |  | XX
5109623 | ABS |  | HADDONCRIC Sump #1 /PUMP |  | NJBC | M | NJBC-CM-HACIC | P203 | INSV | INST | HUSSAARM | 2013-10-13 | 429 W CRYSTAL LAKE AVE |  |  |  |  | SUMP |  | SUBMERSIBLE |  |  | GPM |  | OIL | XX | AW |  |  |  |  | XX | [10 empty] | XX
5109622 | UNKNOWN | NJHH-14-PWLL-21 | VOORHEES-W21 /PUMP |  | NJBC | M | NJBC-CM-VOORH-W21. | P203 | INSV | INST | HUSSAARM | 2013-10-13 | EVESHAM RD AT GOLF VIEW DRIVE |  |  |  |  | RAW WATER (GROUND) | 0.00 HP AW | NON-SUBMERGED TURBINE | 0.000 GPM | 0.00 UN | MGD |  | WATER | VERTICAL | AW |  |  |  |  | 10 | 0.00 % |  | 0.0000 " |  |  |  | PACKING |  |  |  | XX
5109621 | UNKNOWN | NJHH-14-PDWP-2 | VOORHEES High Service #2 /PUMP |  | NJBC | M | NJBC-CM-VOORH | P203 | INSV | INST | HUSSAARM | 2013-10-13 | 13 GOLF VIEW DR |  |  |  |  | PLANT TO DISTRIBUTION PUMP | 0.00 HP AW | SPLITCASE | 0.000 GPM | 0.00 UN | MGD |  | WATER | HORIZONTAL | AW |  |  |  |  | 12 | 0.00 % |  | 0.0000 " |  |  |  | PACKING |  |  |  | XX
5109620 | UNKNOWN | NJHH-14-PDWP-1 | VOORHEES High Service #1 /PUMP |  | NJBC | M | NJBC-CM-VOORH | P203 | INSV | INST | HUSSAARM | 2013-10-13 | 13 GOLF VIEW DR |  |  |  |  | PLANT TO DISTRIBUTION PUMP | 0.00 HP AW | SPLITCASE | 0.000 GPM | 0.00 UN | MGD |  | WATER | HORIZONTAL | AW |  |  |  |  | 12 | 0.00 % |  | 0.0000 " |  |  |  | PACKING |  |  |  | XX
5109619 | UNKNOWN | NJHH-37-PDWP-1 | STATION-BST Booster #1 /PUMP |  | NJBC | M | NJBC-CM-STATI-BST. | P203 | INSV | INST | HUSSAARM | 2013-10-13 | 2 STATION AVE |  |  |  |  | DISTRIBUTION SYSTEM BOOSTER | 0.00 HP AW | SPLITCASE | 0.000 GPM | 0.00 UN | MGD |  | WATER | HORIZONTAL | AW |  |  |  |  | 10 | 0.00 % |  | 0.0000 " |  |  |  | PACKING |  |  |  | XX
5109618 | UNKNOWN | NJHH-31-PWLL-14 | SOMERDALE-W14 /PUMP |  | NJBC | M | NJBC-CM-SOMER-W14. | P203 | INSV | INST | HUSSAARM | 2013-10-13 | 26 ELM AVE |  |  |  |  | RAW WATER (GROUND) | 0.00 HP AW | NON-SUBMERGED TURBINE | 0.000 GPM | 0.00 UN | MGD |  | WATER | VERTICAL | AW |  |  |  |  | 8 | 0.00 % |  | 0.0000 " |  |  |  | PACKING |  |  |  | XX
5109615 | UNKNOWN | NJHH-45-PWLL-1 | RUNNEMEDE-W19 /PUMP |  | NJBC | M | NJBC-CM-RUNNE-W19. | P203 | INSV | INST | HUSSAARM | 2013-10-13 | 28 ST CLAIR AVE |  |  |  |  | RAW WATER (GROUND) | 0.00 HP AW | NON-SUBMERGED TURBINE | 0.000 GPM | 0.00 UN | MGD |  | WATER | VERTICAL | AW |  |  |  |  | 8 | 0.00 % |  | 0.0000 " |  |  |  | PACKING |  |  |  | XX
5109613 | UNKNOWN | NJHH-33-PWLL-39 | OTTERBROOK-W39 /PUMP |  | NJBC | M | NJBC-CM-OTTER-W39. | P203 | INSV | INST | HUSSAARM | 2013-10-13 | 77 JUNE DR |  |  |  |  | RAW WATER (GROUND) | 0.00 HP AW | NON-SUBMERGED TURBINE | 0.000 GPM | 2.00 UN | MGD |  | WATER | VERTICAL | AW |  |  |  |  | 8 | 0.00 % |  | 0.0000 " |  |  |  | PACKING |  |  | 240 | XX
5109612 | UNKNOWN | NJHH-33-PWLL-34 | OTTERBROOK-W34 /PUMP |  | NJBC | M | NJBC-CM-OTTER-W34. | P203 | INSV | INST | HUSSAARM | 2013-10-13 | 413 N OTTER BRANCH DR |  |  |  |  | RAW WATER (GROUND) | 0.00 HP AW | NON-SUBMERGED TURBINE | 0.000 GPM | 1.51 UN | MGD |  | WATER | VERTICAL | AW |  |  |  |  | 8 | 0.00 % |  | 0.0000 " |  |  |  | PACKING |  |  | 230 | XX
5109610 | UNKNOWN | NJHH-33-PWLL-29 | OTTERBROOK-W29 /PUMP |  | NJBC | M | NJBC-CM-OTTER-W29. | P203 | INSV | INST | HUSSAARM | 2013-10-13 | 79 JUNE DR |  |  |  |  | RAW WATER (GROUND) | 0.00 HP AW | NON-SUBMERGED TURBINE | 0.000 GPM | 1.51 UN | MGD |  | WATER | VERTICAL | AW |  |  |  |  | 8 | 0.00 % |  | 0.0000 " |  |  |  | PACKING |  |  | 170 | XX
5109609 | MARATHON | NJHH-33-PDWP-3 | OTTERBROOK High Service #3 /PUMP |  | NJBC | M | NJBC-CM-OTTER | P203 | INSV | INST | HUSSAARM | 2013-10-13 | 900 SAN JOSE DR |  | BJ 404TSTDS4026BU W / WAA005 |  |  | PLANT TO DISTRIBUTION PUMP | 0.00 HP AW | SPLITCASE | 0.000 GPM | 3.00 UN | MGD |  | WATER | HORIZONTAL | AW |  |  |  |  | 12 | 0.00 % |  | 0.0000 " |  |  |  | PACKING |  |  | 160 | XX
5109608 | UNKNOWN | NJHH-33-PDWP-2 | OTTERBROOK High Service #2 /PUMP |  | NJBC | M | NJBC-CM-OTTER | P203 | INSV | INST | HUSSAARM | 2013-10-13 | 900 SAN JOSE DR |  |  |  |  | PLANT TO DISTRIBUTION PUMP | 0.00 HP AW | SPLITCASE | 0.000 GPM | 1.51 UN | MGD |  | WATER | HORIZONTAL | AW |  |  |  |  | 12 | 0.00 % |  | 0.0000 " |  |  |  | PACKING |  |  | 145 | XX
5109607 | UNKNOWN | NJHH-33-PDWP-1 | OTTERBROOK High Service #1 /PUMP |  | NJBC | M | NJBC-CM-OTTER | P203 | INSV | INST | HUSSAARM | 2013-10-13 | 900 SAN JOSE DR |  |  |  |  | PLANT TO DISTRIBUTION PUMP | 0.00 HP AW | SPLITCASE | 0.000 GPM | 1.51 UN | MGD |  | WATER | HORIZONTAL | AW |  |  |  |  | 12 | 0.00 % |  | 0.0000 " |  |  |  | PACKING |  |  | 145 | XX
5109606 | UNKNOWN | NJHH-15-PWLL-58 | OLDORCHARD-W58 /PUMP |  | NJBC | M | NJBC-CM-OLDOR-W58. | P203 | INSV | INST | HUSSAARM | 2013-10-13 | 47 BRANDYWINE DR |  |  |  |  | RAW WATER (GROUND) | 0.00 HP AW | NON-SUBMERGED TURBINE | 0.000 GPM | 1.58 UN | MGD |  |  | VERTICAL | AW |  |  |  |  | 8 | 0.00 % |  | 0.0000 " |  |  |  | PACKING |  |  | 253 | XX
5109644 | UNKNOWN |  | SUNBURY-W96 /PUMP |  | NJBC | M | NJBC-PB-SUNBU-W96. | P203 | INSV | INST | HUSSAARM | 2013-10-13 | 246 ANDERSON ROAD |  |  |  |  | RAW WATER (GROUND) |  | SUBMERSIBLE |  |  | GPM |  |  | VERTICAL | AW |  |  |  |  | 4 | [6 empty] | MECHANICAL |  |  |  | XX
5109690 | UNKNOWN |  | WINSLOWIC Sump #1 /PUMP |  | NJBC | M | NJBC-CM-WIHIC | P203 | INSV | INST | HUSSAARM | 2013-10-13 | 210 HEARTHSTONE DR |  |  |  |  | SUMP |  | SUBMERSIBLE |  |  | GPM |  |  | XX | AW |  |  |  |  | XX | [10 empty] | XX
5109689 | UNKNOWN |  | ROWANLRIC Sump #2 /PUMP |  | NJBC | M | NJBC-GL-ROLIC | P203 | INSV | INST | HUSSAARM | 2013-10-13 | 701 LAMBS RD |  |  |  |  | SUMP |  | SUBMERSIBLE |  |  | GPM |  |  | XX | AW |  |  |  |  | XX | [10 empty] | XX
5109688 | UNKNOWN |  | ROWANLRIC Sump #1 /PUMP |  | NJBC | M | NJBC-GL-ROLIC | P203 | INSV | INST | HUSSAARM | 2013-10-13 | 701 LAMBS RD |  |  |  |  | SUMP |  | SUBMERSIBLE |  |  | GPM |  |  | XX | AW |  |  |  |  | XX | [10 empty] | XX
5109687 | AURORA |  | CHEWSLNDBS Booster #1 /PUMP |  | NJBC | M | NJBC-CM-CHEWS | P203 | INSV | INST | HUSSAARM | 2013-10-13 | 1543 CHEWS LANDING RD |  |  |  |  | DISTRIBUTION SYSTEM BOOSTER | 0.00 HP AW | END SUCTION | 0.000 GPM | 450.00 UN | GPM |  |  | HORIZONTAL | AW |  |  |  |  | 4 | 0.00 % |  | 0.0000 " | 4 |  |  | MECHANICAL |  |  |  | XX
5109685 | GRUNDFOS |  | STATION-BAR Booster #3 /PUMP |  | NJBC | M | NJBC-CM-STATI-BAR. | P203 | INSV | INST | HUSSAARM | 2013-10-13 | 2 STATION AVE |  |  |  |  | DISTRIBUTION SYSTEM BOOSTER | 0.00 HP AW | END SUCTION | 10.000 GPM | 10.00 UN | GPM |  |  | HORIZONTAL | AW |  |  |  |  | 1.5 | 0.00 % |  | 0.0000 " |  |  |  | MECHANICAL |  |  |  | XX
5109684 | PEERLESS |  | STATION-BAR Booster #2 /PUMP |  | NJBC | M | NJBC-CM-STATI-BAR. | P203 | INSV | INST | HUSSAARM | 2013-10-13 | 2 STATION AVE |  |  |  |  | DISTRIBUTION SYSTEM BOOSTER | 0.00 HP AW | END SUCTION | 75.000 GPM | 75.00 UN | GPM |  |  | HORIZONTAL | AW |  |  |  |  | 3 | 0.00 % |  | 0.0000 " | 2 |  |  | MECHANICAL |  |  |  | XX
5109683 | PEERLESS |  | STATION-BAR Booster #1 /PUMP |  | NJBC | M | NJBC-CM-STATI-BAR. | P203 | INSV | INST | HUSSAARM | 2013-10-13 | 2 STATION AVE |  |  |  |  | DISTRIBUTION SYSTEM BOOSTER | 0.00 HP AW | END SUCTION | 75.000 GPM | 75.00 UN | GPM |  |  | HORIZONTAL | AW |  |  |  |  | 3 | 0.00 % |  | 0.0000 " | 2 |  |  | MECHANICAL |  |  | 75X10 @40 | XX
5109681 | ABS |  | DEPTCLIC Sump #2 /PUMP |  | NJBC | M | NJBC-GL-DEPTC | P203 | INSV | INST | HUSSAARM | 2013-10-13 | 1570 CLEMENTS BRIDGE RD |  |  |  |  | SUMP |  | SUBMERSIBLE |  | 27.00 UN | GPM |  |  | XX | AW |  |  |  |  | XX | [10 empty] | XX
5109680 | ABS |  | DEPTCLIC Sump #1 /PUMP |  | NJBC | M | NJBC-GL-DEPTC | P203 | INSV | INST | HUSSAARM | 2013-10-13 | 1570 CLEMENTS BRIDGE RD |  |  |  |  | SUMP | 0.00 HP AW | SUBMERSIBLE | 0.000 GPM | 27.00 UN | GPM |  |  | XX | AW |  |  |  |  | XX | 0.00 % |  | 0.0000 " | [7 empty] | XX
5109679 | CORNELL |  | DEPTCLIC Booster #2 /PUMP |  | NJBC | M | NJBC-GL-DEPTC | P203 | INSV | INST | HUSSAARM | 2013-10-13 | 1570 CLEMENTS BRIDGE RD |  | 153713 |  |  | DISTRIBUTION SYSTEM BOOSTER |  | END SUCTION |  |  | GPM |  |  | XX | AW |  |  |  |  | XX | [10 empty] | XX
5109678 | CORNELL |  | DEPTCLIC Booster #1 /PUMP |  | NJBC | M | NJBC-GL-DEPTC | P203 | INSV | INST | HUSSAARM | 2013-10-13 | 1570 CLEMENTS BRIDGE RD |  | 153693 |  |  | DISTRIBUTION SYSTEM BOOSTER |  | END SUCTION |  |  | GPM |  |  | XX | AW |  |  |  |  | XX | [10 empty] | XX
5109677 | UNKNOWN |  | PINEHILLCRIC Sump /PUMP |  | NJBC | M | NJBC-CM-PINEH | P203 | INSV | INST | HUSSAARM | 2013-10-13 | [5 empty] | SUMP |  | SUBMERSIBLE |  |  | GPM |  |  | XX | AW |  |  |  |  | XX | [10 empty] | XX
5109675 | CORNELL |  | PINEHILLCRIC Booster #2 /PUMP |  | NJBC | M | NJBC-CM-PINEH | P203 | INSV | INST | HUSSAARM | 2013-10-13 | [5 empty] | DISTRIBUTION SYSTEM BOOSTER |  | END SUCTION |  | 146.00 UN | GPM |  |  | XX | AW |  |  |  |  | XX | [10 empty] | XX
5109674 | CORNELL |  | PINEHILLCRIC Booster #1 /PUMP |  | NJBC | M | NJBC-CM-PINEH | P203 | INSV | INST | HUSSAARM | 2013-10-13 | [5 empty] | DISTRIBUTION SYSTEM BOOSTER |  | END SUCTION |  | 146.00 UN | GPM |  |  | XX | AW |  |  |  |  | XX | [10 empty] | XX
5109673 | PEERLESS |  | EGREENHAIC Booster #2 /PUMP |  | NJBC | M | NJBC-GL-EGHIC | P203 | INSV | INST | HUSSAARM | 2013-10-13 | 208 Harrison Ave |  | 606697B |  |  | DISTRIBUTION SYSTEM BOOSTER |  | END SUCTION |  | 400.00 UN | GPM |  |  | XX | AW |  |  |  |  | XX | [10 empty] | XX
5109671 | PEERLESS |  | EGREENHAIC Booster #1 /PUMP |  | NJBC | M | NJBC-GL-EGHIC | P203 | INSV | INST | HUSSAARM | 2013-10-13 | 208 Harrison Ave |  | 606697A |  |  | DISTRIBUTION SYSTEM BOOSTER |  | END SUCTION |  | 400.00 UN | GPM |  |  | XX | AW |  |  |  |  | XX | [10 empty] | XX
5109670 | AURORA |  | GLASSAUIC Booster #2 /PUMP |  | NJBC | M | NJBC-GL-GLASS | P203 | INSV | INST | HUSSAARM | 2013-10-13 | 450 AURA RD |  | 10-1944011-1 |  |  | DISTRIBUTION SYSTEM BOOSTER |  | END SUCTION |  | 1,040.00 UN | GPM |  |  | XX | AW |  |  |  |  | XX | [10 empty] | XX
5109669 | AURORA |  | GLASSAUIC Booster #1 /PUMP |  | NJBC | M | NJBC-GL-GLASS | P203 | INSV | INST | HUSSAARM | 2013-10-13 | 450 AURA RD |  | 10-1944011-2 |  |  | DISTRIBUTION SYSTEM BOOSTER | 0.00 HP AW | END SUCTION | 0.000 GPM | 1,040.00 UN | GPM |  |  | XX | AW |  |  |  |  | XX | 0.00 % |  | 0.0000 " | [7 empty] | XX
5109668 | UNKNOWN |  | MTLAURCHIC Sump /PUMP |  | NJBC | M | NJBC-BU-MLCIC | P203 | INSV | INST | HUSSAARM | 2013-10-13 | 4129 CHURCH RD |  |  |  |  | SUMP |  | SUBMERSIBLE |  |  | GPM |  |  | XX | AW |  |  |  |  | XX | [10 empty] | XX
5109666 | PEERLESS |  | MTLAURCHIC Booster #2 /PUMP |  | NJBC | M | NJBC-BU-MLCIC | P203 | INSV | INST | HUSSAARM | 2013-10-13 | 4129 CHURCH RD |  | 480483 |  |  | DISTRIBUTION SYSTEM BOOSTER |  | END SUCTION |  |  | GPM |  |  | XX | AW |  |  |  |  | XX | [10 empty] | XX
5109665 | PEERLESS |  | MTLAURCHIC Booster #1 /PUMP |  | NJBC | M | NJBC-BU-MLCIC | P203 | INSV | INST | HUSSAARM | 2013-10-13 | 4129 CHURCH RD |  | 480482 |  |  | DISTRIBUTION SYSTEM BOOSTER |  | END SUCTION |  |  | GPM |  |  | XX | AW |  |  |  |  | XX | [10 empty] | XX
5109664 | UNKNOWN |  | STATION-BST Sump /PUMP |  | NJBC | M | NJBC-CM-STATI-BST. | P203 | INSV | INST | HUSSAARM | 2013-10-13 | 2 STATION AVE |  |  |  |  | SUMP | 0.00 HP AW | SUBMERSIBLE | 0.000 GPM | 0.00 UN | GPM |  |  | XX | AW |  |  |  |  | XX | 0.00 % |  | 0.0000 " | [7 empty] | XX
5109663 | UNKNOWN |  | WINSLOWBS Sump /PUMP |  | NJBC | M | NJBC-CM-WIBST | P203 | INSV | INST | HUSSAARM | 2013-10-13 | 80 COOPER RD |  |  |  |  | SUMP |  | SUBMERSIBLE |  |  | GPM |  |  | XX | AW |  |  |  |  | XX | [10 empty] | XX
5109660 | UNKNOWN |  | OLDORCHARD Sump (Filter Room) /PUMP |  | NJBC | M | NJBC-CM-OLDOR | P203 | INSV | INST | HUSSAARM | 2013-10-13 | ROUTE 70 EAST AT OLD ORCHARD ROAD |  |  |  |  | SUMP | 0.00 HP AW | END SUCTION | 0.000 GPM | 0.00 UN | GPM |  |  | XX | AW |  |  |  |  | XX | 0.00 % |  | 0.0000 " | [7 empty] | XX
5109647 | MARCH |  | GIBBSSTA Hypochlorite Transfer /PUMP |  | NJBC | M | NJBC-CM-GBSTA | P203 | INSV | INST | HUSSAARM | 2013-10-13 | 1 LINDEN AVE |  |  |  |  | CHEMICAL | 0.00 HP AW | END SUCTION | 0.000 GPM | 0.00 UN | GPM |  |  | HORIZONTAL | AW |  |  |  |  | 2 | 0.00 % |  | 0.0000 " |  |  |  | MECHANICAL |  |  |  | XX
5129900 | UNKNOWN | NJHH-7-AEXH-15 | DRWTP-TRMT AIR EXHSTR 4 SUPER P /PUMP |  | NJBC | M | NJBC-BU-DRWTP-TRMT | P203 | INSV | INST | HUSSAARM | 2013-10-13 | 213 CARRIAGE LANE |  |  |  |  | PROCESS EQUIPMENT |  | CENT VACUUM | [5 empty] | XX | AW |  |  |  |  | XX | [10 empty] | XX
5129398 | UNKNOWN | NJHH-7-AEXH-14 | DRWTP-TRMT AIR EXHSTR 3&4 SUPER P /PUMP |  | NJBC | M | NJBC-BU-DRWTP-TRMT | P203 | INSV | INST | HUSSAARM | 2013-10-13 | 213 CARRIAGE LANE |  |  |  |  | PROCESS EQUIPMENT |  | CENT VACUUM | [5 empty] | XX | AW |  |  |  |  | XX | [10 empty] | XX
5129396 | UNKNOWN | NJHH-7-AEXH-13 | DRWTP-TRMT AIR EXHSTR 3 SUPER P /PUMP |  | NJBC | M | NJBC-BU-DRWTP-TRMT | P203 | INSV | INST | HUSSAARM | 2013-10-13 | 213 CARRIAGE LANE |  |  |  |  | PROCESS EQUIPMENT |  | CENT VACUUM | [5 empty] | XX | AW |  |  |  |  | XX | [10 empty] | XX
5129394 | UNKNOWN | NJHH-7-AEXH-12 | DRWTP-TRMT AIR EXHSTR 2 SUPER P /PUMP |  | NJBC | M | NJBC-BU-DRWTP-TRMT | P203 | INSV | INST | HUSSAARM | 2013-10-13 | 213 CARRIAGE LANE |  |  |  |  | PROCESS EQUIPMENT |  | CENT VACUUM | [5 empty] | XX | AW |  |  |  |  | XX | [10 empty] | XX
5129391 | UNKNOWN | NJHH-7-AEXH-11 | DRWTP-TRMT AIR EXHSTR 1&2 SUPER P /PUMP |  | NJBC | M | NJBC-BU-DRWTP-TRMT | P203 | INSV | INST | HUSSAARM | 2013-10-13 | 213 CARRIAGE LANE |  |  |  |  | PROCESS EQUIPMENT |  | CENT VACUUM | [5 empty] | XX | AW |  |  |  |  | XX | [10 empty] | XX
5129389 | UNKNOWN | NJHH-7-AEXH-10 | DRWTP-TRMT AIR EXHSTR 1 SUPER P /PUMP |  | NJBC | M | NJBC-BU-DRWTP-TRMT | P203 | INSV | INST | HUSSAARM | 2013-10-13 | 213 CARRIAGE LANE |  |  |  |  | PROCESS EQUIPMENT |  | CENT VACUUM | [5 empty] | XX | AW |  |  |  |  | XX | [10 empty] | XX
5129387 | DURCO | NJHH-7-PCIR-2 | DRWTP-TRMT-CHLR SCRUBBER 2 /PUMP |  | NJBC | M | NJBC-BU-DRWTP-TRMT-CHLR | P203 | INSV | INST | HUSSAARM | 2013-10-13 | 213 CARRIAGE LANE |  |  |  |  | CHEMICAL | 0.00 HP AW | END SUCTION | 0.000 GPM | 0.00 UN |  |  |  | XX | AW |  |  |  |  | XX | 0.00 % |  | 0.0000 " | [7 empty] | XX
5129385 | DURCO | NJHH-7-PCIR-1 | DRWTP-TRMT-CHLR SCRUBBER 1 /PUMP |  | NJBC | M | NJBC-BU-DRWTP-TRMT-CHLR | P203 | INSV | INST | HUSSAARM | 2013-10-13 | 213 CARRIAGE LANE |  |  |  |  | CHEMICAL | 0.00 HP AW | END SUCTION | 0.000 GPM | 0.00 UN |  |  |  | XX | AW |  |  |  |  | XX | 0.00 % |  | 0.0000 " | [7 empty] | XX
5129383 | UNKNOWN | NJHH-7-PWBP-3 | DRWTP-RSHS-PRES BELT PRES 3 BSTR /PUMP |  | NJBC | M | NJBC-BU-DRWTP-RSHS-PRES | P203 | INSV | INST | HUSSAARM | 2013-10-13 | 213 CARRIAGE LANE |  |  |  |  | PROCESS EQUIPMENT |  | END SUCTION | [5 empty] | XX | AW |  |  |  |  | XX | [10 empty] | XX
5129380 | UNKNOWN | NJHH-7-PWBP-2 | DRWTP-RSHS-PRES BELT PRES 2 BSTR /PUMP |  | NJBC | M | NJBC-BU-DRWTP-RSHS-PRES | P203 | INSV | INST | HUSSAARM | 2013-10-13 | 213 CARRIAGE LANE |  |  |  |  | PROCESS EQUIPMENT |  | END SUCTION | [5 empty] | XX | AW |  |  |  |  | XX | [10 empty] | XX
5129378 | UNKNOWN | NJHH-7-PWBP-1 | DRWTP-RSHS-PRES BELT PRES 1 BSTR /PUMP |  | NJBC | M | NJBC-BU-DRWTP-RSHS-PRES | P203 | INSV | INST | HUSSAARM | 2013-10-13 | 213 CARRIAGE LANE |  |  |  |  | PROCESS EQUIPMENT |  | END SUCTION | [5 empty] | XX | AW |  |  |  |  | XX | [10 empty] | XX
5129375 | UNKNOWN | NJHH-7-PSUM-13 | DRWTP RESIDUALS SUMP /PUMP |  | NJBC | M | NJBC-BU-DRWTP | P203 | INSV | INST | HUSSAARM | 2013-10-13 | 213 CARRIAGE LANE |  |  |  |  | SUMP | 0.00 HP AW | SUBMERSIBLE | 0.000 GPM | 0.00 UN |  |  |  | XX | AW |  |  |  |  | XX | 0.00 % |  | 0.0000 " | [7 empty] | XX
5129373 | UNKNOWN | NJHH-7-PSUM-25 | DRWTP CLEARWELL SUMP /PUMP |  | NJBC | M | NJBC-BU-DRWTP | P203 | INSV | INST | HUSSAARM | 2013-10-13 | 213 CARRIAGE LANE |  |  |  |  | SUMP | 0.00 HP AW | SUBMERSIBLE | 0.000 GPM | 0.00 UN |  |  |  | XX | AW |  |  |  |  | XX | 0.00 % |  | 0.0000 " | [7 empty] | XX
5129371 | UNKNOWN | NJHH-7-PSUM-14 | DRWTP HSP VENTURI MTR SUMP /PUMP |  | NJBC | M | NJBC-BU-DRWTP | P203 | INSV | INST | HUSSAARM | 2013-10-13 | 213 CARRIAGE LANE |  |  |  |  | SUMP | 0.00 HP AW | SUBMERSIBLE | 0.000 GPM | 0.00 UN |  |  |  | XX | AW |  |  |  |  | XX | 0.00 % |  | 0.0000 " | [7 empty] | XX
5129368 | UNKNOWN | NJHH-7-PSUM-16 | DRWTP FILT GAL SANIT SUMP /PUMP |  | NJBC | M | NJBC-BU-DRWTP | P203 | INSV | INST | HUSSAARM | 2013-10-13 | 213 CARRIAGE LANE |  |  |  |  | SUMP | 0.00 HP AW | SUBMERSIBLE | 0.000 GPM | 0.00 UN |  |  |  | XX | AW |  |  |  |  | XX | 0.00 % |  | 0.0000 " | [7 empty] | XX
5129366 | UNKNOWN | NJHH-7-PSUM-15 | DRWTP FILT GAL RECY SUMP /PUMP |  | NJBC | M | NJBC-BU-DRWTP | P203 | INSV | INST | HUSSAARM | 2013-10-13 | 213 CARRIAGE LANE |  |  |  |  | SUMP | 0.00 HP AW | SUBMERSIBLE | 0.000 GPM | 0.00 UN |  |  |  | XX | AW |  |  |  |  | XX | 0.00 % |  | 0.0000 " | [7 empty] | XX
5129364 | UNKNOWN | NJHH-7-PSUM-24 | DRWTP SUPERP 4 W SUMP /PUMP |  | NJBC | M | NJBC-BU-DRWTP | P203 | INSV | INST | HUSSAARM | 2013-10-13 | 213 CARRIAGE LANE |  |  |  |  | SUMP | 0.00 HP AW | SUBMERSIBLE | 0.000 GPM | 0.00 UN |  |  |  | XX | AW |  |  |  |  | XX | 0.00 % |  | 0.0000 " | [7 empty] | XX
5129362 | UNKNOWN | NJHH-7-PSUM-23 | DRWTP SUPERP 2 W SUMP /PUMP |  | NJBC | M | NJBC-BU-DRWTP | P203 | INSV | INST | HUSSAARM | 2013-10-13 | 213 CARRIAGE LANE |  |  |  |  | SUMP | 0.00 HP AW | SUBMERSIBLE | 0.000 GPM | 0.00 UN |  |  |  | XX | AW |  |  |  |  | XX | 0.00 % |  | 0.0000 " | [7 empty] | XX
5129359 | UNKNOWN | NJHH-7-PSUM-22 | DRWTP SUPERP 4 E STAIR SUMP /PUMP |  | NJBC | M | NJBC-BU-DRWTP | P203 | INSV | INST | HUSSAARM | 2013-10-13 | 213 CARRIAGE LANE |  |  |  |  | SUMP | 0.00 HP AW | SUBMERSIBLE | 0.000 GPM | 0.00 UN |  |  |  | XX | AW |  |  |  |  | XX | 0.00 % |  | 0.0000 " | [7 empty] | XX
5129357 | UNKNOWN | NJHH-7-PSUM-21 | DRWTP SUPERP 4 E SUMP /PUMP |  | NJBC | M | NJBC-BU-DRWTP | P203 | INSV | INST | HUSSAARM | 2013-10-13 | 213 CARRIAGE LANE |  |  |  |  | SUMP | 0.00 HP AW | SUBMERSIBLE | 0.000 GPM | 0.00 UN |  |  |  | XX | AW |  |  |  |  | XX | 0.00 % |  | 0.0000 " | [7 empty] | XX
5129354 | UNKNOWN | NJHH-7-PSUM-20 | DRWTP SUPERP 2 -3 E SUMP /PUMP |  | NJBC | M | NJBC-BU-DRWTP | P203 | INSV | INST | HUSSAARM | 2013-10-13 | 213 CARRIAGE LANE |  |  |  |  | SUMP | 0.00 HP AW | SUBMERSIBLE | 0.000 GPM | 0.00 UN |  |  |  | XX | AW |  |  |  |  | XX | 0.00 % |  | 0.0000 " | [7 empty] | XX
5129352 | UNKNOWN | NJHH-7-PSUM-19 | DRWTP SUPERP 1 E SUMP /PUMP |  | NJBC | M | NJBC-BU-DRWTP | P203 | INSV | INST | HUSSAARM | 2013-10-13 | 213 CARRIAGE LANE |  |  |  |  | SUMP | 0.00 HP AW | SUBMERSIBLE | 0.000 GPM | 0.00 UN |  |  |  | XX | AW |  |  |  |  | XX | 0.00 % |  | 0.0000 " | [7 empty] | XX
5129350 | UNKNOWN | NJHH-7-PSUM-11 | DRWTP LIME RM SUMP /PUMP |  | NJBC | M | NJBC-BU-DRWTP | P203 | INSV | INST | HUSSAARM | 2013-10-13 | 213 CARRIAGE LANE |  |  |  |  | SUMP | 0.00 HP AW | SUBMERSIBLE | 0.000 GPM | 0.00 UN |  |  |  | XX | AW |  |  |  |  | XX | 0.00 % |  | 0.0000 " | [7 empty] | XX
5129347 | UNKNOWN | NJHH-7-PSUM-12 | DRWTP PAC RM SUMP /PUMP |  | NJBC | M | NJBC-BU-DRWTP | P203 | INSV | INST | HUSSAARM | 2013-10-13 | 213 CARRIAGE LANE |  |  |  |  | SUMP | 0.00 HP AW | SUBMERSIBLE | 0.000 GPM | 0.00 UN |  |  |  | XX | AW |  |  |  |  | XX | 0.00 % |  | 0.0000 " | [7 empty] | XX
5129345 | UNKNOWN | NJHH-7-PSUM-17 | DRWTP MXR TUBE RECY SUMP /PUMP |  | NJBC | M | NJBC-BU-DRWTP | P203 | INSV | INST | HUSSAARM | 2013-10-13 | 213 CARRIAGE LANE |  |  |  |  | SUMP | 0.00 HP AW | SUBMERSIBLE | 0.000 GPM | 0.00 UN |  |  |  | XX | AW |  |  |  |  | XX | 0.00 % |  | 0.0000 " | [7 empty] | XX
5129902 | CINCINNATI FAN | NJHH-7-AEXH-16 | DRWTP-TRMT BLWR 1 O3 CONT VNT GAS /PUMP |  | NJBC | M | NJBC-BU-DRWTP-TRMT | P203 | INSV | INST | HUSSAARM | 2013-10-13 | 213 CARRIAGE LANE |  | 9416312-A |  |  | PROCESS EQUIPMENT |  | CENT VACUUM | [5 empty] | XX | AW |  |  |  |  | XX | [10 empty] | XX
5145265 | UNKNOWN |  | PURE-W05 /PUMP |  | NJLO | M | NJLO-Z1-PURE.-W05. | P203 | OOS | INAC INST | HUSSAARM | 2013-10-13 | EAGLE CT |  |  |  |  | RAW WATER (GROUND) |  | SUBMERSIBLE |  | 100.00 UN | GPM |  |  | XX | AW |  |  |  |  | XX | [10 empty] | XX
5145257 | UNKNOWN |  | COMM Booster #3 /PUMP |  | NJLO | M | NJLO-Z1-COMM. | P203 | INSV | INST | HUSSAARM | 2013-10-13 | 657 Commodore Dr |  |  |  |  | DISTRIBUTION SYSTEM BOOSTER | 0.00 HP AW | SPLITCASE | 0.000 GPM | 0.00 UN | GPM |  |  | HORIZONTAL | AW |  |  |  |  | XX | 0.00 % |  | 0.0000 " | [7 empty] | XX
5145255 | UNKNOWN |  | COMM Booster #2 /PUMP |  | NJLO | M | NJLO-Z1-COMM. | P203 | INSV | INST | HUSSAARM | 2013-10-13 | 657 Commodore Dr |  |  |  |  | DISTRIBUTION SYSTEM BOOSTER | 0.00 HP AW | SPLITCASE | 0.000 GPM | 0.00 UN | GPM |  |  | HORIZONTAL | AW |  |  |  |  | XX | 0.00 % |  | 0.0000 " | [7 empty] | XX
5145252 | UNKNOWN |  | COMM Booster #1 /PUMP |  | NJLO | M | NJLO-Z1-COMM. | P203 | INSV | INST | HUSSAARM | 2013-10-13 | 657 Commodore Dr |  |  |  |  | DISTRIBUTION SYSTEM BOOSTER | 0.00 HP AW | SPLITCASE | 0.000 GPM | 0.00 UN | GPM |  |  | HORIZONTAL | AW |  |  |  |  | XX | 0.00 % |  | 0.0000 " | [7 empty] | XX
5145249 | UNKNOWN |  | BIRCH-W06 /PUMP |  | NJLO | M | NJLO-Z1-BIRCH-W06. | P203 | OOS | INST | HUSSAARM | 2013-10-13 | 358 BIRCH CREEK RD |  |  |  |  | RAW WATER (GROUND) |  | NON-SUBMERGED TURBINE |  | 500.00 UN | GPM |  |  | VERTICAL | AW |  |  |  |  | XX | [10 empty] | XX
5145247 | UNKNOWN |  | BIRCH-W04 /PUMP |  | NJLO | M | NJLO-Z1-BIRCH-W04. | P203 | INSV | INST | HUSSAARM | 2013-10-13 | 336 BIRCH CREEK RD |  |  |  |  | RAW WATER (GROUND) | 0.00 HP AW | NON-SUBMERGED TURBINE | 0.000 GPM | 500.00 UN | GPM |  |  | VERTICAL | AW |  |  |  |  | XX | 0.00 % |  | 0.0000 " | [7 empty] | XX
5145244 | UNKNOWN |  | BIRCH Backwash /PUMP |  | NJLO | M | NJLO-Z1-BIRCH | P203 | INSV | INST | HUSSAARM | 2013-10-13 | 322 BIRCH CREEK ROAD | [5 empty] | 0.00 HP AW | SPLITCASE | 0.000 GPM | 1,200.00 UN | GPM |  |  | HORIZONTAL | AW |  |  |  |  | XX | 0.00 % |  | 0.0000 " | [7 empty] | XX
5145234 | UNKNOWN |  | BIRCH High Service #3 /PUMP |  | NJLO | M | NJLO-Z1-BIRCH | P203 | INSV | INST | HUSSAARM | 2013-10-13 | 322 BIRCH CREEK ROAD |  |  |  |  | PLANT TO DISTRIBUTION PUMP | 0.00 HP AW | SPLITCASE | 0.000 GPM | 0.00 UN |  |  |  | HORIZONTAL | AW |  |  |  |  | XX | 0.00 % |  | 0.0000 " | [7 empty] | XX
5145232 | UNKNOWN |  | BIRCH High Service #2 /PUMP |  | NJLO | M | NJLO-Z1-BIRCH | P203 | INSV | INST | HUSSAARM | 2013-10-13 | 322 BIRCH CREEK ROAD |  |  |  |  | PLANT TO DISTRIBUTION PUMP | 0.00 HP AW | SPLITCASE | 0.000 GPM | 500.00 UN | GPM |  |  | HORIZONTAL | AW |  |  |  |  | XX | 0.00 % |  | 0.0000 " | [7 empty] | XX
5145229 | UNKNOWN |  | BIRCH High Service #1 /PUMP |  | NJLO | M | NJLO-Z1-BIRCH | P203 | INSV | INST | HUSSAARM | 2013-10-13 | 322 BIRCH CREEK ROAD |  |  |  |  | PLANT TO DISTRIBUTION PUMP | 0.00 HP AW | SPLITCASE | 0.000 GPM | 500.00 UN | GPM |  |  | HORIZONTAL | AW |  |  |  |  | XX | 0.00 % |  | 0.0000 " | [7 empty] | XX
5145227 | UNKNOWN |  | BIRCH Clearwell #2 /PUMP |  | NJLO | M | NJLO-Z1-BIRCH | P203 | INSV | INST | HUSSAARM | 2013-10-13 | 322 BIRCH CREEK ROAD |  |  |  |  | PROCESS EQUIPMENT |  | SUBMERSIBLE |  | 50.00 UN | GPM |  |  | XX | AW |  |  |  |  | XX | [10 empty] | XX
5145225 | UNKNOWN |  | BIRCH Clearwell #1 /PUMP |  | NJLO | M | NJLO-Z1-BIRCH | P203 | INSV | INST | HUSSAARM | 2013-10-13 | 322 BIRCH CREEK ROAD |  |  |  |  | PROCESS EQUIPMENT |  | SUBMERSIBLE |  | 50.00 UN | GPM |  |  | XX | AW |  |  |  |  | XX | [10 empty] | XX
5145201 | UNKNOWN |  | BECK-W07/PUMP |  | NJLO | M | NJLO-Z1-BECK.-W07. | P203 | INSV | INST | HUSSAARM | 2013-10-13 | 1541 HIGH HILL RD |  |  |  |  | RAW WATER (GROUND) |  | SUBMERSIBLE |  | 800.00 UN | GPM |  |  | XX | AW |  |  |  |  | XX | [10 empty] | XX
5144599 | UNKNOWN |  | BECK-W02 /PUMP |  | NJLO | M | NJLO-Z1-BECK.-W02. | P203 | INSV | INST | HUSSAARM | 2013-10-13 | 202 STIRRUP RD |  |  |  |  | RAW WATER (GROUND) | 0.00 HP AW | NON-SUBMERGED TURBINE | 0.000 GPM | 800.00 UN | GPM |  |  | VERTICAL | AW |  |  |  |  | XX | 0.00 % |  | 0.0000 " | [7 empty] | XX
5144597 | UNKNOWN |  | BECK Backwash /PUMP |  | NJLO | M | NJLO-Z1-BECK. | P203 | INSV | INST | HUSSAARM | 2013-10-13 | 1547 High Hill Rd | [6 empty] | SUBMERSIBLE |  | 800.00 UN | GPM |  |  | HORIZONTAL | AW |  |  |  |  | XX | [10 empty] | XX
5144595 | UNKNOWN |  | BECK Waste Pit #2 /PUMP |  | NJLO | M | NJLO-Z1-BECK. | P203 | INSV | INST | HUSSAARM | 2013-10-13 | 1547 High Hill Rd |  |  |  |  | SLUDGE |  | SUBMERSIBLE |  |  | GPD |  |  | XX | AW |  |  |  |  | XX | [10 empty] | XX
5144593 | UNKNOWN |  | BECK Waste Pit #1 /PUMP |  | NJLO | M | NJLO-Z1-BECK. | P203 | INSV | INST | HUSSAARM | 2013-10-13 | 1547 High Hill Rd |  |  |  |  | SLUDGE |  | SUBMERSIBLE |  |  | GPD |  |  | XX | AW |  |  |  |  | XX | [10 empty] | XX
5144566 | UNKNOWN |  | BECK High Service #4 /PUMP |  | NJLO | M | NJLO-Z1-BECK. | P203 | INSV | INST | HUSSAARM | 2013-10-13 | 1547 High Hill Rd |  |  |  |  | PLANT TO DISTRIBUTION PUMP | 0.00 HP AW | SPLITCASE | 0.000 GPM | 1,600.00 UN | GPM |  |  | HORIZONTAL | AW |  |  |  |  | XX | 0.00 % |  | 0.0000 " | [7 empty] | XX
5144563 | UNKNOWN |  | BECK High Service #3 /PUMP |  | NJLO | M | NJLO-Z1-BECK. | P203 | INSV | INST | HUSSAARM | 2013-10-13 | 1547 High Hill Rd |  |  |  |  | PLANT TO DISTRIBUTION PUMP | 0.00 HP AW | SPLITCASE | 0.000 GPM | 1,600.00 UN | GPM |  |  | HORIZONTAL | AW |  |  |  |  | XX | 0.00 % |  | 0.0000 " | [7 empty] | XX
5144561 | UNKNOWN |  | BECK High Service #2 /PUMP |  | NJLO | M | NJLO-Z1-BECK. | P203 | INSV | INST | HUSSAARM | 2013-10-13 | 1547 High Hill Rd |  |  |  |  | PLANT TO DISTRIBUTION PUMP | 0.00 HP AW | SPLITCASE | 0.000 GPM | 1,600.00 UN | GPM |  |  | HORIZONTAL | AW |  |  |  |  | XX | 0.00 % |  | 0.0000 " | [7 empty] | XX
5144559 | UNKNOWN |  | BECK Clearwell #3 /PUMP |  | NJLO | M | NJLO-Z1-BECK. | P203 | OOS | INST | HUSSAARM | 2013-10-13 | 1547 High Hill Rd |  |  |  |  | IN PLANT TRANSFER | 0.00 HP AW | NON-SUBMERGED TURBINE | 0.000 GPM | 800.00 UN | GPM |  |  | VERTICAL | AW |  |  |  |  | XX | 0.00 % |  | 0.0000 " | [7 empty] | XX
5144556 | UNKNOWN |  | BECK Clearwell #2 /PUMP |  | NJLO | M | NJLO-Z1-BECK. | P203 | INSV | INST | HUSSAARM | 2013-10-13 | 1547 High Hill Rd |  |  |  |  | IN PLANT TRANSFER | 0.00 HP AW | NON-SUBMERGED TURBINE | 0.000 GPM | 800.00 UN | GPM |  |  | VERTICAL | AW |  |  |  |  | XX | 0.00 % |  | 0.0000 " | [7 empty] | XX
5144554 | UNKNOWN |  | BECK Clearwell #1 /PUMP |  | NJLO | M | NJLO-Z1-BECK. | P203 | INSV | INST | HUSSAARM | 2013-10-13 | 1547 High Hill Rd |  |  |  |  | IN PLANT TRANSFER | 0.00 HP AW | NON-SUBMERGED TURBINE | 0.000 GPM | 800.00 UN | GPM |  |  | VERTICAL | AW |  |  |  |  | XX | 0.00 % |  | 0.0000 " | [7 empty] | XX
5129907 | CINCINNATI FAN | NJHH-7-AEXH-18 | DRWTP-TRMT BLWR 3 O3 CONT VNT GAS /PUMP |  | NJBC | M | NJBC-BU-DRWTP-TRMT | P203 | INSV | INST | HUSSAARM | 2013-10-13 | 213 CARRIAGE LANE |  | 9416312-B |  |  | PROCESS EQUIPMENT |  | CENT VACUUM | [5 empty] | XX | AW |  |  |  |  | XX | [10 empty] | XX
5129904 | CINCINNATI FAN | NJHH-7-AEXH-17 | DRWTP-TRMT BLWR 2 O3 CONT VNT GAS /PUMP |  | NJBC | M | NJBC-BU-DRWTP-TRMT | P203 | INSV | INST | HUSSAARM | 2013-10-13 | 213 CARRIAGE LANE |  | 9416312-C |  |  | PROCESS EQUIPMENT |  | CENT VACUUM | [5 empty] | XX | AW |  |  |  |  | XX | [10 empty] | XX
5129078 | FLYGT | NJHH-7-PSLG-21 | DRWTP-TRMT-SUPR 3 /PUMP |  | NJBC | M | NJBC-BU-DRWTP-TRMT-SUPR | P203 | INSV | INST | HUSSAARM | 2013-10-13 | 213 CARRIAGE LANE |  |  |  |  | SLUDGE |  | SUBMERSIBLE | [5 empty] | XX | AW |  |  |  |  | XX | [10 empty] | XX
5129076 | FLYGT | NJHH-7-PSLG-20 | DRWTP-TRMT-SUPR 2 /PUMP |  | NJBC | M | NJBC-BU-DRWTP-TRMT-SUPR | P203 | INSV | INST | HUSSAARM | 2013-10-13 | 213 CARRIAGE LANE |  |  |  |  | SLUDGE |  | SUBMERSIBLE | [5 empty] | XX | AW |  |  |  |  | XX | [10 empty] | XX
5129074 | FLYGT | NJHH-7-PSLG-19 | DRWTP-TRMT-SUPR 1 /PUMP |  | NJBC | M | NJBC-BU-DRWTP-TRMT-SUPR | P203 | INSV | INST | HUSSAARM | 2013-10-13 | 213 CARRIAGE LANE |  |  |  |  | SLUDGE |  | SUBMERSIBLE | [5 empty] | XX | AW |  |  |  |  | XX | [10 empty] | XX
5129072 | UNKNOWN |  | DRWTP-TRMT-CAUS TRANSFER 2 /PUMP |  | NJBC | M | NJBC-BU-DRWTP-TRMT-CAUS | P203 | INSV | INST | HUSSAARM | 2013-10-13 | 213 CARRIAGE LANE |  |  |  |  | IN PLANT TRANSFER |  | END SUCTION | [5 empty] | XX | AW |  |  |  |  | XX | [10 empty] | XX
5129069 | UNKNOWN |  | DRWTP-TRMT-ZINC TRANSFER 2 /PUMP |  | NJBC | M | NJBC-BU-DRWTP-TRMT-ZINC | P203 | INSV | INST | HUSSAARM | 2013-10-13 | 213 CARRIAGE LANE |  |  |  |  | IN PLANT TRANSFER |  | END SUCTION | [5 empty] | XX | AW |  |  |  |  | XX | [10 empty] | XX
5129067 | UNKNOWN |  | DRWTP-TRMT-ZINC TRANSFER 1 /PUMP |  | NJBC | M | NJBC-BU-DRWTP-TRMT-ZINC | P203 | INSV | INST | HUSSAARM | 2013-10-13 | 213 CARRIAGE LANE |  |  |  |  | IN PLANT TRANSFER |  | END SUCTION | [5 empty] | XX | AW |  |  |  |  | XX | [10 empty] | XX
5129061 | UNKNOWN |  | DRWTP-TRMT-CAUS TRANSFER 1 /PUMP |  | NJBC | M | NJBC-BU-DRWTP-TRMT-CAUS | P203 | INSV | INST | HUSSAARM | 2013-10-13 | 213 CARRIAGE LANE |  |  |  |  | IN PLANT TRANSFER |  | END SUCTION | [5 empty] | XX | AW |  |  |  |  | XX | [10 empty] | XX
5129049 | GOULDS | NJHH-7-PCLB-2 | DRWTP-TRMT-CHLR CL2 BOOSTER 2 /PUMP |  | NJBC | M | NJBC-BU-DRWTP-TRMT-CHLR | P203 | INSV | INST | HUSSAARM | 2013-10-13 | 213 CARRIAGE LANE |  | 7740949 |  |  | CHEMICAL |  | END SUCTION | [5 empty] | XX | AW |  |  |  |  | XX | [10 empty] | XX
5129047 | GOULDS | NJHH-7-PCLB-1 | DRWTP-TRMT-CHLR CL2 BOOSTER 1 /PUMP |  | NJBC | M | NJBC-BU-DRWTP-TRMT-CHLR | P203 | INSV | INST | HUSSAARM | 2013-10-13 | 213 CARRIAGE LANE |  | 7750720 |  |  | CHEMICAL | 0.00 HP AW | END SUCTION | 0.000 GPM | 0.00 UN |  |  |  | XX | AW |  |  |  |  | XX | 0.00 % |  | 0.0000 " | [7 empty] | XX
5129021 | UNKNOWN | NJHH-7-PCTP-11 | DRWTP-TRMT-FERR TRANSFER 2 /PUMP |  | NJBC | M | NJBC-BU-DRWTP-TRMT-FERR | P203 | INSV | INST | HUSSAARM | 2013-10-13 | 213 CARRIAGE LANE |  |  |  |  | IN PLANT TRANSFER | 0.00 HP AW | END SUCTION | 0.000 GPM | 0.00 UN |  |  |  | XX | AW |  |  |  |  | XX | 0.00 % |  | 0.0000 " | [7 empty] | XX
5129019 | UNKNOWN | NJHH-7-PCTP-10 | DRWTP-TRMT-FERR TRANSFER 1 /PUMP |  | NJBC | M | NJBC-BU-DRWTP-TRMT-FERR | P203 | INSV | INST | HUSSAARM | 2013-10-13 | 213 CARRIAGE LANE |  |  |  |  | IN PLANT TRANSFER | 0.00 HP AW | END SUCTION | 0.000 GPM | 0.00 UN |  |  |  | XX | AW |  |  |  |  | XX | 0.00 % |  | 0.0000 " | [7 empty] | XX
5129011 | AURORA | NJHH-7-PCIR-4 | DRWTP-TRMT-OZNE GEN 4 #2 /PUMP |  | NJBC | M | NJBC-BU-DRWTP-TRMT-OZNE | P203 | INSV | INST | HUSSAARM | 2013-10-13 | 213 CARRIAGE LANE |  | 321026-2 | PMP-415 |  | PROCESS EQUIPMENT | 0.00 HP AW | END SUCTION | 0.000 GPM | 0.00 UN |  |  |  | XX | AW |  |  |  |  | XX | 0.00 % |  | 0.0000 " | [7 empty] | XX
5129008 | AURORA | NJHH-7-PCIR-3 | DRWTP-TRMT-OZNE GEN 4 #1 /PUMP |  | NJBC | M | NJBC-BU-DRWTP-TRMT-OZNE | P203 | INSV | INST | HUSSAARM | 2013-10-13 | 213 CARRIAGE LANE |  | 321026-18.5625 | PMP-413 |  | PROCESS EQUIPMENT |  | END SUCTION | [5 empty] | XX | AW |  |  |  |  | XX |  |  |  | 2.5 |  |  | MECHANICAL |  |  |  | 1725 | CW (FROM MOTOR FAN END)
5129006 | UNKNOWN | NJHH-7-PHYD-2 | DRWTP-RWPS HYDROPNEUMATIC /PUMP |  | NJBC | M | NJBC-BU-DRWTP-RWPS | P203 | INSV | INST | HUSSAARM | 2013-10-13 | 213 CARRIAGE LN |  |  |  |  | PROCESS EQUIPMENT |  | END SUCTION |  |  | GPM |  |  | XX | AW |  |  |  |  | XX | [10 empty] | XX
5129004 | UNKNOWN | NJHH-7-PHYD-1 | DRWTP-LLPS HYDROPNEUMATIC /PUMP |  | NJBC | M | NJBC-BU-DRWTP-LLPS | P203 | INSV | INST | HUSSAARM | 2013-10-13 | 213 CARRIAGE LANE |  |  |  |  | PROCESS EQUIPMENT | 0.00 HP AW | END SUCTION | 0.000 GPM | 0.00 UN | GPM |  |  | XX | AW |  |  |  |  | XX | 0.00 % |  | 0.0000 " | [7 empty] | XX
5129002 | UNKNOWN | NJHH-7-PHYD-3 | DRWTP-HSPS HYDROPNEUMATIC /PUMP |  | NJBC | M | NJBC-BU-DRWTP-HSPS | P203 | INSV | INST | HUSSAARM | 2013-10-13 | 213 CARRIAGE LANE |  |  |  |  | PROCESS EQUIPMENT | 0.00 HP AW | END SUCTION | 0.000 GPM | 0.00 UN | GPM |  |  | XX | AW |  |  |  |  | XX | 0.00 % |  | 0.0000 " | [7 empty] | XX
5128699 | PEERLESS |  | DRWTP-HSPS BACKWASH 2 /PUMP |  | NJBC | M | NJBC-BU-DRWTP-HSPS | P203 | INSV | INST | HUSSAARM | 2013-10-13 | 213 CARRIAGE LANE |  | 92687A |  |  | IN PLANT TRANSFER | 0.00 HP AW | NON-SUBMERGED TURBINE | 0.000 GPM | 20.00 UN | MGD |  |  | VERTICAL | AW |  |  |  |  | XX | 0.00 % |  | 0.0000 " |  |  |  | PACKING |  |  |  | XX
5128697 | PEERLESS |  | DRWTP-HSPS BACKWASH 1 /PUMP |  | NJBC | M | NJBC-BU-DRWTP-HSPS | P203 | INSV | INST | HUSSAARM | 2013-10-13 | 213 CARRIAGE LANE |  | 92687B |  |  | IN PLANT TRANSFER | 0.00 HP AW | NON-SUBMERGED TURBINE | 0.000 GPM | 20.00 UN | MGD |  |  | VERTICAL | AW |  |  |  |  | XX | 0.00 % |  | 0.0000 " |  |  |  | PACKING |  |  |  | XX
5128695 | PEERLESS | NJHH-7-PDWP-6 | DRWTP-HSPS HS 6 /PUMP |  | NJBC | M | NJBC-BU-DRWTP-HSPS | P203 | INSV | INST | HUSSAARM | 2013-10-13 | 213 CARRIAGE LANE |  | 92684B |  |  | PLANT TO DISTRIBUTION PUMP | 0.00 HP AW | NON-SUBMERGED TURBINE | 0.000 GPM | 20.00 UN | MGD |  |  | VERTICAL | AW |  |  |  |  | XX | 0.00 % |  | 0.0000 " |  |  |  | PACKING |  |  |  | XX
5128693 | PEERLESS | NJHH-7-PDWP-5 | DRWTP-HSPS HS 5 /PUMP |  | NJBC | M | NJBC-BU-DRWTP-HSPS | P203 | INSV | INST | HUSSAARM | 2013-10-13 | 213 CARRIAGE LANE |  | 92684A |  |  | PLANT TO DISTRIBUTION PUMP | 600.00 HP AW | NON-SUBMERGED TURBINE | 0.000 GPM | 6,950.00 UN | GPM |  |  | VERTICAL | AW |  |  |  |  | XX | 0.00 % |  | 0.0000 " |  |  |  | PACKING |  |  | 230 | XX
5128690 | PEERLESS | NJHH-7-PDWP-4 | DRWTP-HSPS HS 4 /PUMP |  | NJBC | M | NJBC-BU-DRWTP-HSPS | P203 | INSV | INST | HUSSAARM | 2013-10-13 | 213 CARRIAGE LANE |  | 92683B |  |  | PLANT TO DISTRIBUTION PUMP | 500.00 HP AW | NON-SUBMERGED TURBINE | 0.000 GPM | 5,220.00 UN | GPM |  |  | VERTICAL | AW |  |  |  |  | XX | 0.00 % |  | 0.0000 " |  |  |  | PACKING |  |  | 224 | XX
5128688 | PEERLESS | NJHH-7-PDWP-3 | DRWTP-HSPS HS 3 /PUMP |  | NJBC | M | NJBC-BU-DRWTP-HSPS | P203 | INSV | INST | HUSSAARM | 2013-10-13 | 213 CARRIAGE LANE |  | 92683A |  |  | PLANT TO DISTRIBUTION PUMP | 500.00 HP AW | NON-SUBMERGED TURBINE | 0.000 GPM | 5,200.00 UN | GPM |  |  | VERTICAL | AW |  |  |  |  | XX | 0.00 % |  | 0.0000 " |  |  |  | PACKING |  |  | 224 | XX
5128686 | PEERLESS | NJHH-7-PDWP-2 | DRWTP-HSPS HS 2 /PUMP |  | NJBC | M | NJBC-BU-DRWTP-HSPS | P203 | INSV | INST | HUSSAARM | 2013-10-13 | 213 CARRIAGE LANE |  | 92684C |  |  | PLANT TO DISTRIBUTION PUMP | 600.00 HP AW | NON-SUBMERGED TURBINE | 0.000 GPM | 6,950.00 UN | GPM |  |  | VERTICAL | AW |  |  |  |  | XX | 0.00 % |  | 0.0000 " |  |  |  | PACKING |  |  | 230 | XX
5128684 | PEERLESS | NJHH-7-PDWP-1 | DRWTP-HSPS HS 1 /PUMP |  | NJBC | M | NJBC-BU-DRWTP-HSPS | P203 | INSV | INST | HUSSAARM | 2013-10-13 | 213 CARRIAGE LANE |  | 684842 / Y03X1890237R-1 |  |  | PLANT TO DISTRIBUTION PUMP | 600.00 HP AW | NON-SUBMERGED TURBINE | 0.000 GPM | 6,950.00 UN | GPM |  |  | VERTICAL | AW |  |  |  |  | XX | 0.00 % |  | 0.0000 " |  |  |  | PACKING |  |  | 230 | XX
5128682 | FLYGT | NJHH-7-PDRP-1 | DRWTP-LLPS DEWATERING /PUMP |  | NJBC | M | NJBC-BU-DRWTP-LLPS | P203 | INSV | INST | HUSSAARM | 2013-10-13 | 213 CARRIAGE LANE |  |  |  |  | SUMP |  | SUBMERSIBLE |  |  | GPM |  |  | XX | AW |  |  |  |  | XX | [10 empty] | XX
5129080 | FLYGT | NJHH-7-PSLG-22 | DRWTP-TRMT-SUPR 4 /PUMP |  | NJBC | M | NJBC-BU-DRWTP-TRMT-SUPR | P203 | INSV | INST | HUSSAARM | 2013-10-13 | 213 CARRIAGE LANE |  |  |  |  | SLUDGE | 0.00 HP AW | SUBMERSIBLE | 0.000 GPM | 0.00 UN |  |  |  | XX | AW |  |  |  |  | XX | 0.00 % |  | 0.0000 " | [7 empty] | XX
5129344 | UNKNOWN | NJHH-7-PSUM-18 | DRWTP MXR TUBE SANIT SUMP /PUMP |  | NJBC | M | NJBC-BU-DRWTP | P203 | INSV | INST | HUSSAARM | 2013-10-13 | 213 CARRIAGE LANE |  |  |  |  | SUMP | 0.00 HP AW | SUBMERSIBLE | 0.000 GPM | 0.00 UN |  |  |  | XX | AW |  |  |  |  | XX | 0.00 % |  | 0.0000 " | [7 empty] | XX
5129343 | UNKNOWN | NJHH-7-PSUM-10 | DRWTP ADMIN RM 4 SUMP /PUMP |  | NJBC | M | NJBC-BU-DRWTP | P203 | INSV | INST | HUSSAARM | 2013-10-13 | 213 CARRIAGE LANE |  |  |  |  | SUMP | 0.00 HP AW | SUBMERSIBLE | 0.000 GPM | 0.00 UN |  |  |  | XX | AW |  |  |  |  | XX | 0.00 % |  | 0.0000 " | [7 empty] | XX
5129342 | UNKNOWN | NJHH-7-PSAM-14 | DRWTP SAMPLE 5A /PUMP |  | NJBC | M | NJBC-BU-DRWTP | P203 | INSV | INST | HUSSAARM | 2013-10-13 | 213 CARRIAGE LANE |  |  |  |  | SAMPLE | 0.00 HP AW | END SUCTION | 0.000 GPM | 0.00 UN |  |  |  | XX | AW |  |  |  |  | XX | 0.00 % |  | 0.0000 " | [7 empty] | XX
5129341 | UNKNOWN |  | DRWTP-RWPS DIESEL TRANSFER 2 /PUMP |  | NJBC | M | NJBC-BU-DRWTP-RWPS | P203 | INSV | INST | HUSSAARM | 2013-10-13 | 213 CARRIAGE LN |  |  |  |  | FUEL |  | END SUCTION | [5 empty] | XX | AW |  |  |  |  | XX | [10 empty] | XX
5129340 | UNKNOWN |  | DRWTP-RWPS DIESEL TRANSFER 1 /PUMP |  | NJBC | M | NJBC-BU-DRWTP-RWPS | P203 | INSV | INST | HUSSAARM | 2013-10-13 | 213 CARRIAGE LN |  |  |  |  | FUEL |  | END SUCTION | [5 empty] | XX | AW |  |  |  |  | XX | [10 empty] | XX
5129339 | UNKNOWN |  | DRWTP DIESEL TRANSFER 2 /PUMP |  | NJBC | M | NJBC-BU-DRWTP | P203 | INSV | INST | HUSSAARM | 2013-10-13 | 213 CARRIAGE LANE |  |  |  |  | FUEL |  | END SUCTION | [5 empty] | XX | AW |  |  |  |  | XX | [10 empty] | XX
5129338 | UNKNOWN |  | DRWTP DIESEL TRANSFER 1 /PUMP |  | NJBC | M | NJBC-BU-DRWTP | P203 | INSV | INST | HUSSAARM | 2013-10-13 | 213 CARRIAGE LANE |  |  |  |  | FUEL | 0.00 HP AW | END SUCTION | 0.000 GPM | 0.00 UN |  |  |  | XX | AW |  |  |  |  | XX | 0.00 % |  | 0.0000 " | [7 empty] | XX
5129337 | AURORA | NJHH-7-PSAM-18 | DRWTP SAMPLE 9 /PUMP |  | NJBC | M | NJBC-BU-DRWTP | P203 | INSV | INST | HUSSAARM | 2013-10-13 | 213 CARRIAGE LANE |  |  |  |  | SAMPLE | 0.00 HP AW | END SUCTION | 0.000 GPM | 0.00 UN |  |  |  | XX | AW |  |  |  |  | XX | 0.00 % |  | 0.0000 " | [7 empty] | XX
5129336 | AURORA | NJHH-7-PSAM-17 | DRWTP SAMPLE 8 /PUMP |  | NJBC | M | NJBC-BU-DRWTP | P203 | INSV | INST | HUSSAARM | 2013-10-13 | 213 CARRIAGE LANE |  |  |  |  | SAMPLE |  | END SUCTION | [5 empty] | XX | AW |  |  |  |  | XX | [10 empty] | XX
5129335 | AURORA | NJHH-7-PSAM-16 | DRWTP SAMPLE 7 /PUMP |  | NJBC | M | NJBC-BU-DRWTP | P203 | INSV | INST | HUSSAARM | 2013-10-13 | 213 CARRIAGE LANE |  |  |  |  | SAMPLE |  | END SUCTION | [5 empty] | XX | AW |  |  |  |  | XX | [10 empty] | XX
5129332 | AURORA | NJHH-7-PSAM-15 | DRWTP SAMPLE 6 /PUMP |  | NJBC | M | NJBC-BU-DRWTP | P203 | INSV | INST | HUSSAARM | 2013-10-13 | 213 CARRIAGE LANE |  |  |  |  | SAMPLE | 0.00 HP AW | END SUCTION | 0.000 GPM | 0.00 UN |  |  |  | XX | AW |  |  |  |  | XX | 0.00 % |  | 0.0000 " | [7 empty] | XX
5129330 | AURORA | NJHH-7-PSAM-13 | DRWTP SAMPLE 5 /PUMP |  | NJBC | M | NJBC-BU-DRWTP | P203 | INSV | INST | HUSSAARM | 2013-10-13 | 213 CARRIAGE LANE |  |  |  |  | SAMPLE | 0.00 HP AW | END SUCTION | 0.000 GPM | 0.00 UN |  |  |  | XX | AW |  |  |  |  | XX | 0.00 % |  | 0.0000 " | [7 empty] | XX
5129328 | AURORA | NJHH-7-PSAM-12 | DRWTP SAMPLE 4 /PUMP |  | NJBC | M | NJBC-BU-DRWTP | P203 | INSV | INST | HUSSAARM | 2013-10-13 | 213 CARRIAGE LANE |  |  |  |  | SAMPLE | 0.00 HP AW | END SUCTION | 0.000 GPM | 0.00 UN |  |  |  | XX | AW |  |  |  |  | XX | 0.00 % |  | 0.0000 " | [7 empty] | XX
5129326 | AURORA | NJHH-7-PSAM-11 | DRWTP SAMPLE 3 /PUMP |  | NJBC | M | NJBC-BU-DRWTP | P203 | INSV | INST | HUSSAARM | 2013-10-13 | 213 CARRIAGE LANE |  |  |  |  | SAMPLE |  | END SUCTION | [5 empty] | XX | AW |  |  |  |  | XX | [10 empty] | XX
5129324 | AURORA | NJHH-7-PSAM-10 | DRWTP SAMPLE 2 /PUMP |  | NJBC | M | NJBC-BU-DRWTP | P203 | INSV | INST | HUSSAARM | 2013-10-13 | 213 CARRIAGE LANE |  |  |  |  | SAMPLE |  | END SUCTION | [5 empty] | XX | AW |  |  |  |  | XX | [10 empty] | XX
5129322 | AURORA |  | DRWTP SAMPLE 1 /PUMP |  | NJBC | M | NJBC-BU-DRWTP | P203 | INSV | INST | HUSSAARM | 2013-10-13 | 213 CARRIAGE LANE |  |  |  |  | SAMPLE |  | END SUCTION | [5 empty] | XX | AW |  |  |  |  | XX | [10 empty] | XX
5129315 | UNKNOWN |  | DRWTP-RSHS-PRES WASHWATER 3 /PUMP |  | NJBC | M | NJBC-BU-DRWTP-RSHS-PRES | P203 | INSV | INST | HUSSAARM | 2013-10-13 | 213 CARRIAGE LANE |  |  |  |  | PROCESS EQUIPMENT |  | END SUCTION | [5 empty] | XX | AW |  |  |  |  | XX | [10 empty] | XX
5129313 | UNKNOWN | NJHH-7-PWWP-2 | DRWTP-RSHS-PRES WASHWATER 2 /PUMP |  | NJBC | M | NJBC-BU-DRWTP-RSHS-PRES | P203 | INSV | INST | HUSSAARM | 2013-10-13 | 213 CARRIAGE LANE |  |  |  |  | PROCESS EQUIPMENT |  | END SUCTION | [5 empty] | XX | AW |  |  |  |  | XX | [10 empty] | XX
5129311 | UNKNOWN | NJHH-7-PWWP-1 | DRWTP-RSHS-PRES WASHWATER 1 /PUMP |  | NJBC | M | NJBC-BU-DRWTP-RSHS-PRES | P203 | INSV | INST | HUSSAARM | 2013-10-13 | 213 CARRIAGE LANE |  |  |  |  | PROCESS EQUIPMENT | 0.00 HP AW | END SUCTION | 0.000 GPM | 0.00 UN |  |  |  | XX | AW |  |  |  |  | XX | 0.00 % |  | 0.0000 " | [7 empty] | XX
5129093 | FLYGT | NJHH-7-PSLG-11 | DRWTP-RSHS-CLAR CLR 2 SLUDGE /PUMP |  | NJBC | M | NJBC-BU-DRWTP-RSHS-CLAR | P203 | INSV | INST | HUSSAARM | 2013-10-13 | 213 CARRIAGE LANE |  |  |  |  | SLUDGE | 0.00 HP AW | SUBMERSIBLE | 0.000 GPM | 0.00 UN |  |  |  | XX | AW |  |  |  |  | XX | 0.00 % |  | 0.0000 " | [7 empty] | XX
5129091 | FLYGT | NJHH-7-PSLG-10 | DRWTP-RSHS-CLAR CLR 1 SLUDGE /PUMP |  | NJBC | M | NJBC-BU-DRWTP-RSHS-CLAR | P203 | INSV | INST | HUSSAARM | 2013-10-13 | 213 CARRIAGE LANE |  |  |  |  | SLUDGE | 0.00 HP AW | SUBMERSIBLE | 0.000 GPM | 0.00 UN |  |  |  | XX | AW |  |  |  |  | XX | 0.00 % |  | 0.0000 " | [7 empty] | XX
5129089 | FLYGT | NJHH-7-PSUP-4 | DRWTP-RSHS-CLAR CLR 2 DECANT 2 /PUMP |  | NJBC | M | NJBC-BU-DRWTP-RSHS-CLAR | P203 | INSV | INST | HUSSAARM | 2013-10-13 | 213 CARRIAGE LANE |  |  |  |  | IN PLANT TRANSFER |  | SUBMERSIBLE | [5 empty] | XX | AW |  |  |  |  | XX | [10 empty] | XX
5129087 | FLYGT | NJHH-7-PSUP-3 | DRWTP-RSHS-CLAR CLR 2 DECANT 1 /PUMP |  | NJBC | M | NJBC-BU-DRWTP-RSHS-CLAR | P203 | INSV | INST | HUSSAARM | 2013-10-13 | 213 CARRIAGE LANE |  |  |  |  | IN PLANT TRANSFER |  | SUBMERSIBLE | [5 empty] | XX | AW |  |  |  |  | XX | [10 empty] | XX
5129085 | FLYGT | NJHH-7-PSUP-2 | DRWTP-RSHS-CLAR CLR 1 DECANT 2 /PUMP |  | NJBC | M | NJBC-BU-DRWTP-RSHS-CLAR | P203 | INSV | INST | HUSSAARM | 2013-10-13 | 213 CARRIAGE LANE |  |  |  |  | IN PLANT TRANSFER |  | SUBMERSIBLE | [5 empty] | XX | AW |  |  |  |  | XX | [10 empty] | XX
5129082 | FLYGT | NJHH-7-PSUP-1 | DRWTP-RSHS-CLAR CLR 1 DECANT 1 /PUMP |  | NJBC | M | NJBC-BU-DRWTP-RSHS-CLAR | P203 | INSV | INST | HUSSAARM | 2013-10-13 | 213 CARRIAGE LANE |  |  |  |  | IN PLANT TRANSFER |  | SUBMERSIBLE | [5 empty] | XX | AW |  |  |  |  | XX | [10 empty] | XX
5109604 | UNKNOWN | NJHH-15-PWLL-38 | OLDORCHARD-W38 /PUMP |  | NJBC | M | NJBC-CM-OLDOR-W38. | P203 | INSV | INST | HUSSAARM | 2013-10-13 | 2070 RT 70 |  |  |  |  | RAW WATER (GROUND) | 0.00 HP AW | NON-SUBMERGED TURBINE | 0.000 GPM | 2.07 UN | MGD |  | WATER | VERTICAL | AW |  |  |  |  | 12 | 0.00 % |  | 0.0000 " |  |  |  | PACKING |  |  | 265 | XX
5107900 | UNKNOWN | NJHH-52-PWLL-22 | COOPER-IVY-W22 /PUMP |  | NJBC | M | NJBC-BU-COOPE-IVY.-W22. | P203 | INSV | INST | HUSSAARM | 2013-10-13 | 213 IVY RD |  |  |  |  | RAW WATER (GROUND) | 0.00 HP AW | NON-SUBMERGED TURBINE | 0.000 GPM | 0.00 UN | MGD |  | WATER | VERTICAL | AW |  |  |  |  | 8 | 0.00 % |  | 0.0000 " |  |  |  | PACKING |  |  |  | XX
5106896 | UNKNOWN | NJHH-50-PWLL-15 | BEVERLY-W15 /PUMP |  | NJBC | M | NJBC-BU-BEVER-W15. | P203 | INSV | INAC INST | HUSSAARM | 2013-10-13 | 40 BROAD ST |  |  |  |  | RAW WATER (GROUND) |  | NON-SUBMERGED TURBINE |  |  | MGD |  |  | VERTICAL | AW |  |  |  |  | 10 | [6 empty] | PACKING |  |  |  | XX
5106894 | MARCH |  | FELLOWSHIP Hypochlorite Transfer /PUMP |  | NJBC | M | NJBC-BU-FELLO | P203 | INSV | INST | HUSSAARM | 2013-10-13 | 3 SPRINGDALE RD |  |  |  |  | CHEMICAL | 0.00 HP AW | END SUCTION | 0.000 GPM | 0.00 UN | GPM |  | OTHER | XX | AW |  |  |  |  | XX | 0.00 % |  | 0.0000 " |  |  |  | MECHANICAL |  |  |  | XX
5106893 | UNKNOWN | NJHH-54-PSUM-1 | MAPLECOIC Sump /PUMP |  | NJBC | M | NJBC-BU-MACIC | P203 | INSV | INST | HUSSAARM | 2013-10-13 | 665 N COLES AVE |  |  |  |  | SUMP |  | SUBMERSIBLE |  |  | OTHER |  | OTHER | XX | AW |  |  |  |  | XX | [10 empty] | XX
5097290 | UNKNOWN |  | TURN Altitude Vault Sump /PUMP |  | NJPG | M | NJPG-PG-TURN. | P203 | INSV | INST | HUSSAARM | 2013-10-13 | 792 HARDING HWY |  |  |  |  | SUMP |  | SUBMERSIBLE |  |  | GPM |  |  | XX | AW |  |  |  |  | XX | [10 empty] | XX
5097289 | UNKNOWN |  | PEDR-PMP Booster #2 7hp /PUMP |  | NJPG | M | NJPG-PG-PEDR.-PMP. | P203 | INSV | INST | HUSSAARM | 2013-10-13 | 17 CAROLINA RD |  |  |  |  | DISTRIBUTION SYSTEM BOOSTER | 0.00 HP AW | NON-SUBMERGED TURBINE | 0.000 GPM | 0.00 UN | GPM |  |  | HORIZONTAL | AW |  |  |  |  | 2 | 0.00 % |  | 0.0000 " | 2 |  |  | MECHANICAL |  |  |  | XX
5097288 | UNKNOWN |  | PEDR-PMP Booster #1 5hp /PUMP |  | NJPG | M | NJPG-PG-PEDR.-PMP. | P203 | INSV | INST | HUSSAARM | 2013-10-13 | 17 CAROLINA RD |  |  |  |  | DISTRIBUTION SYSTEM BOOSTER | 0.00 HP AW | NON-SUBMERGED TURBINE | 0.000 GPM | 0.00 UN | GPM |  |  | HORIZONTAL | AW |  |  |  |  | 2 | 0.00 % |  | 0.0000 " | 2 |  |  | MECHANICAL |  |  |  | XX
5097287 | UNKNOWN |  | BROA Altitude Vault Sump /PUMP |  | NJPG | M | NJPG-PG-BROA. | P203 | INSV | INST | HUSSAARM | 2013-10-13 | 163 N BROAD ST |  |  |  |  | SUMP | 0.00 HP AW | SUBMERSIBLE | 0.000 GPM | 0.00 UN | GPM |  |  | XX | AW |  |  |  |  | XX | 0.00 % |  | 0.0000 " | [7 empty] | XX
5097286 | UNKNOWN |  | NAYL Altitude Vault Sump /PUMP |  | NJPG | M | NJPG-PG-NAYL. | P203 | INSV | INST | HUSSAARM | 2013-10-13 | 40 NAYLOR AVE |  |  |  |  | SUMP | 0.00 HP AW | SUBMERSIBLE | 0.000 GPM | 0.00 UN | GPM |  |  | XX | AW |  |  |  |  | XX | 0.00 % |  | 0.0000 " | [7 empty] | XX
5097264 | UNKNOWN |  | LAYT-W04 /PUMP |  | NJPG | M | NJPG-PG-LAYT.-W04. | P203 | INSV | INST | HUSSAARM | 2013-10-13 | 63 PENNSVILLE-AUBURN RD |  |  |  |  | RAW WATER (GROUND) | 0.00 HP AW | SUBMERSIBLE | 0.000 GPM | 0.00 UN | GPM |  |  | XX | AW |  |  |  |  | 4 | 0.00 % |  | 0.0000 " |  |  |  | MECHANICAL |  |  |  | XX
5097248 | UNKNOWN |  | LAYT-W02 /PUMP |  | NJPG | M | NJPG-PG-LAYT.-W02. | P203 | INSV | INST | HUSSAARM | 2013-10-13 | 50 PENNSVILLE-AUBURN RD |  |  |  |  | RAW WATER (GROUND) | 0.00 HP AW | SUBMERSIBLE | 0.000 GPM | 0.00 UN | GPM |  |  | XX | AW |  |  |  |  | 4 | 0.00 % |  | 0.0000 " |  |  |  | MECHANICAL |  |  |  | XX
5097246 | UNKNOWN |  | LAYT-W11A /PUMP |  | NJPG | M | NJPG-PG-LAYT.-W11A | P203 | INSV | INST | HUSSAARM | 2013-10-13 | 54 PENNSVILLE-AUBURN RD |  |  |  |  | RAW WATER (GROUND) |  | SUBMERSIBLE |  |  | GPM |  |  | XX | AW |  |  |  |  | 6 | [6 empty] | PACKING |  |  |  | XX
5097238 | UNKNOWN |  | CLEV Altitude Vault Sump /PUMP |  | NJPG | M | NJPG-PG-CLEV. | P203 | INSV | INST | HUSSAARM | 2013-10-13 | 299 JOHNSON ST |  |  |  |  | SUMP |  | SUBMERSIBLE |  |  | GPM |  |  | XX | AW |  |  |  |  | XX | [10 empty] | XX
5097228 | UNKNOWN |  | RANN Altitude Vault Sump /PUMP |  | NJPG | M | NJPG-PG-RANN. | P203 | INSV | INST | HUSSAARM | 2013-10-13 | 370 HARDING HWY |  |  |  |  | SUMP |  | SUBMERSIBLE |  |  | GPM |  |  | XX | AW |  |  |  |  | XX | [10 empty] | XX
5097227 | UNKNOWN |  | RANN-W1A Sump /PUMP |  | NJPG | M | NJPG-PG-RANN.-W1A. | P203 | INSV | INST | HUSSAARM | 2013-10-13 | 370 HARDING HWY |  |  |  |  | SUMP |  | SUBMERSIBLE |  |  | GPM |  |  | XX | AW |  |  |  |  | XX | [10 empty] | XX
5097226 | UNKNOWN |  | RANN-W2B Sump /PUMP |  | NJPG | M | NJPG-PG-RANN.-W2B. | P203 | INSV | INST | HUSSAARM | 2013-10-13 | 370 HARDING HWY |  |  |  |  | SUMP | 0.00 HP AW | SUBMERSIBLE | 0.000 GPM | 0.00 UN | GPM |  |  | XX | AW |  |  |  |  | XX | 0.00 % |  | 0.0000 " | [7 empty] | XX
5097225 | UNKNOWN |  | RANN Altitude Vault Sump /PUMP |  | NJPG | M | NJPG-PG-RANN. | P203 | INSV | INST | HUSSAARM | 2013-10-13 | 370 HARDING HWY |  |  |  |  | SUMP |  | SUBMERSIBLE |  |  | GPM |  |  | XX | AW |  |  |  |  | XX | [10 empty] | XX
5097224 | UNKNOWN |  | RANN-W7 /PUMP |  | NJPG | M | NJPG-PG-RANN.-W7.. | P203 | INSV | INST | HUSSAARM | 2013-10-13 | 370 HARDING HWY |  |  |  |  | RAW WATER (GROUND) | 0.00 HP AW | NON-SUBMERGED TURBINE | 0.000 GPM | 0.00 UN | GPM |  |  | XX | AW |  |  |  |  | 8 | 0.00 % |  | 0.0000 " |  |  |  | PACKING |  |  |  | XX
5097223 | UNKNOWN |  | RANN-W3A /PUMP |  | NJPG | M | NJPG-PG-RANN.-W3A. | P203 | OOS | INAC INST | HUSSAARM | 2013-10-13 | 370 HARDING HWY |  |  |  |  | RAW WATER (GROUND) |  | SUBMERSIBLE |  |  | GPM |  |  | XX | AW |  |  |  |  | 2 | [10 empty] | XX
5097222 | UNKNOWN |  | RANN-W2B /PUMP |  | NJPG | M | NJPG-PG-RANN.-W2B. | P203 | INSV | INST | HUSSAARM | 2013-10-13 | 370 HARDING HWY |  |  |  |  | RAW WATER (GROUND) |  | SUBMERSIBLE |  |  | GPM |  |  | XX | AW |  |  |  |  | 4 | [10 empty] | XX
5097221 | UNKNOWN |  | RANN-W1A /PUMP |  | NJPG | M | NJPG-PG-RANN.-W1A. | P203 | INSV | INST | HUSSAARM | 2013-10-13 | 370 HARDING HWY |  |  |  |  | RAW WATER (GROUND) | 0.00 HP AW | SUBMERSIBLE | 0.000 GPM | 0.00 UN | GPM |  |  | XX | AW |  |  |  |  | 4 | 0.00 % |  | 0.0000 " |  |  |  | PACKING |  |  |  | XX
5097220 | UNKNOWN |  | RANN High Service 20hp /PUMP |  | NJPG | M | NJPG-PG-RANN. | P203 | OOS | INAC INST | HUSSAARM | 2013-10-13 | 370 HARDING HWY |  |  |  |  | PLANT TO DISTRIBUTION PUMP | 0.00 HP AW | NON-SUBMERGED TURBINE | 0.000 GPM | 0.00 UN | GPM |  |  | VERTICAL | AW |  |  |  |  | 8 | 0.00 % |  | 0.0000 " |  |  |  | PACKING |  |  |  | XX
5097219 | UNKNOWN |  | RANN High Service 40hp /PUMP |  | NJPG | M | NJPG-PG-RANN. | P203 | OOS | INAC INST | HUSSAARM | 2013-10-13 | 370 HARDING HWY |  |  |  |  | PLANT TO DISTRIBUTION PUMP | 0.00 HP AW | NON-SUBMERGED TURBINE | 0.000 GPM | 0.00 UN | GPM |  |  | VERTICAL | AW |  |  |  |  | 10 | 0.00 % |  | 0.0000 " |  |  |  | PACKING |  |  |  | XX
5097218 | UNKNOWN |  | GOLD Altitude Vault Sump /PUMP |  | NJPG | M | NJPG-PG-GOLD. | P203 | INSV | INST | HUSSAARM | 2013-10-13 | NEW JERSEY TPKE |  |  |  |  | SUMP |  | SUBMERSIBLE |  |  | GPM |  |  | XX | AW |  |  |  |  | XX | [6 empty] | PACKING |  |  |  | XX
5097217 | UNKNOWN |  | RANN-W3A Sump /PUMP |  | NJPG | M | NJPG-PG-RANN.-W3A. | P203 | OOS | INAC INST | HUSSAARM | 2013-10-13 | 370 HARDING HWY |  |  |  |  | SUMP |  | SUBMERSIBLE |  |  | GPM |  |  | XX | AW |  |  |  |  | XX | [10 empty] | XX
5107902 | UNKNOWN | NJHH-53-PWLL-1 | COOPER-W32 /PUMP |  | NJBC | M | NJBC-BU-COOPE-W32. | P203 | INSV | INST | HUSSAARM | 2013-10-13 | 100 HENDRICKSON AVE |  |  |  |  | RAW WATER (GROUND) | 0.00 HP AW | NON-SUBMERGED TURBINE | 0.000 GPM | 0.00 UN | MGD |  | WATER | VERTICAL | AW |  |  |  |  | XX | 0.00 % |  | 0.0000 " |  |  |  | PACKING |  |  |  | XX
5107947 | UNKNOWN | NJHH-9-PWLL-17 | ASHLAND-W17 /PUMP |  | NJBC | M | NJBC-CM-ASHLA-W17. | P203 | INSV | INST | HUSSAARM | 2013-10-13 | 107 ATLANTIC AVE |  |  |  |  | RAW WATER (GROUND) | 0.00 HP AW | NON-SUBMERGED TURBINE | 0.000 GPM | 0.00 UN | MGD |  | WATER | VERTICAL | AW |  |  |  |  | 8 | 0.00 % |  | 0.0000 " |  |  |  | PACKING |  |  |  | XX
5107945 | UNKNOWN | NJHH-27-PDWP-3 | 30TH High Service #3 /PUMP |  | NJBC | M | NJBC-CM-30TH. | P203 | INSV | INST | HUSSAARM | 2013-10-13 | 2940 SAUNDERS ST |  |  |  |  | PLANT TO DISTRIBUTION PUMP |  | SPLITCASE |  |  | MGD |  | WATER | HORIZONTAL | AW |  |  |  |  | 12 | [6 empty] | PACKING |  |  |  | XX
5107944 | UNKNOWN | NJHH-27-PDWP-1 | 30TH High Service #2 /PUMP |  | NJBC | M | NJBC-CM-30TH. | P203 | INSV | INST | HUSSAARM | 2013-10-13 | 2940 SAUNDERS ST |  |  |  |  | PLANT TO DISTRIBUTION PUMP |  | SPLITCASE |  | 2.52 UN | MGD |  | WATER | HORIZONTAL | AW |  |  |  |  | 12 | [6 empty] | PACKING |  |  |  | XX
5107942 | UNKNOWN | NJHH-71-PDWP-2 | TAYLORS Booster #2 /PUMP |  | NJBC | M | NJBC-BU-TAYLO | P203 | INSV | INST | HUSSAARM | 2013-10-13 | 1906 TAYLORS LN |  |  |  |  | DISTRIBUTION SYSTEM BOOSTER | 0.00 HP AW | SPLITCASE | 0.000 GPM | 2.52 UN | MGD |  | WATER | HORIZONTAL | AW |  |  |  |  | 12 | 0.00 % |  | 0.0000 " |  |  |  | PACKING |  |  |  | XX
5107941 | UNKNOWN | NJHH-71-PDWP-1 | TAYLORS Booster #1 /PUMP |  | NJBC | M | NJBC-BU-TAYLO | P203 | INSV | INST | HUSSAARM | 2013-10-13 | 1906 TAYLORS LN |  |  |  |  | DISTRIBUTION SYSTEM BOOSTER | 0.00 HP AW | SPLITCASE | 0.000 GPM | 2.52 UN | MGD |  | WATER | HORIZONTAL | AW |  |  |  |  | 12 | 0.00 % |  | 0.0000 " |  |  |  | PACKING |  |  |  | XX
5107940 | UNKNOWN | NJHH-74-PWLL-31 | STEPHENS-W31 /PUMP |  | NJBC | M | NJBC-BU-STEPH-W31. | P203 | INSV | INST | HUSSAARM | 2013-10-13 | 210 STEPHEN DR |  |  |  |  | RAW WATER (GROUND) |  | NON-SUBMERGED TURBINE |  |  | MGD |  | WATER | VERTICAL | AW |  |  |  |  | 10 | [6 empty] | PACKING |  |  |  | XX
5107939 | UNKNOWN | NJHH-74-PWLL-28 | STEPHENS-W28 /PUMP |  | NJBC | M | NJBC-BU-STEPH-W28. | P203 | INSV | INST | HUSSAARM | 2013-10-13 | 208 STEPHEN DR |  |  |  |  | RAW WATER (GROUND) |  | NON-SUBMERGED TURBINE |  |  | MGD |  | WATER | VERTICAL | AW |  |  |  |  | 8 | [6 empty] | PACKING |  |  |  | XX
5107938 | UNKNOWN | NJHH-5-PDWP-3 | RIVERROAD-BST Booster #3 /PUMP |  | NJBC | M | NJBC-BU-RVBST-BPMP | P203 | INSV | INST | HUSSAARM | 2013-10-13 | 2767 BROAD ST |  |  |  |  | DISTRIBUTION SYSTEM BOOSTER | 0.00 HP AW | SPLITCASE | 0.000 GPM | 1.10 UN | MGD |  | WATER | HORIZONTAL | AW |  |  |  |  | XX | 0.00 % |  | 0.0000 " |  |  |  | PACKING |  |  |  | XX
5107937 | Ingersoll | NJHH-5-PDWP-2 | RIVERROAD-BST Booster #2 /PUMP |  | NJBC | M | NJBC-BU-RVBST-BPMP | P203 | INSV | INST | HUSSAARM | 2013-10-13 | 2767 BROAD ST |  |  |  |  | DISTRIBUTION SYSTEM BOOSTER | 100.00 HP AW | SPLITCASE | 0.000 GPM | 2,100.00 UN | GPM |  | WATER | HORIZONTAL | AW |  |  |  |  | XX | 0.00 % |  | 0.0000 " |  |  |  | PACKING |  |  | 140 | XX
5107936 | Ingersoll | NJHH-5-PDWP-1 | RIVERROAD-BST Booster #1 /PUMP |  | NJBC | M | NJBC-BU-RVBST-BPMP | P203 | INSV | INST | HUSSAARM | 2013-10-13 | 2767 BROAD ST |  |  |  |  | DISTRIBUTION SYSTEM BOOSTER | 100.00 HP AW | SPLITCASE | 0.000 GPM | 2,100.00 UN | GPM |  | WATER | HORIZONTAL | AW |  |  |  |  | XX | 0.00 % |  | 0.0000 " |  |  |  | PACKING |  |  | 140 | XX
5107932 | UNKNOWN | NJHH-73-PWLL-12 | POMONA-W12 /PUMP |  | NJBC | M | NJBC-BU-POMON-W12. | P203 | INSV | INST | HUSSAARM | 2013-10-13 | 915 POMONA RD |  |  |  |  | RAW WATER (GROUND) | 0.00 HP AW | NON-SUBMERGED TURBINE | 0.000 GPM | 0.00 UN | MGD |  | WATER | VERTICAL | AW |  |  |  |  | 8 | 0.00 % |  | 0.0000 " |  |  |  | PACKING |  |  |  | XX
5107931 | UNKNOWN | NJHH-73-PWLL-10 | POMONA-W10 /PUMP |  | NJBC | M | NJBC-BU-POMON-W10. | P203 | INSV | INST | HUSSAARM | 2013-10-13 | 915 POMONA RD |  |  |  |  | RAW WATER (GROUND) | 0.00 HP AW | NON-SUBMERGED TURBINE | 0.000 GPM | 0.00 UN | MGD |  | WATER | VERTICAL | AW |  |  |  |  | 8 | 0.00 % |  | 0.0000 " |  |  |  | PACKING |  |  |  | XX
5107928 | UNKNOWN | NJHH-69-PWLL-26 | POMONA-ALB-W26 /PUMP |  | NJBC | M | NJBC-BU-POMON-ALB.-W26. | P203 | INSV | INST | HUSSAARM | 2013-10-13 | 2712 NEW ALBANY RD |  |  |  |  | RAW WATER (GROUND) | 0.00 HP AW | NON-SUBMERGED TURBINE | 0.000 GPM | 0.00 UN | MGD |  | WATER | VERTICAL | AW |  |  |  |  | 8 | 0.00 % |  | 0.0000 " |  |  |  | PACKING |  |  |  | XX
5107926 | MARCH |  | COOPER Caustic Transfer /PUMP |  | NJBC | M | NJBC-BU-COOPE | P203 | INSV | INST | HUSSAARM | 2013-10-13 | 100 HENDRICKSON AVE |  |  |  |  | CHEMICAL |  | END SUCTION |  |  | GPM |  | OTHER | XX | AW |  |  |  |  | XX | [10 empty] | XX
5107925 | UNKNOWN | NJHH-69-PWLL-14 | POMONA-ALB-W14 /PUMP |  | NJBC | M | NJBC-BU-POMON-ALB.-W14. | P203 | INSV | INST | HUSSAARM | 2013-10-13 | 2712 NEW ALBANY RD |  |  |  |  | RAW WATER (GROUND) | 0.00 HP AW | NON-SUBMERGED TURBINE | 0.000 GPM | 0.00 UN | MGD |  | WATER | VERTICAL | AW |  |  |  |  | 8 | 0.00 % |  | 0.0000 " |  |  |  | PACKING |  |  |  | XX
5107922 | UNKNOWN |  | GLASSAUIC Sump /PUMP |  | NJBC | M | NJBC-GL-GLASS | P203 | INSV | INST | HUSSAARM | 2013-10-13 | 450 AURA RD |  |  |  |  | SUMP |  | SUBMERSIBLE |  |  | GPM |  | OTHER | XX | AW |  |  |  |  | XX | [10 empty] | XX
5107918 | UNKNOWN | NJHH-58-PWLL-19 | LEONAVE-W30 /PUMP |  | NJBC | M | NJBC-BU-LEONA-W30. | P203 | INSV | INST | HUSSAARM | 2013-10-13 | 525 LEON AVE |  |  |  |  | RAW WATER (GROUND) |  | NON-SUBMERGED TURBINE |  |  | MGD |  | WATER | VERTICAL | AW |  |  |  |  | 8 | [6 empty] | PACKING |  |  |  | XX
5107914 | UNKNOWN | NJHH-76-PWLL-27 | HIGHLAND-W27 /PUMP |  | NJBC | M | NJBC-BU-HIGHL-W27. | P203 | INSV | INST | HUSSAARM | 2013-10-13 | 1007 HIGHLAND AVE |  |  |  |  | RAW WATER (GROUND) | 0.00 HP AW | NON-SUBMERGED TURBINE | 0.000 GPM | 0.00 UN | MGD |  | WATER | VERTICAL | AW |  |  |  |  | 8 | 0.00 % |  | 0.0000 " |  |  |  | PACKING |  |  |  | XX
5107913 | UNKNOWN | NJHH-76-PWLL-13 | HIGHLAND-W13 /PUMP |  | NJBC | M | NJBC-BU-HIGHL-W13. | P203 | INSV | INST | HUSSAARM | 2013-10-13 | 1102 MORGAN AVE |  |  |  |  | RAW WATER (GROUND) | 0.00 HP AW | NON-SUBMERGED TURBINE | 0.000 GPM | 0.00 UN | MGD |  | WATER | VERTICAL | AW |  |  |  |  | 8 | 0.00 % |  | 0.0000 " |  |  |  | PACKING |  |  |  | XX
5107910 | UNKNOWN | NJHH-23-PDWP-2 | FELLOWSHIP-BST Booster #2 /PUMP |  | NJBC | M | NJBC-BU-FELLO-BST. | P203 | INSV | INST | HUSSAARM | 2013-10-13 | FELLOWSHIP RD & OLNEY |  |  |  |  | DISTRIBUTION SYSTEM BOOSTER | 0.00 HP AW | SPLITCASE | 0.000 GPM | 0.00 UN | MGD |  | OTHER | HORIZONTAL | AW |  |  |  |  | XX | 0.00 % |  | 0.0000 " |  |  |  | MECHANICAL |  |  |  | XX
5107909 | UNKNOWN | NJHH-23-PDWP-1 | FELLOWSHIP-BST Booster #1 /PUMP |  | NJBC | M | NJBC-BU-FELLO-BST. | P203 | INSV | INST | HUSSAARM | 2013-10-13 | FELLOWSHIP RD & OLNEY |  |  |  |  | DISTRIBUTION SYSTEM BOOSTER | 0.00 HP AW | SPLITCASE | 0.000 GPM | 0.00 UN | MGD |  | OTHER | HORIZONTAL | AW |  |  |  |  | XX | 0.00 % |  | 0.0000 " |  |  |  | MECHANICAL |  |  |  | XX
5107907 | UNKNOWN | NJHH-41-PWLL-35 | EGBERT-W35 /PUMP |  | NJBC | M | NJBC-CM-EGBER-W35. | P203 | INSV | INST | HUSSAARM | 2013-10-13 | 1328 SYLVAN AVE |  |  |  |  | RAW WATER (GROUND) |  | NON-SUBMERGED TURBINE |  |  | MGD |  | WATER | VERTICAL | AW |  |  |  |  | 8 | [6 empty] | PACKING |  |  |  | XX
5107906 | UNKNOWN | NJHH-41-PWLL-18 | EGBERT-W18 /PUMP |  | NJBC | M | NJBC-CM-EGBER-W18. | P203 | INSV | INST | HUSSAARM | 2013-10-13 | 1328 SYLVAN AVE |  |  |  |  | RAW WATER (GROUND) |  | NON-SUBMERGED TURBINE |  |  | MGD |  | WATER | VERTICAL | AW |  |  |  |  | 8 | [6 empty] | PACKING |  |  |  | XX
5107905 | UNKNOWN | NJHH-41-PDWP-2 | EGBERT High Service #2 /PUMP |  | NJBC | M | NJBC-CM-EGBER | P203 | INSV | INST | HUSSAARM | 2013-10-13 | 1328 SYLVAN AVE |  |  |  |  | PLANT TO DISTRIBUTION PUMP |  | SPLITCASE |  |  | MGD |  | WATER | HORIZONTAL | AW |  |  |  |  | XX | [6 empty] | PACKING |  |  |  | XX
5107903 | UNKNOWN | NJHH-41-PDWP-1 | EGBERT High Service #1 /PUMP |  | NJBC | M | NJBC-CM-EGBER | P203 | INSV | INST | HUSSAARM | 2013-10-13 | 1328 SYLVAN AVE |  |  |  |  | PLANT TO DISTRIBUTION PUMP |  | SPLITCASE |  |  | MGD |  | WATER | HORIZONTAL | AW |  |  |  |  | XX | [6 empty] | PACKING |  |  |  | XX
5094458 | #N/A |  | GREEN Booster #1 /PUMP |  | NJBC | M | NJBC-MH-GREEN | P203 | OOS | INAC INST | HUSSAARM | 2013-10-13 | GREEN STREET |  |  |  |  | IN PLANT BOOSTER |  | END SUCTION |  |  | GPM |  |  | XX | AW |  |  |  |  | XX | [10 empty] | XX
5094450 | #N/A |  | MANS-W8 Well /PUMP |  | NJBC | M | NJBC-MF-MANS.-W8.. | P203 | INSV | INST | HUSSAARM | 2013-10-13 | 3165 RTE 206 |  |  |  |  | RAW WATER (GROUND) | 0.00 HP AW | SUBMERSIBLE | 0.000 GPM | 0.00 UN | GPM |  |  | XX | AW |  |  |  |  | XX | 0.00 % |  | 0.0000 " | [7 empty] | XX
5094439 | #N/A |  | MANS-W7 Well /PUMP |  | NJBC | M | NJBC-MF-MANS.-W7.. | P203 | INSV | INST | HUSSAARM | 2013-10-13 | 3165 RTE 206 |  |  |  |  | RAW WATER (GROUND) |  | SUBMERSIBLE |  | 700.00 UN | GPM |  |  | XX | AW |  |  |  |  | XX | [10 empty] | XX
5094428 | #N/A |  | MANS-W5 Well /PUMP |  | NJBC | M | NJBC-MF-MANS.-W5.. | P203 | INSV | INST | HUSSAARM | 2013-10-13 | 3165 RTE 206 |  |  |  |  | RAW WATER (GROUND) | 0.00 HP AW | SUBMERSIBLE | 0.000 GPM | 700.00 UN | GPM |  |  | XX | AW |  |  |  |  | XX | 0.00 % |  | 0.0000 " | [7 empty] | XX
5094417 | #N/A |  | MANS-W4 Well /PUMP |  | NJBC | M | NJBC-MF-MANS.-W4.. | P203 | INSV | INST | HUSSAARM | 2013-10-13 | 3165 RTE 206 |  |  |  |  | RAW WATER (GROUND) |  | SUBMERSIBLE |  | 700.00 UN | GPM |  |  | XX | AW |  |  |  |  | XX | [10 empty] | XX
5094406 | #N/A |  | MANS-W3 Well /PUMP |  | NJBC | M | NJBC-MF-MANS.-W3.. | P203 | INSV | INST | HUSSAARM | 2013-10-13 | 3165 RTE 206 |  |  |  |  | RAW WATER (GROUND) |  | SUBMERSIBLE |  | 700.00 UN | GPM |  |  | XX | AW |  |  |  |  | XX | [10 empty] | XX
5094195 | #N/A |  | MANS-W2 Well /PUMP |  | NJBC | M | NJBC-MF-MANS.-W2.. | P203 | INSV | INST | HUSSAARM | 2013-10-13 | 3165 RTE 206 |  |  |  |  | RAW WATER (GROUND) |  | SUBMERSIBLE |  | 700.00 UN | GPM |  |  | XX | AW |  |  |  |  | XX | [10 empty] | XX
5094177 | #N/A |  | MANS-W1 Well /PUMP |  | NJBC | M | NJBC-MF-MANS.-W1.. | P203 | INSV | INST | HUSSAARM | 2013-10-13 | 3165 RTE 206 |  |  |  |  | RAW WATER (GROUND) |  | SUBMERSIBLE |  | 700.00 UN | GPM |  |  | XX | AW |  |  |  |  | XX | [10 empty] | XX
5094158 | #N/A |  | MANS-PLT Supernatant #3 /PUMP |  | NJBC | M | NJBC-MF-MANS.-PLT. | P203 | INSV | INST | HUSSAARM | 2013-10-13 | 3165 RTE 206 |  |  |  |  | IN PLANT TRANSFER | 0.00 HP AW | END SUCTION | 400.000 GPM | 400.00 UN | GPM | GREASE | WATER | HORIZONTAL | AW | 6311 | 6312 |  | SLEEVE | 3 | 92.00 % | CAST IRON | 14.1000 " | 4 | CAST IRON |  | PACKING |  | 1 | 210 | 1725 | CW (FROM MOTOR FAN END)
5094138 | #N/A |  | MANS-PLT Supernatant #2 /PUMP |  | NJBC | M | NJBC-MF-MANS.-PLT. | P203 | INSV | INST | HUSSAARM | 2013-10-13 | 3165 RTE 206 |  | 99R4034202-A |  |  | IN PLANT TRANSFER | 0.00 HP AW | END SUCTION | 400.000 GPM | 400.00 UN | GPM | GREASE | WATER | HORIZONTAL | AW | 6304 | 6311 |  | SLEEVE | 3 | 92.00 % | CAST IRON | 12.5000 " | 4 | CAST IRON |  | PACKING |  | 1 | 165 | 1725 | CW (FROM MOTOR FAN END)
5094118 | #N/A |  | MANS-PLT Supernatant #1 /PUMP |  | NJBC | M | NJBC-MF-MANS.-PLT. | P203 | INSV | INST | HUSSAARM | 2013-10-13 | 3165 RTE 206 |  | 99R4034202-B |  |  | IN PLANT TRANSFER | 0.00 HP AW | NON-SUBMERGED TURBINE | 400.000 GPM | 400.00 UN | GPM | GREASE | WATER | HORIZONTAL | AW | 6304 | 6311 |  | SLEEVE | 3 | 92.00 % | CAST IRON | 12.5000 " | 4 | CAST IRON |  | PACKING |  | 1 | 165 | 1725 | CW (FROM MOTOR FAN END)
5094100 | #N/A |  | MANS-PLT Sludge #2 /PUMP |  | NJBC | M | NJBC-MF-MANS.-PLT. | P203 | INSV | INST | HUSSAARM | 2013-10-13 | 3165 RTE 206 |  | 99R4034201-B |  |  | SLUDGE | 0.00 HP AW | NON-SUBMERGED TURBINE | 400.000 GPM | 400.00 UN | GPM | GREASE | WATER | HORIZONTAL | AW | 6206 | 6307 |  | SLEEVE | 4 | 90.00 % | CAST IRON | 7.2000 " | 5 |  |  | PACKING |  | 1 | 15 | 1725 | CW (FROM MOTOR FAN END)
5093985 | #N/A |  | MANS-PLT Lagoon Sludge #2 /PUMP |  | NJBC | M | NJBC-MF-MANS.-PLT. | P203 | INSV | INST | HUSSAARM | 2013-10-13 | 3165 RTE 206 |  |  |  |  | RAW WATER (GROUND) |  | SUBMERSIBLE |  |  | GPM |  |  | XX | AW |  |  |  |  | 4 | [10 empty] | XX
5093965 | #N/A |  | MANS-PLT Lagoon Sludge #1 /PUMP |  | NJBC | M | NJBC-MF-MANS.-PLT. | P203 | INSV | INST | HUSSAARM | 2013-10-13 | 3165 RTE 206 |  |  |  |  | RAW WATER (GROUND) | 0.00 HP AW | SUBMERSIBLE | 0.000 GPM | 0.00 UN | GPM |  |  | XX | AW |  |  |  |  | XX | 0.00 % |  | 0.0000 " | [7 empty] | XX
5093944 | #N/A |  | MANS Sludge #1 /PUMP |  | NJBC | M | NJBC-MF-MANS. | P203 | INSV | INST | HUSSAARM | 2013-10-13 | 3165 RTE 206 |  | 99R4034201-A |  |  | SLUDGE | 0.00 HP AW | NON-SUBMERGED TURBINE | 400.000 GPM | 0.00 UN | GPM | GREASE | WATER | HORIZONTAL | AW | 6206 | 6307 |  | SLEEVE | 4 | 90.00 % | CAST IRON | 7.2000 " | 5 | DUCTILE IRON |  | PACKING | 15 | 1 | 15 | 1725 | CW (FROM MOTOR FAN END)
5093926 | #N/A |  | HOME-W2 Well /PUMP |  | NJBC | M | NJBC-HS-HOME.-W2.. | P203 | INSV | INST | HUSSAARM | 2013-10-13 | 59 LAKE VIEW TER |  |  |  |  | RAW WATER (GROUND) |  | SUBMERSIBLE |  |  | GPM |  |  | XX | AW |  |  |  |  | XX | [10 empty] | XX
5093904 | #N/A |  | HOME-W1 Well /PUMP |  | NJBC | M | NJBC-HS-HOME.-W1.. | P203 | OOS | INAC INST | HUSSAARM | 2013-10-13 | JACK HEDDING ROAD |  |  |  |  | RAW WATER (GROUND) |  | SUBMERSIBLE |  |  | GPM |  |  | XX | AW |  |  |  |  | XX | [10 empty] | XX
5093582 | #N/A |  | HOME Supernatant#2 /PUMP |  | NJBC | M | NJBC-HS-HOME. | P203 | INSV | INST | HUSSAARM | 2013-10-13 | JACK HEDDING ROAD |  |  |  |  | RAW WATER (GROUND) |  | SUBMERSIBLE |  |  | GPM |  |  | XX | AW |  |  |  |  | XX | [10 empty] | XX
5093561 | #N/A |  | HOME Supernatant#1 /PUMP |  | NJBC | M | NJBC-HS-HOME. | P203 | INSV | INST | HUSSAARM | 2013-10-13 | JACK HEDDING ROAD |  |  |  |  | RAW WATER (GROUND) |  | SUBMERSIBLE |  |  | GPM |  |  | XX | AW |  |  |  |  | XX | [10 empty] | XX
5093501 | #N/A |  | HOME Backwash #2 /PUMP |  | NJBC | M | NJBC-HS-HOME. | P203 | INSV | INST | HUSSAARM | 2013-10-13 | JACK HEDDING ROAD |  |  |  |  | RAW WATER (SURFACE) | 0.00 HP AW | END SUCTION | 0.000 GPM | 0.00 UN | GPM |  |  | XX | AW |  |  |  |  | XX | 0.00 % |  | 0.0000 " | [7 empty] | XX
5093257 | #N/A |  | BLUEA Sump 2 /PUMP |  | NJBC | M | NJBC-CM-BLUEA | P203 | INSV | INST | HUSSAARM | 2013-10-13 | BLUE ANCHOR RD / RTE 73 |  |  |  |  | SUMP |  | SUBMERSIBLE |  |  | GPM |  |  | XX | AW |  |  |  |  | XX | [10 empty] | XX
5093255 | #N/A |  | HENRY Sump 2 /PUMP |  | NJBC | M | NJBC-CM-ANCOR | P203 | INSV | INST | HUSSAARM | 2013-10-13 | HENRY STREET |  |  |  |  | SUMP |  | SUBMERSIBLE |  |  | GPM |  |  | XX | AW |  |  |  |  | XX | [10 empty] | XX
5093253 | #N/A |  | BLUEA Sump 1 /PUMP |  | NJBC | M | NJBC-CM-BLUEA | P203 | INSV | INST | HUSSAARM | 2013-10-13 | BLUE ANCHOR RD / RTE 73 |  |  |  |  | SUMP |  | SUBMERSIBLE |  |  | GPM |  |  | XX | AW |  |  |  |  | XX | [10 empty] | XX
5093252 | #N/A |  | HENRY Sump 1 /PUMP |  | NJBC | M | NJBC-CM-ANCOR | P203 | INSV | INST | HUSSAARM | 2013-10-13 | HENRY STREET |  |  |  |  | SUMP |  | SUBMERSIBLE |  |  | GPM |  |  | XX | AW |  |  |  |  | XX | [10 empty] | XX
5092981 | #N/A |  | HOME Backwash #1 /PUMP |  | NJBC | M | NJBC-HS-HOME. | P203 | INSV | INST | HUSSAARM | 2013-10-13 | JACK HEDDING ROAD |  |  |  |  | RAW WATER (SURFACE) | 0.00 HP AW | END SUCTION | 0.000 GPM | 0.00 UN | GPM |  |  | XX | AW |  |  |  |  | XX | 0.00 % |  | 0.0000 " | [7 empty] | XX
5094468 | #N/A |  | GREEN Booster #2 /PUMP |  | NJBC | M | NJBC-MH-GREEN | P203 | OOS | INAC INST | HUSSAARM | 2013-10-13 | GREEN STREET |  |  |  |  | IN PLANT BOOSTER |  | END SUCTION |  |  | GPM |  |  | XX | AW |  |  |  |  | XX | [10 empty] | XX
5096654 | #N/A |  | EVERPMP Booster /PUMP |  | NJBC | M | NJBC-MH-EVERP | P203 | INSV | INST | HUSSAARM | 2013-10-13 | EVERGREEN RD |  |  |  |  | RAW WATER (GROUND) |  | SUBMERSIBLE |  |  | GPM |  |  | XX | AW |  |  |  |  | XX | [10 empty] | XX
5096625 | #N/A |  | VNCE-W2 Well /PUMP |  | NJBC | M | NJBC-VT-VNCE.-W2.. | P203 | INSV | INST | HUSSAARM | 2013-10-13 | 23 RETREAT RD |  |  |  |  | RAW WATER (GROUND) |  | SUBMERSIBLE |  |  | GPM |  |  | XX | AW |  |  |  |  | XX | [10 empty] | XX
5096624 | #N/A |  | HIGHPO Sump /PUMP |  | NJHR | M | NJHR-Z1-HIGHP | P203 | INSV | INST | HUSSAARM | 2013-10-13 | 230 STRAWBRIDGE LN |  |  |  |  | SUMP |  | SUBMERSIBLE |  |  | GPM |  |  | XX | AW |  |  |  |  | XX | [10 empty] | XX
5096623 | #N/A |  | WOOD-W07 Sump /PUMP |  | NJHR | M | NJHR-Z1-WOOD.-W07. | P203 | INSV | INST | HUSSAARM | 2013-10-13 | 260 WOODLAND AVE |  |  |  |  | SUMP |  | SUBMERSIBLE |  |  | GPM |  |  | XX | AW |  |  |  |  | XX | [10 empty] | XX
5096622 | #N/A |  | WOOD-W07 /PUMP |  | NJHR | M | NJHR-Z1-WOOD.-W07. | P203 | INSV | INST | HUSSAARM | 2013-10-13 | 260 WOODLAND AVE |  |  |  |  | RAW WATER (GROUND) | 0.00 HP AW | NON-SUBMERGED TURBINE | 0.000 GPM | 0.00 UN | GPM |  |  | XX | AW |  |  |  |  | XX | 0.00 % |  | 0.0000 " | [7 empty] | XX
5096621 | #N/A |  | WOOD-W05 /PUMP |  | NJHR | M | NJHR-Z1-WOOD.-W05. | P203 | INSV | INST | HUSSAARM | 2013-10-13 | 260 WOODLAND AVE |  |  |  |  | RAW WATER (GROUND) | 0.00 HP AW | NON-SUBMERGED TURBINE | 0.000 GPM | 0.00 UN | GPM |  |  | XX | AW |  |  |  |  | XX | 0.00 % |  | 0.0000 " | [7 empty] | XX
5096617 | #N/A |  | WALN-W06 /PUMP |  | NJHR | M | NJHR-Z1-WALN.-W06. | P203 | INSV | INST | HUSSAARM | 2013-10-13 | 102 BRIDGETON PIKE |  |  |  |  | RAW WATER (GROUND) | 0.00 HP AW | NON-SUBMERGED TURBINE | 0.000 GPM | 0.00 UN | GPM |  |  | XX | AW |  |  |  |  | XX | 0.00 % |  | 0.0000 " | [7 empty] | XX
5096616 | #N/A |  | WALN Booster Fire #3 /PUMP |  | NJHR | M | NJHR-Z1-WALN. | P203 | INSV | INST | HUSSAARM | 2013-10-13 | 102 BRIDGETON PIKE |  |  |  |  | DISTRIBUTION SYSTEM BOOSTER | 0.00 HP AW | SPLITCASE | 0.000 GPM | 0.00 UN | GPM |  |  | XX | AW |  |  |  |  | XX | 0.00 % |  | 0.0000 " | [7 empty] | XX
5096615 | #N/A |  | VNCE-W1 Well /PUMP |  | NJBC | M | NJBC-VT-VNCE.-W1.. | P203 | INSV | INST | HUSSAARM | 2013-10-13 | 23 RETREAT RD |  |  |  |  | RAW WATER (GROUND) |  | SUBMERSIBLE |  |  | GPM |  |  | XX | AW |  |  |  |  | XX | [10 empty] | XX
5096614 | #N/A |  | WALN Booster #2 /PUMP |  | NJHR | M | NJHR-Z1-WALN. | P203 | INSV | INST | HUSSAARM | 2013-10-13 | 102 BRIDGETON PIKE |  |  |  |  | DISTRIBUTION SYSTEM BOOSTER | 0.00 HP AW | SPLITCASE | 0.000 GPM | 0.00 UN | GPM |  |  | XX | AW |  |  |  |  | XX | 0.00 % |  | 0.0000 " | [7 empty] | XX
5096613 | #N/A |  | WALN Booster #1 /PUMP |  | NJHR | M | NJHR-Z1-WALN. | P203 | INSV | INST | HUSSAARM | 2013-10-13 | 102 BRIDGETON PIKE |  |  |  |  | DISTRIBUTION SYSTEM BOOSTER | 0.00 HP AW | SPLITCASE | 0.000 GPM | 0.00 UN | GPM |  |  | XX | AW |  |  |  |  | XX | 0.00 % |  | 0.0000 " | [7 empty] | XX
5096609 | #N/A |  | MILL-W03 /PUMP |  | NJHR | M | NJHR-Z1-MILL.-W03. | P203 | OOS | INST | HUSSAARM | 2013-10-13 | 14 MILL ROAD |  |  |  |  | RAW WATER (GROUND) |  | SUBMERSIBLE |  |  | GPM |  |  | XX | AW |  |  |  |  | XX | [10 empty] | XX
5096608 | #N/A |  | MILL-W02 /PUMP |  | NJHR | M | NJHR-Z1-MILL.-W02. | P203 | OOS | INST | HUSSAARM | 2013-10-13 | 14 MILL ROAD |  |  |  |  | RAW WATER (GROUND) |  | NON-SUBMERGED TURBINE |  |  | GPM |  |  | XX | AW |  |  |  |  | XX | [10 empty] | XX
5096151 | #N/A |  | BRIG Sump /PUMP |  | NJBP | M | NJBP-Z1-BRIG. | P203 | INSV | INST | HUSSAARM | 2013-10-13 | 9 Railroad Ave |  |  |  |  | SUMP |  | SUBMERSIBLE |  |  | GPM |  |  | XX | AW |  |  |  |  | XX | [10 empty] | XX
5096150 | #N/A |  | REPA Sump /PUMP |  | NJBP | M | NJBP-Z1-REPA. | P203 | INSV | INST | HUSSAARM | 2013-10-13 | 560 ASBURY STATION RD |  |  |  |  | SUMP |  | SUBMERSIBLE |  |  | GPM |  |  | XX | AW |  |  |  |  | XX | [10 empty] | XX
5096149 | #N/A |  | BRIG-W3 /PUMP |  | NJBP | M | NJBP-Z1-BRIG.-W3.. | P203 | INSV | INST | HUSSAARM | 2013-10-13 | 9 RAILROAD AVE |  |  |  |  | RAW WATER (GROUND) | 0.00 HP AW | SUBMERSIBLE | 0.000 GPM | 0.00 UN | GPM |  |  | XX | AW |  |  |  |  | XX | 0.00 % |  | 0.0000 " | [7 empty] | XX
5096148 | #N/A |  | BRIG-W2 /PUMP |  | NJBP | M | NJBP-Z1-BRIG.-W2.. | P203 | INSV | INST | HUSSAARM | 2013-10-13 | 9 RAILROAD AVE |  |  |  |  | RAW WATER (GROUND) |  | SUBMERSIBLE |  |  | GPM |  |  | XX | AW |  |  |  |  | XX | [10 empty] | XX
5095840 | #N/A |  | GREEN-W4 Well /PUMP |  | NJBC | M | NJBC-MH-GREEN-W4.. | P203 | INSV | INST | HUSSAARM | 2013-10-13 | 105 GREEN STREET |  |  |  |  | RAW WATER (GROUND) | 0.00 HP AW | NON-SUBMERGED TURBINE | 0.000 GPM | 0.00 UN | GPM |  |  | XX | AW |  |  |  |  | XX | 0.00 % |  | 0.0000 " | [7 empty] | XX
5095324 | #N/A |  | WOOD-W7 Well /PUMP |  | NJBC | M | NJBC-MH-WOOD.-W7.. | P203 | INSV | INST | HUSSAARM | 2013-10-13 | 15 ORCHARD LN |  |  |  |  | RAW WATER (GROUND) | 0.00 HP AW | NON-SUBMERGED TURBINE | 0.000 GPM | 0.00 UN | GPM |  |  | XX | AW |  |  |  |  | XX | 0.00 % |  | 0.0000 " | [7 empty] | XX
5095300 | #N/A |  | WOOD-W5 Well /PUMP |  | NJBC | M | NJBC-MH-WOOD.-W5.. | P203 | INSV | INST | HUSSAARM | 2013-10-13 | 5 ORCHARD LN |  |  |  |  | RAW WATER (GROUND) | 0.00 HP AW | NON-SUBMERGED TURBINE | 0.000 GPM | 0.00 UN | GPM |  |  | XX | AW |  |  |  |  | XX | 0.00 % |  | 0.0000 " | [7 empty] | XX
5094976 | #N/A |  | WOOD Booster #2 /PUMP |  | NJBC | M | NJBC-MH-WOOD. | P203 | INSV | INST | HUSSAARM | 2013-10-13 | WOODLANE RD |  |  |  |  | IN PLANT BOOSTER | 0.00 HP AW | END SUCTION | 0.000 GPM | 0.00 UN | GPM |  |  | XX | AW |  |  |  |  | XX | 0.00 % |  | 0.0000 " | [7 empty] | XX
5094952 | #N/A |  | WOOD Booster #1 /PUMP |  | NJBC | M | NJBC-MH-WOOD. | P203 | INSV | INST | HUSSAARM | 2013-10-13 | WOODLANE RD |  |  |  |  | IN PLANT BOOSTER | 0.00 HP AW | END SUCTION | 0.000 GPM | 0.00 UN | GPM |  |  | XX | AW |  |  |  |  | XX | 0.00 % |  | 0.0000 " | [7 empty] | XX
5094929 | #N/A |  | GREEN-W6 Well /PUMP |  | NJBC | M | NJBC-MH-GREEN-W6.. | P203 | INSV | INST | HUSSAARM | 2013-10-13 | 51 GREEN STREET |  |  |  |  | RAW WATER (GROUND) | 0.00 HP AW | NON-SUBMERGED TURBINE | 0.000 GPM | 0.00 UN | GPM |  |  | XX | AW |  |  |  |  | XX | 0.00 % |  | 0.0000 " | [7 empty] | XX
5094905 | #N/A |  | GREEN-W3R Well /PUMP |  | NJBC | M | NJBC-MH-GREEN-W3R. | P203 | INSV | INST | HUSSAARM | 2013-10-13 | 76 GREEN STREET |  |  |  |  | RAW WATER (GROUND) | 0.00 HP AW | NON-SUBMERGED TURBINE | 0.000 GPM | 0.00 UN | GPM |  |  | XX | AW |  |  |  |  | XX | 0.00 % |  | 0.0000 " | [7 empty] | XX
5094483 | #N/A |  | GREEN Booster #3 /PUMP |  | NJBC | M | NJBC-MH-GREEN | P203 | OOS | INAC INST | HUSSAARM | 2013-10-13 | GREEN STREET |  |  |  |  | IN PLANT BOOSTER |  | END SUCTION |  |  | GPM |  |  | XX | AW |  |  |  |  | XX | [10 empty] | XX
5108661 | UNKNOWN | NJHH-12-PWLL-62 | KINGSTON-W62 /PUMP |  | NJBC | M | NJBC-CM-KINGS-W62. | P203 | INSV | INST | HUSSAARM | 2013-10-13 | 512 HOWARD RD |  |  |  |  | RAW WATER (GROUND) |  | NON-SUBMERGED TURBINE |  |  | MGD |  | WATER | VERTICAL | AW |  |  |  |  | 6 | [6 empty] | PACKING |  |  |  | XX
5108659 | UNKNOWN | NJHH-12-PWLL-59 | KINGSTON-W59 /PUMP |  | NJBC | M | NJBC-CM-KINGS-W59. | P203 | INSV | INST | HUSSAARM | 2013-10-13 | 514 HOWARD RD |  |  |  |  | RAW WATER (GROUND) |  | NON-SUBMERGED TURBINE |  |  | MGD |  | WATER | VERTICAL | AW |  |  |  |  | 8 | [6 empty] | PACKING |  |  |  | XX
5108658 | UNKNOWN | NJHH-12-PWLL-25 | KINGSTON-W25 /PUMP |  | NJBC | M | NJBC-CM-KINGS-W25. | P203 | INSV | INST | HUSSAARM | 2013-10-13 | 85 RANOLDO TER |  |  |  |  | RAW WATER (GROUND) |  | NON-SUBMERGED TURBINE |  |  | MGD |  | WATER | VERTICAL | AW |  |  |  |  | 8 | [6 empty] | PACKING |  |  |  | XX
5108657 | UNKNOWN | NJHH-12-PDWP-3 | KINGSTON High Service #3 /PUMP |  | NJBC | M | NJBC-CM-KINGS | P203 | INSV | INST | HUSSAARM | 2013-10-13 | 514 HOWARD RD |  |  |  |  | PLANT TO DISTRIBUTION PUMP |  | SPLITCASE |  | 1.51 UN | MGD |  | WATER | HORIZONTAL | AW |  |  |  |  | 12 | [6 empty] | PACKING |  |  |  | XX
5108656 | UNKNOWN | NJHH-12-PDWP-2 | KINGSTON High Service #2 /PUMP |  | NJBC | M | NJBC-CM-KINGS | P203 | INSV | INST | HUSSAARM | 2013-10-13 | 514 HOWARD RD |  |  |  |  | PLANT TO DISTRIBUTION PUMP |  | SPLITCASE |  | 1.51 UN | MGD |  | WATER | HORIZONTAL | AW |  |  |  |  | 12 | [6 empty] | PACKING |  |  |  | XX
5108654 | UNKNOWN | NJHH-12-PDWP-1 | KINGSTON High Service #1 /PUMP |  | NJBC | M | NJBC-CM-KINGS | P203 | INSV | INST | HUSSAARM | 2013-10-13 | 514 HOWARD RD |  |  |  |  | PLANT TO DISTRIBUTION PUMP |  | SPLITCASE |  | 1.51 UN | MGD |  | WATER | HORIZONTAL | AW |  |  |  |  | 12 | [6 empty] | PACKING |  |  |  | XX
5108653 | UNKNOWN |  | MAGNOLIA Sump /PUMP |  | NJBC | M | NJBC-CM-MAGNO | P203 | INSV | INST | HUSSAARM | 2013-10-13 | 625 N WALNUT AVENUE |  |  |  |  | SUMP |  | SUBMERSIBLE |  |  | OTHER |  |  | XX | AW |  |  |  |  | XX | [10 empty] | XX
5108652 | UNKNOWN | NJHH-47-PDWP-1 | IRISHHILLBS Booster /PUMP |  | NJBC | M | NJBC-CM-IRISH | P203 | INSV | INST | HUSSAARM | 2013-10-13 | 128 HILL AVE |  |  |  |  | DISTRIBUTION SYSTEM BOOSTER |  | END SUCTION |  |  | MGD |  | WATER | HORIZONTAL | AW |  |  |  |  | 3 | [6 empty] | MECHANICAL |  |  |  | XX
5108651 | UNKNOWN | NJHH-29-PDWP-3 | HUTTONHILL-BST Booster #4 /PUMP |  | NJBC | M | NJBC-CM-HUTTO-BST. | P203 | INSV | INST | HUSSAARM | 2013-10-13 | 1911 KRESSON RD |  |  |  |  | DISTRIBUTION SYSTEM BOOSTER | 0.00 HP AW | SPLITCASE | 0.000 GPM | 0.00 UN | MGD |  | WATER | HORIZONTAL | AW |  |  |  |  | 8 | 0.00 % |  | 0.0000 " |  |  |  | PACKING |  |  |  | XX
5108650 | UNKNOWN | NJHH-29-PDWP-1 | HUTTONHILL-BST Booster #3 /PUMP |  | NJBC | M | NJBC-CM-HUTTO-BST. | P203 | INSV | INST | HUSSAARM | 2013-10-13 | 1911 KRESSON RD |  |  |  |  | DISTRIBUTION SYSTEM BOOSTER | 0.00 HP AW | SPLITCASE | 0.000 GPM | 0.00 UN | MGD |  | WATER | HORIZONTAL | AW |  |  |  |  | 8 | 0.00 % |  | 0.0000 " |  |  |  | PACKING |  |  |  | XX
5108649 | UNKNOWN | NJHH-36-PWLL-63 | HADDONHTS-W63 /PUMP |  | NJBC | M | NJBC-CM-HAHTS-WL63 | P203 | INSV | INST | HUSSAARM | 2013-10-13 | 120 TRENTON AVE |  |  |  |  | RAW WATER (GROUND) | 0.00 HP AW | NON-SUBMERGED TURBINE | 0.000 GPM | 0.00 UN | MGD |  | WATER | VERTICAL | AW |  |  |  |  | 12 | 0.00 % |  | 0.0000 " |  |  |  | PACKING |  |  |  | XX
5108644 | UNKNOWN | NJHH-36-PWLL-20 | HADDONHTS-W20 /PUMP |  | NJBC | M | NJBC-CM-HAHTS-WL20 | P203 | INSV | INST | HUSSAARM | 2013-10-13 | 110 ALBANY AVE |  |  |  |  | RAW WATER (GROUND) | 0.00 HP AW | NON-SUBMERGED TURBINE | 0.000 GPM | 0.00 UN | MGD |  | WATER | VERTICAL | AW |  |  |  |  | 8 | 0.00 % |  | 0.0000 " |  |  |  | PACKING |  |  |  | XX
5108642 | UNKNOWN | NJHH-36-PWLL-15 | HADDONHTS-W15 /PUMP |  | NJBC | M | NJBC-CM-HAHTS-WL15 | P203 | INSV | INST | HUSSAARM | 2013-10-13 | 614 W. ATLANTIC AVE |  |  |  |  | RAW WATER (GROUND) | 0.00 HP AW | NON-SUBMERGED TURBINE | 0.000 GPM | 0.00 UN | MGD |  | WATER | VERTICAL | AW |  |  |  |  | 8 | 0.00 % |  | 0.0000 " |  |  |  | PACKING |  |  |  | XX
5108638 | MARCH | NJHH-36-PCTP-2 | HADDONHTS Hypochlorite Transfer /PUMP |  | NJBC | M | NJBC-CM-HAHTS | P203 | INSV | INST | HUSSAARM | 2013-10-13 | 614 W. Atlantic Ave |  |  |  |  | CHEMICAL | 0.00 HP AW | END SUCTION | 0.000 GPM | 0.00 UN | GPH |  | OTHER | HORIZONTAL | AW |  |  |  |  | XX | 0.00 % |  | 0.0000 " |  |  |  | MECHANICAL |  |  |  | XX
5108637 | UNKNOWN |  | MURRAY-W66 /PUMP |  | NJBC | M | NJBC-CM-MURRA-WL66 | P203 | INSV | INST | HUSSAARM | 2013-10-13 | 802 MURRAY AVE |  |  |  |  | RAW WATER (GROUND) |  | NON-SUBMERGED TURBINE |  |  | GPM |  | OTHER | XX | AW |  |  |  |  | XX | [10 empty] | XX
5108633 | CORNELL | NJHH-32-PDWP-2 | HADDONCRIC Booster #2 /PUMP |  | NJBC | M | NJBC-CM-HACIC | P203 | INSV | INST | HUSSAARM | 2013-10-13 | 429 W CRYSTAL LAKE AVE |  | 91938 |  |  | DISTRIBUTION SYSTEM BOOSTER |  | SPLITCASE |  | 525.00 UN | GPM |  |  | HORIZONTAL | AW |  |  |  |  | 4 | [6 empty] | MECHANICAL |  |  |  | XX
5108631 | CORNELL | NJHH-32-PDWP-1 | HADDONCRIC Booster #1 /PUMP |  | NJBC | M | NJBC-CM-HACIC | P203 | INSV | INST | HUSSAARM | 2013-10-13 | 429 W CRYSTAL LAKE AVE |  | 91937 |  |  | DISTRIBUTION SYSTEM BOOSTER |  | SPLITCASE |  | 525.00 UN | GPM |  |  | HORIZONTAL | AW |  |  |  |  | 4 | [6 empty] | MECHANICAL |  |  |  | XX
5108629 | UNKNOWN | NJHH-89-PWLL-57 | GIBBSSTA-W57 /PUMP |  | NJBC | M | NJBC-CM-GBSTA-WL57 | P203 | INSV | INST | HUSSAARM | 2013-10-13 | 1 LINDEN AVE |  |  |  |  | RAW WATER (GROUND) | 0.00 HP AW | NON-SUBMERGED TURBINE | 0.000 GPM | 475,000.00 UN | GPD |  | WATER | VERTICAL | AW |  |  |  |  | 6 | 0.00 % |  | 0.0000 " |  |  |  | PACKING |  |  |  | XX
5108628 | UNKNOWN | NJHH-89-PWLL-56 | GIBBSSTA-W56 /PUMP |  | NJBC | M | NJBC-CM-GBSTA-WL56 | P203 | INSV | INST | HUSSAARM | 2013-10-13 | 1 LINDEN AVE |  |  |  |  | RAW WATER (GROUND) | 0.00 HP AW | NON-SUBMERGED TURBINE | 0.000 GPM | 475,000.00 UN | MGD |  | WATER | VERTICAL | AW |  |  |  |  | 6 | 0.00 % |  | 0.0000 " |  |  |  | PACKING |  |  | 178 | XX
5108627 | UNKNOWN | NJHH-89-PWLL-43 | GIBBSSTA-W43 /PUMP |  | NJBC | M | NJBC-CM-GBSTA-WL43 | P203 | INSV | INST | HUSSAARM | 2013-10-13 | 1 LINDEN AVE |  |  |  |  | RAW WATER (GROUND) |  | SUBMERSIBLE |  | 2.60 UN | MGD |  |  | VERTICAL | AW |  |  |  |  | 10 | [9 empty] | 275 | XX
5108624 | UNKNOWN | NJHH-89-PWLL-42 | GIBBSSTA-W42 /PUMP |  | NJBC | M | NJBC-CM-GBSTA-WL42 | P203 | INSV | INST | HUSSAARM | 2013-10-13 | 1 LINDEN AVE |  |  |  |  | RAW WATER (GROUND) |  | SUBMERSIBLE |  | 2.60 UN | MGD |  |  | VERTICAL | AW |  |  |  |  | 10 | [9 empty] | 275 | XX
5108622 | UNKNOWN | NJHH-89-PWLL-41 | GIBBSSTA-W41 /PUMP |  | NJBC | M | NJBC-CM-GBSTA-WL41 | P203 | INSV | INST | HUSSAARM | 2013-10-13 | 1 LINDEN AVE |  |  |  |  | RAW WATER (GROUND) | 0.00 HP AW | SUBMERSIBLE | 0.000 GPM | 1.10 UN | MGD |  |  | VERTICAL | AW |  |  |  |  | 8 | 0.00 % |  | 0.0000 " | [6 empty] | 375 | XX
5108621 | UNKNOWN | NJHH-89-PWWP-2 | GIBBSSTA Wash Water #2 /PUMP |  | NJBC | M | NJBC-CM-GBSTA | P203 | INSV | INST | HUSSAARM | 2013-10-13 | 1 LINDEN AVE |  |  |  |  | PROCESS EQUIPMENT | 0.00 HP AW | SPLITCASE | 0.000 GPM | 0.00 UN | MGD |  | WATER | HORIZONTAL | AW |  |  |  |  | 10 | 0.00 % |  | 0.0000 " |  |  |  | PACKING |  |  |  | XX
5108620 | UNKNOWN | NJHH-89-PWWP-1 | GIBBSSTA Wash Water #1 /PUMP |  | NJBC | M | NJBC-CM-GBSTA | P203 | INSV | INST | HUSSAARM | 2013-10-13 | 1 LINDEN AVE |  |  |  |  | PROCESS EQUIPMENT | 0.00 HP AW | SPLITCASE | 0.000 GPM | 0.00 UN | MGD |  | WATER | HORIZONTAL | AW |  |  |  |  | 10 | 0.00 % |  | 0.0000 " |  |  |  | PACKING |  |  |  | XX
5108616 | UNKNOWN | NJHH-89-PDWP-12 | GIBBSSTA High Service #3 /PUMP |  | NJBC | M | NJBC-CM-GBSTA | P203 | INSV | INST | HUSSAARM | 2013-10-13 | 1 LINDEN AVE |  | 1BDP / 7206 |  |  | PLANT TO DISTRIBUTION PUMP | 0.00 HP AW | SPLITCASE | 0.000 GPM | 1.90 UN | MGD |  | WATER | HORIZONTAL | AW |  |  |  |  | 12 | 0.00 % |  | 0.0000 " |  |  |  | PACKING |  |  | 170 | XX
5108662 | WESTINGHOUSE | NJHH-86-PDWP-1 | LAURELSP High Service #1 /PUMP |  | NJBC | M | NJBC-CM-LAURE | P203 | INSV | INST | HUSSAARM | 2013-10-13 | 820 GRAND AVENUE |  |  |  |  | PLANT TO DISTRIBUTION PUMP | 0.00 HP AW | SPLITCASE | 0.000 GPM | 1.00 UN | MGD |  | WATER | HORIZONTAL | AW |  |  |  |  | 12 | 0.00 % |  | 0.0000 " |  |  |  | PACKING |  |  | 170 | XX
5109603 | UNKNOWN |  | IRISHHILLBS Sump /PUMP |  | NJBC | M | NJBC-CM-IRISH | P203 | INSV | INST | HUSSAARM | 2013-10-13 | 128 HILL AVE |  |  |  |  | SUMP |  | SUBMERSIBLE |  |  | OTHER |  |  | XX | AW |  |  |  |  | XX | [10 empty] | XX
5109600 | UNKNOWN |  | BERLINCOIC Sump /PUMP |  | NJBC | M | NJBC-CM-BERLI | P203 | INSV | INST | HUSSAARM | 2013-10-13 | 74 COOPER RD |  |  |  |  | SUMP |  | SUBMERSIBLE |  |  | OTHER |  | OIL | XX | AW |  |  |  |  | XX | [10 empty] | XX
5108697 | GE | NJHH-15-PWWP-2 | OLDORCHARD Wash Water #2 /PUMP |  | NJBC | M | NJBC-CM-OLDOR | P203 | INSV | INST | HUSSAARM | 2013-10-13 | ROUTE 70 EAST AT OLD ORCHARD ROAD |  | 5K324AK322-F2 |  |  | PROCESS EQUIPMENT | 0.00 HP AW | SPLITCASE | 0.000 GPM | 2.88 UN | MGD |  | WATER | HORIZONTAL | AW |  |  |  |  | 10 | 0.00 % |  | 0.0000 " |  |  |  | PACKING |  |  |  | XX
5108695 | GE | NJHH-15-PWWP-1 | OLDORCHARD Wash Water #1 /PUMP |  | NJBC | M | NJBC-CM-OLDOR | P203 | INSV | INST | HUSSAARM | 2013-10-13 | ROUTE 70 EAST AT OLD ORCHARD ROAD |  | 5K324AK322-F2 |  |  | PROCESS EQUIPMENT | 0.00 HP AW | SPLITCASE | 0.000 GPM | 2.88 UN | MGD |  | WATER | HORIZONTAL | AW |  |  |  |  | 10 | 0.00 % |  | 0.0000 " |  |  |  | PACKING |  |  |  | XX
5108694 | UNKNOWN | NJHH-15-PCTP-1 | OLDORCHARD Hypochlorite Transfer /PUMP |  | NJBC | M | NJBC-CM-OLDOR | P203 | INSV | INST | HUSSAARM | 2013-10-13 | ROUTE 70 EAST AT OLD ORCHARD ROAD |  |  |  |  | CHEMICAL | 0.00 HP AW | END SUCTION | 0.000 GPM | 0.00 UN | GPH |  | OTHER | HORIZONTAL | AW |  |  |  |  | 2 | 0.00 % |  | 0.0000 " |  |  |  | MECHANICAL |  |  |  | XX
5108693 | UNKNOWN | NJHH-15-PDWP-3 | OLDORCHARD High Service #3 /PUMP |  | NJBC | M | NJBC-CM-OLDOR-HSP. | P203 | INSV | INST | HUSSAARM | 2013-10-13 | ROUTE 70 EAST AT OLD ORCHARD ROAD |  |  |  |  | PLANT TO DISTRIBUTION PUMP | 0.00 HP AW | SPLITCASE | 0.000 GPM | 2.00 UN | MGD |  | WATER | HORIZONTAL | AW |  |  |  |  | 12 | 0.00 % |  | 0.0000 " |  |  |  | PACKING |  |  |  | XX
5108692 | US MOTORS | NJHH-15-PDWP-2 | OLDORCHARD High Service #2 /PUMP |  | NJBC | M | NJBC-CM-OLDOR-HSP. | P203 | INSV | INST | HUSSAARM | 2013-10-13 | ROUTE 70 EAST AT OLD ORCHARD ROAD |  | H642A |  |  | PLANT TO DISTRIBUTION PUMP | 0.00 HP AW | SPLITCASE | 0.000 GPM | 2.00 UN | MGD |  | WATER | HORIZONTAL | AW |  |  |  |  | 12 | 0.00 % |  | 0.0000 " |  |  |  | PACKING |  |  |  | XX
5108691 | US MOTORS | NJHH-15-PDWP-1 | OLDORCHARD High Service #1 /PUMP |  | NJBC | M | NJBC-CM-OLDOR-HSP. | P203 | INSV | INST | HUSSAARM | 2013-10-13 | ROUTE 70 EAST AT OLD ORCHARD ROAD |  | R-1979-01-169 |  |  | PLANT TO DISTRIBUTION PUMP | 0.00 HP AW | SPLITCASE | 0.000 GPM | 2.00 UN | MGD |  | WATER | HORIZONTAL | AW |  |  |  |  | 12 | 0.00 % |  | 0.0000 " |  |  |  | PACKING |  |  |  | XX
5108687 | UNKNOWN | NJHH-13-CFLQ-2 | MURRAY /PUMP |  | NJBC | M | NJBC-CM-MURRA | P203 | INSV | INST | HUSSAARM | 2013-10-13 | 802 MURRAY AVE |  |  |  |  | RAW WATER (GROUND) | 0.00 HP AW | NON-SUBMERGED TURBINE | 0.000 GPM | 0.00 UN | GPH |  | WATER | VERTICAL | AW |  |  |  |  | 12 | 0.00 % |  | 0.0000 " |  |  |  | PACKING |  |  |  | XX
5108686 | UNKNOWN | NJHH-43-PWLL-64 | MAGNOLIA-W64 /PUMP |  | NJBC | M | NJBC-CM-MAGNO-W64. | P203 | INSV | INST | HUSSAARM | 2013-10-13 | 616 N WALNUT AVENUE |  |  |  |  | RAW WATER (GROUND) | 0.00 HP AW | NON-SUBMERGED TURBINE | 0.000 GPM | 0.00 UN | MGD |  | WATER | VERTICAL | AW |  |  |  |  | 8 | 0.00 % |  | 0.0000 " |  |  |  | PACKING |  |  |  | XX
5108683 | UNKNOWN | NJHH-43-PWLL-33 | MAGNOLIA-W33 /PUMP |  | NJBC | M | NJBC-CM-MAGNO-W33. | P203 | INSV | INST | HUSSAARM | 2013-10-13 | 625 N WALNUT AVENUE |  |  |  |  | RAW WATER (GROUND) | 0.00 HP AW | NON-SUBMERGED TURBINE | 0.000 GPM | 0.00 UN | MGD |  | WATER | VERTICAL | AW |  |  |  |  | 8 | 0.00 % |  | 0.0000 " |  |  |  | PACKING |  |  |  | XX
5108679 | UNKNOWN | NJHH-43-PDWP-2 | MAGNOLIA High Service #2 /PUMP |  | NJBC | M | NJBC-CM-MAGNO | P203 | INSV | INST | HUSSAARM | 2013-10-13 | 625 N WALNUT AVENUE |  |  |  |  | PLANT TO DISTRIBUTION PUMP | 0.00 HP AW | SPLITCASE | 0.000 GPM | 1.51 UN | MGD |  | WATER | HORIZONTAL | AW |  |  |  |  | 12 | 0.00 % |  | 0.0000 " |  |  |  | PACKING |  |  |  | XX
5108678 | DELAVAL | NJHH-43-PDWP-1 | MAGNOLIA High Service #1 /PUMP |  | NJBC | M | NJBC-CM-MAGNO | P203 | INSV | INST | HUSSAARM | 2013-10-13 | 625 N WALNUT AVENUE |  | 702939 |  |  | IN PLANT BOOSTER | 0.00 HP AW | SPLITCASE | 1,060.000 GPM | 1.51 UN | GPM | GREASE | GREASE | HORIZONTAL | AW |  |  |  |  | 4 | 0.00 % | BRONZE | 0.0000 " | 5 |  |  | PACKING |  |  | 143 | VARIABLE | CCW (FROM MOTOR FAN END)
5108677 | UNKNOWN | NJHH-43-PUSP-2 | MAGNOLIA Supernatant #2 /PUMP |  | NJBC | M | NJBC-CM-MAGNO | P203 | INSV | INST | HUSSAARM | 2013-10-13 | 625 N WALNUT AVENUE |  |  |  |  | PROCESS EQUIPMENT | 0.00 HP AW | END SUCTION | 0.000 GPM | 0.00 UN | OTHER |  | WATER | HORIZONTAL | AW |  |  |  |  | XX | 0.00 % |  | 0.0000 " |  |  |  | PACKING |  |  |  | XX
5108676 | UNKNOWN | NJHH-43-PUSP-1 | MAGNOLIA Supernatant #1 /PUMP |  | NJBC | M | NJBC-CM-MAGNO | P203 | INSV | INST | HUSSAARM | 2013-10-13 | 625 N WALNUT AVENUE |  |  |  |  | PROCESS EQUIPMENT | 0.00 HP AW | END SUCTION | 0.000 GPM | 0.00 UN | OTHER |  | WATER | HORIZONTAL | AW |  |  |  |  | XX | 0.00 % |  | 0.0000 " |  |  |  | PACKING |  |  |  | XX
5108675 | UNKNOWN | NJHH-86-PWLL-8 | LAURELSP-W8 /PUMP |  | NJBC | M | NJBC-CM-LAURE-W8.. | P203 | INSV | INST | HUSSAARM | 2013-10-13 | 820 GRAND AVENUE |  |  |  |  | RAW WATER (GROUND) | 0.00 HP AW | NON-SUBMERGED TURBINE | 0.000 GPM | 460.00 UN | MGD |  |  | VERTICAL | AW |  |  |  |  | 2 | 0.00 % |  | 0.0000 " | [6 empty] | 140 | XX
5108673 | UNKNOWN | NJHH-86-PWLL-61 | LAURELSP-W61 /PUMP |  | NJBC | M | NJBC-CM-LAURE-W61. | P203 | INSV | INST | HUSSAARM | 2013-10-13 | 325 TRENTON AVE |  |  |  |  | RAW WATER (GROUND) | 0.00 HP AW | NON-SUBMERGED TURBINE | 0.000 GPM | 396.00 UN | MGD |  | WATER | VERTICAL | AW |  |  |  |  | 6 | 0.00 % |  | 0.0000 " |  |  |  | PACKING |  |  | 177 | XX
5108672 | UNKNOWN | NJHH-86-PWLL-60 | LAURELSP-W60 /PUMP |  | NJBC | M | NJBC-CM-LAURE-W60. | P203 | INSV | INST | HUSSAARM | 2013-10-13 | 819 GRAND AVENUE |  |  |  |  | RAW WATER (GROUND) | 0.00 HP AW | NON-SUBMERGED TURBINE | 0.000 GPM | 382.00 UN | MGD |  | WATER | VERTICAL | AW |  |  |  |  | 6 | 0.00 % |  | 0.0000 " |  |  |  | PACKING |  |  | 150 | XX
5108671 | UNKNOWN | NJHH-86-PWLL-4 | LAURELSP-W4 /PUMP |  | NJBC | M | NJBC-CM-LAURE-W4.. | P203 | INSV | INST | HUSSAARM | 2013-10-13 | 325 TRENTON AVE |  |  |  |  | RAW WATER (GROUND) | 0.00 HP AW | NON-SUBMERGED TURBINE | 0.000 GPM | 432,000.00 UN | GPD |  | WATER | VERTICAL | AW |  |  |  |  | 6 | 0.00 % |  | 0.0000 " |  |  |  | PACKING |  |  | 90 | XX
5108670 | UNKNOWN | NJHH-86-PWLL-15 | LAURELSP-W15 /PUMP |  | NJBC | M | NJBC-CM-LAURE-W15. | P203 | INSV | INST | HUSSAARM | 2013-10-13 | 401 S ATLANTIC AVE |  |  |  |  | RAW WATER (GROUND) | 0.00 HP AW | NON-SUBMERGED TURBINE | 0.000 GPM | 936,000.00 UN | MGD |  | WATER | VERTICAL | AW |  |  |  |  | 8 | 0.00 % |  | 0.0000 " |  |  |  | PACKING |  |  | 280 | XX
5108669 | UNKNOWN | NJHH-86-PWLL-13 | LAURELSP-W13 /PUMP |  | NJBC | M | NJBC-CM-LAURE-W13. | P203 | INSV | INST | HUSSAARM | 2013-10-13 | 820 GRAND AVENUE |  |  |  |  | RAW WATER (GROUND) | 0.00 HP AW | NON-SUBMERGED TURBINE | 0.000 GPM | 1.00 UN | MGD |  | WATER | VERTICAL | AW |  |  |  |  | 8 | 0.00 % |  | 0.0000 " |  |  |  | PACKING |  |  | 172 | XX
5108667 | UNKNOWN | NJHH-86-PWLL-10 | LAURELSP-W10 /PUMP |  | NJBC | M | NJBC-CM-LAURE-W10. | P203 | INSV | INST | HUSSAARM | 2013-10-13 | 819 GRAND AVENUE |  |  |  |  | RAW WATER (GROUND) | 0.00 HP AW | NON-SUBMERGED TURBINE | 0.000 GPM | 504.00 UN | MGD |  | WATER | VERTICAL | AW |  |  |  |  | 4 | 0.00 % |  | 0.0000 " |  |  |  | PACKING |  |  | 110 | XX
5108666 | WESTINGHOUSE | NJHH-86-PWLL-1 | LAURELSP-W1 /PUMP |  | NJBC | M | NJBC-CM-LAURE-W1.. | P203 | INSV | INST | HUSSAARM | 2013-10-13 | 820 E ATLANTIC AVE |  |  |  |  | RAW WATER (GROUND) | 0.00 HP AW | NON-SUBMERGED TURBINE | 0.000 GPM | 432,000.00 UN | GPD |  | WATER | VERTICAL | AW |  |  |  |  | 8 | 0.00 % |  | 0.0000 " |  |  |  | PACKING |  |  | 100 | XX
5108664 | WESTINGHOUSE | NJHH-86-PDWP-3 | LAURELSP High Service #3 /PUMP |  | NJBC | M | NJBC-CM-LAURE | P203 | INSV | INST | HUSSAARM | 2013-10-13 | 820 GRAND AVENUE |  |  |  |  | PLANT TO DISTRIBUTION PUMP | 0.00 HP AW | SPLITCASE | 0.000 GPM | 2.00 UN | MGD |  | WATER | HORIZONTAL | AW |  |  |  |  | 12 | 0.00 % |  | 0.0000 " |  |  |  | PACKING |  |  | 170 | XX
5108663 | WESTINGHOUSE | NJHH-86-PDWP-2 | LAURELSP High Service #2 /PUMP |  | NJBC | M | NJBC-CM-LAURE | P203 | INSV | INST | HUSSAARM | 2013-10-13 | 820 GRAND AVENUE |  |  |  |  | PLANT TO DISTRIBUTION PUMP | 0.00 HP AW | SPLITCASE | 0.000 GPM | 2.00 UN | MGD |  | WATER | HORIZONTAL | AW |  |  |  |  | 12 | 0.00 % |  | 0.0000 " |  |  |  | PACKING |  |  | 170 | XX
5107984 | UNKNOWN | NJHH-20-PWLL-50 | CAMDEN-W50 /PUMP |  | NJBC | M | NJBC-CM-CASTA-WL50 | P203 | INSV | INST | HUSSAARM | 2013-10-13 | 922 REEVES AVE |  |  |  |  | RAW WATER (GROUND) |  | NON-SUBMERGED TURBINE |  |  | MGD |  | WATER | VERTICAL | AW |  |  |  |  | 8 | [6 empty] | PACKING |  |  |  | XX
5107983 | UNKNOWN | NJHH-20-PWWP-1 | CAMDEN Rinse #1 /PUMP |  | NJBC | M | NJBC-CM-CASTA | P203 | INSV | INST | HUSSAARM | 2013-10-13 | 791 N 30TH ST |  |  |  |  | IN PLANT TRANSFER |  | SPLITCASE |  |  | MGD |  |  | HORIZONTAL | AW |  |  |  |  | 6 | [6 empty] | MECHANICAL |  |  |  | XX
5107982 | UNKNOWN | NJHH-20-PRWP-2 | CAMDEN Low Service/Intake #2 /PUMP |  | NJBC | M | NJBC-CM-CASTA | P203 | INSV | INST | HUSSAARM | 2013-10-13 | 791 N 30TH ST |  |  |  |  | IN PLANT TRANSFER |  | SPLITCASE |  |  | MGD |  | WATER | HORIZONTAL | AW |  |  |  |  | 12 | [6 empty] | PACKING |  |  |  | XX
5107981 | UNKNOWN | NJHH-20-PRWP-1 | CAMDEN Low Service/Intake #1 /PUMP |  | NJBC | M | NJBC-CM-CASTA | P203 | INSV | INST | HUSSAARM | 2013-10-13 | 791 N 30TH ST |  |  |  |  | IN PLANT TRANSFER |  | END SUCTION |  |  | MGD |  | WATER | HORIZONTAL | AW |  |  |  |  | 12 | [6 empty] | PACKING |  |  |  | XX
5107980 | UNKNOWN | NJHH-20-PCTP-1 | CAMDEN Hypochlorite Transfer /PUMP |  | NJBC | M | NJBC-CM-CASTA | P203 | INSV | INST | HUSSAARM | 2013-10-13 | 791 N 30TH ST |  |  |  |  | CHEMICAL |  | END SUCTION |  |  | GPH |  | OTHER | HORIZONTAL | AW |  |  |  |  | 2 | [6 empty] | MECHANICAL |  |  |  | XX
5107979 | Peerless | NJHH-20-PDWP-3 | CAMDEN High Service #3 /PUMP |  | NJBC | M | NJBC-CM-CASTA | P203 | INSV | INST | HUSSAARM | 2013-10-13 | 791 N 30TH ST |  |  |  |  | PLANT TO DISTRIBUTION PUMP | 150.00 HP AW | SPLITCASE | 0.000 GPM | 2,772.00 UN | GPM |  | WATER | HORIZONTAL | AW |  |  |  |  | 12 | 0.00 % |  | 0.0000 " |  |  |  | PACKING |  |  | 150 | XX
5107978 | Peerless | NJHH-20-PDWP-2 | CAMDEN High Service #2 /PUMP |  | NJBC | M | NJBC-CM-CASTA | P203 | INSV | INST | HUSSAARM | 2013-10-13 | 791 N 30TH ST |  |  |  |  | PLANT TO DISTRIBUTION PUMP | 150.00 HP AW | SPLITCASE | 0.000 GPM | 2,772.00 UN | GPM |  | WATER | HORIZONTAL | AW |  |  |  |  | 12 | 0.00 % |  | 0.0000 " |  |  |  | PACKING |  |  | 150 | XX
5107977 | Peerless | NJHH-20-PDWP-1 | CAMDEN High Service #1 /PUMP |  | NJBC | M | NJBC-CM-CASTA | P203 | INSV | INST | HUSSAARM | 2013-10-13 | 791 N 30TH ST |  |  |  |  | PLANT TO DISTRIBUTION PUMP | 160.00 HP AW | SPLITCASE | 0.000 GPM | 1,525.00 UN | GPM |  | WATER | HORIZONTAL | AW |  |  |  |  | 12 | 0.00 % |  | 0.0000 " |  |  |  | PACKING |  |  | 160 | XX
5107975 | UNKNOWN | NJHH-20-PRWP-3 | CAMDEN Air Stripper #3 /PUMP |  | NJBC | M | NJBC-CM-CASTA | P203 | INSV | INST | HUSSAARM | 2013-10-13 | 791 N 30TH ST |  |  |  |  | PROCESS EQUIPMENT |  | NON-SUBMERGED TURBINE |  |  | MGD |  | GREASE | VERTICAL | AW |  |  |  |  | 12 | [6 empty] | MECHANICAL |  |  |  | XX
5107974 | UNKNOWN | NJHH-20-PRWP-5 | CAMDEN Air Stripper #2 /PUMP |  | NJBC | M | NJBC-CM-CASTA | P203 | INSV | INST | HUSSAARM | 2013-10-13 | 791 N 30TH ST |  |  |  |  | PROCESS EQUIPMENT |  | NON-SUBMERGED TURBINE |  |  | MGD |  | GREASE | VERTICAL | AW |  |  |  |  | 12 | [6 empty] | MECHANICAL |  |  |  | XX
5107973 | UNKNOWN | NJHH-20-PRWP-4 | CAMDEN Air Stripper #1 /PUMP |  | NJBC | M | NJBC-CM-CASTA | P203 | INSV | INST | HUSSAARM | 2013-10-13 | 791 N 30TH ST |  |  |  |  | PROCESS EQUIPMENT |  | NON-SUBMERGED TURBINE |  |  | MGD |  | GREASE | VERTICAL | AW |  |  |  |  | 10 | [6 empty] | MECHANICAL |  |  |  | XX
5107971 | UNKNOWN | NJHH-16-PWLL-13 | BROWNING-W65 /PUMP |  | NJBC | M | NJBC-CM-BROWN-W65. | P203 | INSV | INST | HUSSAARM | 2013-10-13 | BROWINING LANE |  |  |  |  | RAW WATER (GROUND) |  | SUBMERSIBLE |  | 1.00 UN | MGD |  |  | VERTICAL | AW |  |  |  |  | 12 | [9 empty] | 280 | XX
5107969 | UNKNOWN | NJHH-16-PWLL-12 | BROWNING-W46 /PUMP |  | NJBC | M | NJBC-CM-BROWN-W46. | P203 | INSV | INST | HUSSAARM | 2013-10-13 | BROWINING LANE |  |  |  |  | RAW WATER (GROUND) |  | SUBMERSIBLE |  | 2.00 UN | MGD |  |  | VERTICAL | AW |  |  |  |  | 12 | [9 empty] | 290 | XX
5107967 | UNKNOWN | NJHH-16-PWLL-11 | BROWNING-W45 /PUMP |  | NJBC | M | NJBC-CM-BROWN-W45. | P203 | INSV | INST | HUSSAARM | 2013-10-13 | BROWINING LANE |  |  |  |  | RAW WATER (GROUND) |  | SUBMERSIBLE |  | 1.57 UN | MGD |  |  | VERTICAL | AW |  |  |  |  | 12 | [9 empty] | 290 | XX
5107965 | UNKNOWN | NJHH-16-PWLL-10 | BROWNING-W44 /PUMP |  | NJBC | M | NJBC-CM-BROWN-W44. | P203 | INSV | INST | HUSSAARM | 2013-10-13 | BROWINING LANE |  |  |  |  | RAW WATER (GROUND) |  | SUBMERSIBLE |  | 2.00 UN | MGD |  |  | VERTICAL | AW |  |  |  |  | 12 | [9 empty] | 290 | XX
5107963 | UNKNOWN | NJHH-16-PWWP-2 | BROWNING Wash Water #2 /PUMP |  | NJBC | M | NJBC-CM-BROWN | P203 | INSV | INST | HUSSAARM | 2013-10-13 | BROWINING LANE |  | 1BDP |  |  | PROCESS EQUIPMENT | 0.00 HP AW | SPLITCASE | 0.000 GPM | 2.88 UN | MGD |  | WATER | HORIZONTAL | AW |  |  |  |  | 10 | 0.00 % |  | 0.0000 " |  |  |  | PACKING |  |  |  | XX
5107961 | UNKNOWN | NJHH-16-PWWP-1 | BROWNING Wash Water #1 /PUMP |  | NJBC | M | NJBC-CM-BROWN | P203 | INSV | INST | HUSSAARM | 2013-10-13 | BROWINING LANE |  | 1BDP |  |  | PROCESS EQUIPMENT | 0.00 HP AW | SPLITCASE | 0.000 GPM | 2.88 UN | MGD |  | WATER | HORIZONTAL | AW |  |  |  |  | 10 | 0.00 % |  | 0.0000 " |  |  |  | PACKING |  |  |  | XX
5107960 | UNKNOWN | NJHH-16-PSUP-2 | BROWNING Supernatant #2 /PUMP |  | NJBC | M | NJBC-CM-BROWN | P203 | INSV | INST | HUSSAARM | 2013-10-13 | BROWINING LANE |  |  |  |  | PROCESS EQUIPMENT | 0.00 HP AW | END SUCTION | 0.000 GPM | 0.00 UN | OTHER |  | WATER | HORIZONTAL | AW |  |  |  |  | XX | 0.00 % |  | 0.0000 " |  |  |  | MECHANICAL |  |  |  | XX
5107959 | UNKNOWN | NJHH-16-PSUP-1 | BROWNING Supernatant #1 /PUMP |  | NJBC | M | NJBC-CM-BROWN | P203 | INSV | INST | HUSSAARM | 2013-10-13 | BROWINING LANE |  |  |  |  | PROCESS EQUIPMENT | 0.00 HP AW | END SUCTION | 0.000 GPM | 0.00 UN | OTHER |  | WATER | HORIZONTAL | AW |  |  |  |  | XX | 0.00 % |  | 0.0000 " |  |  |  | MECHANICAL |  |  |  | XX
5107954 | UNKNOWN |  | OLDORCHARD-W68 /PUMP |  | NJBC | M | NJBC-CM-OLDOR-W68. | P203 | INSV | INST | HUSSAARM | 2013-10-13 | ROUTE 70 EAST AT OLD ORCHARD ROAD |  |  |  |  | RAW WATER (GROUND) |  | SUBMERSIBLE |  | 1.00 UN | GPM |  |  | VERTICAL | AW |  |  |  |  | 12 | [6 empty] | MECHANICAL |  |  |  | XX
5107953 | UNKNOWN | NJHH-16-PCTP-1 | BROWNING Hypochlorite Transfer /PUMP |  | NJBC | M | NJBC-CM-BROWN | P203 | INSV | INST | HUSSAARM | 2013-10-13 | BROWINING LANE |  |  |  |  | CHEMICAL | 0.00 HP AW | END SUCTION | 0.000 GPM | 0.00 UN | GPH |  | OTHER | XX | AW |  |  |  |  | 2 | 0.00 % |  | 0.0000 " |  |  |  | MECHANICAL |  |  |  | XX
5107952 | Gould | NJHH-16-PDWP-3 | BROWNING High Service #3 /PUMP |  | NJBC | M | NJBC-CM-BROWN | P203 | INSV | INST | HUSSAARM | 2013-10-13 | BROWINING LANE |  |  |  |  | PLANT TO DISTRIBUTION PUMP | 100.00 HP AW | SPLITCASE | 0.000 GPM | 1,400.00 UN | GPM |  | WATER | HORIZONTAL | AW |  |  |  |  | XX | 0.00 % |  | 0.0000 " |  |  |  | PACKING |  |  | 198 | XX
5107951 | Gould | NJHH-16-PDWP-2 | BROWNING High Service #2 /PUMP |  | NJBC | M | NJBC-CM-BROWN | P203 | INSV | INST | HUSSAARM | 2013-10-13 | BROWINING LANE |  |  |  |  | PLANT TO DISTRIBUTION PUMP | 100.00 HP AW | SPLITCASE | 0.000 GPM | 1,400.00 UN | GPM |  | WATER | HORIZONTAL | AW |  |  |  |  | XX | 0.00 % |  | 0.0000 " |  |  |  | PACKING |  |  | 198 | XX
5107950 | GOULDS | NJHH-16-PDWP-1 | BROWNING High Service #1 /PUMP |  | NJBC | M | NJBC-CM-BROWN | P203 | INSV | INST | HUSSAARM | 2013-10-13 | BROWINING LANE |  |  |  |  | DISTRIBUTION SYSTEM BOOSTER | 100.00 HP AW | SPLITCASE | 1,800.000 GPM | 1,400.00 UN | GPM | GREASE | WATER | HORIZONTAL | AW |  |  | ANTI FRICTION | ANTI FRICTION | 5 | 0.00 % | BRONZE | 14.0000 " | 8 | CAST IRON |  | PACKING |  |  | 198 | XX | CCW (FROM MOTOR FAN END)
5107949 | UNKNOWN | NJHH-9-PWLL-32 | ASHLAND-W32 /PUMP |  | NJBC | M | NJBC-CM-ASHLA-W32. | P203 | INSV | INST | HUSSAARM | 2013-10-13 | 107 ATLANTIC AVE |  |  |  |  | RAW WATER (GROUND) | 0.00 HP AW | NON-SUBMERGED TURBINE | 0.000 GPM | 0.00 UN | MGD |  | WATER | VERTICAL | AW |  |  |  |  | 12 | 0.00 % |  | 0.0000 " |  |  |  | PACKING |  |  |  | XX
5107985 | UNKNOWN | NJHH-20-PWLL-51 | CAMDEN-W51 /PUMP |  | NJBC | M | NJBC-CM-CASTA-WL51 | P203 | INSV | INST | HUSSAARM | 2013-10-13 | 807 LOIS AVE |  |  |  |  | RAW WATER (GROUND) |  | NON-SUBMERGED TURBINE |  |  | MGD |  | WATER | VERTICAL | AW |  |  |  |  | 10 | [6 empty] | PACKING |  |  |  | XX
5108615 | US MOTORS | NJHH-89-PDWP-11 | GIBBSSTA High Service #2 /PUMP |  | NJBC | M | NJBC-CM-GBSTA | P203 | INSV | INST | HUSSAARM | 2013-10-13 | 1 LINDEN AVE |  | D75E2ES / H642A |  |  | PLANT TO DISTRIBUTION PUMP | 0.00 HP AW | SPLITCASE | 0.000 GPM | 1.90 UN | MGD |  | WATER | HORIZONTAL | AW |  |  |  |  | 12 | 0.00 % |  | 0.0000 " |  |  |  | PACKING |  |  | 170 | XX
5108614 | Gould | NJHH-89-PDWP-10 | GIBBSSTA High Service #1 /PUMP |  | NJBC | M | NJBC-CM-GBSTA | P203 | INSV | INST | HUSSAARM | 2013-10-13 | 1 LINDEN AVE |  | 1BDP / 7210 |  |  | PLANT TO DISTRIBUTION PUMP | 100.00 HP AW | SPLITCASE | 0.000 GPM | 1,720.00 UN | GPM |  | WATER | HORIZONTAL | AW |  |  |  |  | 12 | 0.00 % |  | 0.0000 " |  |  |  | PACKING |  |  | 170 | XX
5108613 | UNKNOWN | NJHH-87-PDWP-2 | GIBBSBOROBS Booster #4 /PUMP |  | NJBC | M | NJBC-CM-GBBST | P203 | INSV | INST | HUSSAARM | 2013-10-13 | 79 LUCAS BLVD |  |  |  |  | DISTRIBUTION SYSTEM BOOSTER | 0.00 HP AW | SPLITCASE | 0.000 GPM | 1.90 UN | MGD |  | WATER | HORIZONTAL | AW |  |  |  |  | 12 | 0.00 % |  | 0.0000 " |  |  |  | PACKING |  |  |  | XX
5108611 | Gould | NJHH-87-PDWP-1 | GIBBSBOROBS Booster #3 /PUMP |  | NJBC | M | NJBC-CM-GBBST | P203 | INSV | INST | HUSSAARM | 2013-10-13 | 79 LUCAS BLVD |  |  |  |  | DISTRIBUTION SYSTEM BOOSTER | 100.00 HP AW | SPLITCASE | 0.000 GPM | 2,100.00 UN | GPM |  | WATER | HORIZONTAL | AW |  |  |  |  | 12 | 0.00 % |  | 0.0000 " |  |  |  | PACKING |  |  | 240 | XX
5108610 | Worthington | NJHH-40-PDWP-2 | EVESHAM-BST Booster #2 /PUMP |  | NJBC | M | NJBC-CM-EVBST-BSTA | P203 | INSV | INST | HUSSAARM | 2013-10-13 | EVERGREEN RD |  |  |  |  | DISTRIBUTION SYSTEM BOOSTER | 100.00 HP AW | SPLITCASE | 0.000 GPM | 2,100.00 UN | GPM |  | WATER | HORIZONTAL | AW |  |  |  |  | 12 | 0.00 % |  | 0.0000 " |  |  |  | PACKING |  |  | 125 | XX
5108609 | Worthington | NJHH-40-PDWP-1 | EVESHAM-BST Booster #1 /PUMP |  | NJBC | M | NJBC-CM-EVBST-BSTA | P203 | INSV | INST | HUSSAARM | 2013-10-13 | EVERGREEN RD |  |  |  |  | DISTRIBUTION SYSTEM BOOSTER | 100.00 HP AW | SPLITCASE | 0.000 GPM | 2,100.00 UN | GPM |  | WATER | HORIZONTAL | AW |  |  |  |  | 12 | 0.00 % |  | 0.0000 " |  |  |  | PACKING |  |  | 125 | XX
5108608 | UNKNOWN |  | HIGHLAND Caustic Transfer /PUMP |  | NJBC | M | NJBC-BU-HIGHL | P203 | INSV | INST | HUSSAARM | 2013-10-13 | 1007 Highland Ave |  |  |  |  | CHEMICAL | 0.00 HP AW | END SUCTION | 0.000 GPM | 0.00 UN | GPM |  | OTHER | XX | AW |  |  |  |  | XX | 0.00 % |  | 0.0000 " | [7 empty] | XX
5108607 | UNKNOWN |  | OLDORCHARD-W69 /PUMP |  | NJBC | M | NJBC-CM-OLDOR-W69. | P203 | INSV | INST | HUSSAARM | 2013-10-13 | ROUTE 70 EAST AT OLD ORCHARD ROAD |  |  |  |  | RAW WATER (GROUND) |  | SUBMERSIBLE |  | 1.00 UN | MGD |  |  | VERTICAL | AW |  |  |  |  | 12 | [6 empty] | MECHANICAL |  |  |  | XX
5108606 | UNKNOWN | NJHH-88-PWLL-26 | ELMTREE-W26 /PUMP |  | NJBC | M | NJBC-CM-ELMTR-W26. | P203 | INSV | INST | HUSSAARM | 2013-10-13 | 16 THOMAS RD |  |  |  |  | RAW WATER (GROUND) |  | NON-SUBMERGED TURBINE |  |  | MGD |  |  | VERTICAL | AW |  |  |  |  | 4 | [6 empty] | PACKING |  |  |  | XX
5108605 | UNKNOWN | NJHH-11-PWLL-23 | ELLISBERG-W23 /PUMP |  | NJBC | M | NJBC-CM-ELLIS-W23. | P203 | INSV | INST | HUSSAARM | 2013-10-13 | 135 PARK DR |  |  |  |  | RAW WATER (GROUND) |  | NON-SUBMERGED TURBINE |  |  | MGD |  | WATER | VERTICAL | AW |  |  |  |  | 8 | [6 empty] | PACKING |  |  |  | XX
5108603 | UNKNOWN | NJHH-11-PWLL-16 | ELLISBERG-W16 /PUMP |  | NJBC | M | NJBC-CM-ELLIS-W16. | P203 | INSV | INST | HUSSAARM | 2013-10-13 | 115 PARK DR |  |  |  |  | RAW WATER (GROUND) |  | NON-SUBMERGED TURBINE |  |  | MGD |  | WATER | VERTICAL | AW |  |  |  |  | 8 | [6 empty] | PACKING |  |  |  | XX
5108602 | UNKNOWN | NJHH-11-PWLL-13 | ELLISBERG-W13 /PUMP |  | NJBC | M | NJBC-CM-ELLIS-W13. | P203 | INSV | INST | HUSSAARM | 2013-10-13 | 105 PARK DR |  |  |  |  | RAW WATER (GROUND) |  | NON-SUBMERGED TURBINE |  |  | MGD |  | WATER | VERTICAL | AW |  |  |  |  | 8 | [6 empty] | PACKING |  |  |  | XX
5108601 | UNKNOWN | NJHH-11-PDWP-4 | ELLISBERG High Service #4 /PUMP |  | NJBC | M | NJBC-CM-ELLIS | P203 | INSV | INST | HUSSAARM | 2013-10-13 | 129 PARK DR |  |  |  |  | PLANT TO DISTRIBUTION PUMP |  | SPLITCASE |  | 1.76 UN | MGD |  | WATER | HORIZONTAL | AW |  |  |  |  | 12 | [6 empty] | PACKING |  |  |  | XX
5107987 | UNKNOWN | NJHH-20-PWLL-52 | CAMDEN-W52 /PUMP |  | NJBC | M | NJBC-CM-CASTA-WL52 | P203 | INSV | INST | HUSSAARM | 2013-10-13 | 710 N 29TH AND CLEVELAND AVE |  |  |  |  | RAW WATER (GROUND) |  | NON-SUBMERGED TURBINE |  |  | MGD |  | WATER | VERTICAL | AW |  |  |  |  | 8 | [6 empty] | PACKING |  |  |  | XX
5107988 | UNKNOWN | NJHH-20-PWLL-53 | CAMDEN-W53 /PUMP |  | NJBC | M | NJBC-CM-CASTA-WL53 | P203 | INSV | INST | HUSSAARM | 2013-10-13 | 800 BERGEN AVE |  |  |  |  | RAW WATER (GROUND) |  | NON-SUBMERGED TURBINE |  |  | MGD |  | WATER | VERTICAL | AW |  |  |  |  | 8 | [6 empty] | PACKING |  |  |  | XX
5107989 | UNKNOWN | NJHH-20-PWLL-54 | CAMDEN-W54 /PUMP |  | NJBC | M | NJBC-CM-CASTA-WL54 | P203 | INSV | INST | HUSSAARM | 2013-10-13 | 812 N 34TH ST |  |  |  |  | RAW WATER (GROUND) |  | NON-SUBMERGED TURBINE |  |  | MGD |  | WATER | VERTICAL | AW |  |  |  |  | 8 | [6 empty] | PACKING |  |  |  | XX
5107991 | UNKNOWN | NJHH-20-PWLL-55 | CAMDEN-W55 /PUMP |  | NJBC | M | NJBC-CM-CASTA-WL55 | P203 | INSV | INST | HUSSAARM | 2013-10-13 | 786 N 30TH ST |  |  |  |  | RAW WATER (GROUND) |  | NON-SUBMERGED TURBINE |  |  | MGD |  | WATER | VERTICAL | AW |  |  |  |  | 8 | [6 empty] | PACKING |  |  |  | XX
5107992 | Wheeler | NJHH-10-PDWP-1 | COLUMBIALK High Service #1 /PUMP |  | NJBC | M | NJBC-CM-COLUM | P203 | INSV | INST | HUSSAARM | 2013-10-13 | 330 OAK AVE |  |  |  |  | PLANT TO DISTRIBUTION PUMP | 60.00 HP AW | SPLITCASE |  | 1,050.00 UN | GPM |  | WATER | HORIZONTAL | AW |  |  |  |  | 12 | [6 empty] | PACKING |  |  | 170 | XX
5107993 | Wheeler | NJHH-10-PDWP-2 | COLUMBIALK High Service #2 /PUMP |  | NJBC | M | NJBC-CM-COLUM | P203 | INSV | INST | HUSSAARM | 2013-10-13 | 330 OAK AVE |  |  |  |  | PLANT TO DISTRIBUTION PUMP | 60.00 HP AW | SPLITCASE |  | 1,050.00 UN | GPM |  | WATER | HORIZONTAL | AW |  |  |  |  | 12 | [6 empty] | PACKING |  |  | 170 | XX
5108600 | UNKNOWN | NJHH-11-PDWP-3 | ELLISBERG High Service #3 /PUMP |  | NJBC | M | NJBC-CM-ELLIS | P203 | INSV | INST | HUSSAARM | 2013-10-13 | 129 PARK DR |  |  |  |  | PLANT TO DISTRIBUTION PUMP |  | SPLITCASE |  | 1.76 UN | MGD |  | WATER | HORIZONTAL | AW |  |  |  |  | 12 | [6 empty] | PACKING |  |  |  | XX
5107998 | UNKNOWN | NJHH-11-PDWP-2 | ELLISBERG High Service #2 /PUMP |  | NJBC | M | NJBC-CM-ELLIS | P203 | INSV | INST | HUSSAARM | 2013-10-13 | 129 PARK DR |  |  |  |  | PLANT TO DISTRIBUTION PUMP |  | SPLITCASE |  | 1.26 UN | MGD |  | WATER | HORIZONTAL | AW |  |  |  |  | 12 | [6 empty] | PACKING |  |  |  | XX
5107997 | UNKNOWN | NJHH-10-PWLL-31 | COLUMBIALK-W31 /PUMP |  | NJBC | M | NJBC-CM-COLUM-W31. | P203 | INSV | INST | HUSSAARM | 2013-10-13 | 21 POPLAR CT |  |  |  |  | RAW WATER (GROUND) |  | NON-SUBMERGED TURBINE |  |  | MGD |  | WATER | VERTICAL | AW |  |  |  |  | 5 | [6 empty] | PACKING |  |  |  | XX
5107994 | Wheeler | NJHH-10-PDWP-3 | COLUMBIALK High Service #3 /PUMP |  | NJBC | M | NJBC-CM-COLUM | P203 | INSV | INST | HUSSAARM | 2013-10-13 | 330 OAK AVE |  |  |  |  | PLANT TO DISTRIBUTION PUMP | 60.00 HP AW | SPLITCASE |  | 1,050.00 UN | GPM |  | WATER | HORIZONTAL | AW |  |  |  |  | 12 | [6 empty] | PACKING |  |  | 170 | XX
5107995 | UNKNOWN | NJHH-10-PWLL-22 | COLUMBIALK-W22 /PUMP |  | NJBC | M | NJBC-CM-COLUM-W22. | P203 | INSV | INST | HUSSAARM | 2013-10-13 | 330 OAK AVE |  |  |  |  | RAW WATER (GROUND) |  | NON-SUBMERGED TURBINE |  |  | MGD |  | WATER | VERTICAL | AW |  |  |  |  | 8 | [6 empty] | PACKING |  |  |  | XX
5107996 | UNKNOWN | NJHH-10-PWLL-24 | COLUMBIALK-W24 /PUMP |  | NJBC | M | NJBC-CM-COLUM-W24. | P203 | INSV | INST | HUSSAARM | 2013-10-13 | 1 LANDOVER LN |  |  |  |  | RAW WATER (GROUND) |  | NON-SUBMERGED TURBINE |  |  | MGD |  | WATER | VERTICAL | AW |  |  |  |  | 8 | [6 empty] | PACKING |  |  |  | XX
5188438 | GOULDS |  | HOME-W1 Well /PUMP |  | NJBC | M | NJBC-HS-HOME.-W1.. | P203 | INSV | INST | TAYLORDM | 2014-06-03 | Wagon Wheel Drive | 3-5 31 | CO4003583 |  |  | RAW WATER (GROUND) |  | SUBMERSIBLE | 300.000 GPM | 300.00 UN | GPM |  |  | XX | AW |  |  |  |  | XX |  | BRONZE | 316.0000 " | 3 | CAST IRON |  |  |  | 3 | 301 | XX
5193700 | UNKNOWN |  | CHURCHRCHL VENTURI MTR SUMP /PUMP |  | NJBC | M | NJBC-BU-CHURC | P203 | INSV | INST | TAYLORDM | 2014-11-19 | 213 CARRIAGE LANE |  |  |  |  | SUMP |  | SUBMERSIBLE | [5 empty] | XX | AW |  |  |  |  | XX | [10 empty] | XX
5195515 | UNKNOWN |  | GREEN Surface Wash /PUMP |  | NJBC | M | NJBC-MH-GREEN | P203 | INSV | INST | TAYLORDM | 2015-01-23 | 70 Green St |  |  |  |  | PROCESS EQUIPMENT | 0.00 HP AW | SPLITCASE | 0.000 GPM | 2.88 UN | MGD |  | WATER | HORIZONTAL | AW |  |  |  |  | 10 | 0.00 % |  | 0.0000 " |  |  |  | PACKING |  |  |  | XX
5195505 | UNKNOWN |  | GREEN Caustic Transfer 2 /PUMP |  | NJBC | M | NJBC-MH-GREEN | P203 | INSV | INST | TAYLORDM | 2015-01-23 | 70 Green St |  |  |  |  | CHEMICAL | 0.00 HP AW | END SUCTION | 0.000 GPM | 0.00 UN | GPM |  | OTHER | XX | AW |  |  |  |  | XX | 0.00 % |  | 0.0000 " | [7 empty] | XX
5195504 | UNKNOWN |  | GREEN Caustic Transfer 1 /PUMP |  | NJBC | M | NJBC-MH-GREEN | P203 | INSV | INST | TAYLORDM | 2015-01-23 | 70 Green St |  |  |  |  | CHEMICAL | 0.00 HP AW | END SUCTION | 0.000 GPM | 0.00 UN | GPM |  | OTHER | XX | AW |  |  |  |  | XX | 0.00 % |  | 0.0000 " | [7 empty] | XX
5199129 | UNKNOWN |  | CENTRE (HADDFLD)-WL05 /PUMP |  | NJBC | M | NJBC-CM-CENT.-WL05 | P203 | INSV | INST | LOD_EAM_01 | 2015-05-28 | 555 CENTRE STREET | [6 empty] | XX | [6 empty] | AW
5199130 | UNKNOWN |  | CENTRE (HADDFLD)-WL07 /PUMP |  | NJBC | M | NJBC-CM-CENT.-WL07 | P203 | INSV | INST | LOD_EAM_01 | 2015-05-28 | 555 CENTRE STREET | [6 empty] | XX | [6 empty] | AW
5199131 | UNKNOWN |  | CENTRE (HADDFLD)-WL1B /PUMP |  | NJBC | M | NJBC-CM-CENT.-WL1B | P203 | INSV | INST | LOD_EAM_01 | 2015-05-28 | 555 CENTRE STREET | [6 empty] | XX | [6 empty] | AW
5199132 | UNKNOWN |  | CENTRE (HADDFLD) BOOSTER /PUMP |  | NJBC | M | NJBC-CM-CENT. | P203 | INSV | INST | LOD_EAM_01 | 2015-05-28 | 555 CENTRE STREET | [6 empty] | XX | [6 empty] | AW
5199133 | UNKNOWN |  | LAKE (HADDFLD)-HS BOOSTER 1 /PUMP |  | NJBC | M | NJBC-CM-LAKE. | P203 | INSV | INST | LOD_EAM_01 | 2015-05-28 | LAKE STREET | [6 empty] | XX | [6 empty] | AW
5199134 | UNKNOWN |  | LAKE (HADDFLD)-HS BOOSTER 2 /PUMP |  | NJBC | M | NJBC-CM-LAKE. | P203 | INSV | INST | LOD_EAM_01 | 2015-05-28 | LAKE STREET | [6 empty] | XX | [6 empty] | AW
5199147 | UNKNOWN |  | CENTRE (HADDFLD) DIST PUMP 500 GPM /PUMP |  | NJBC | M | NJBC-CM-CENT. | P203 | INSV | INST | LOD_EAM_01 | 2015-05-28 | 555 CENTRE STREET | [6 empty] | XX | [6 empty] | AW
5199148 | UNKNOWN |  | CENTRE (HADDFLD ) DIST PMP 1100GPM /PUMP |  | NJBC | M | NJBC-CM-CENT. | P203 | INSV | INST | LOD_EAM_01 | 2015-05-28 | 555 CENTRE STREET | [6 empty] | XX | [6 empty] | AW
5199149 | UNKNOWN |  | CENTRE (HADDFLD) DIST PMP 1500 GPM /PUMP |  | NJBC | M | NJBC-CM-CENT. | P203 | INSV | INST | LOD_EAM_01 | 2015-05-28 | 555 CENTRE STREET | [6 empty] | XX | [6 empty] | AW
5210700 | PEERLESS |  | GLOUCESTERBS-BST Booster #3 /PUMP |  | NJBC | M | NJBC-GL-GLBST-BSTA | P203 | INSV | INST | TAYLORDM | 2016-01-22 | JESSUP MILL RD AT HARRISON AVE |  |  |  |  | PLANT TO DISTRIBUTION PUMP | 250.00 HP AW | SPLITCASE | 0.000 GPM | 3,680.00 UN | GPM |  | WATER | HORIZONTAL | AW |  |  |  |  | 12 | 0.00 % |  | 0.0000 " |  |  |  | MECHANICAL |  |  |  | XX
5211346 | UNKNOWN |  | RANN KOH TRANSFER PUMP 2 /PUMP |  | NJPG | M | NJPG-PG-RANN.-TRT. | P203 | INSV | INST | LOD_EAM_02 | 2016-02-04 | 370 HARDING HWY | [6 empty] | SPLITCASE | [6 empty] | AW
5211345 | UNKNOWN |  | RANN KOH TRANSFER PUMP 1 /PUMP |  | NJPG | M | NJPG-PG-RANN.-TRT. | P203 | INSV | INST | LOD_EAM_02 | 2016-02-04 | 370 HARDING HWY | [6 empty] | SPLITCASE | [6 empty] | AW
5211344 | FLOWSERVE |  | RANN DECANT PM P 2 /PUMP |  | NJPG | M | NJPG-PG-RANN.-TRT. | P203 | INSV | INST | LOD_EAM_02 | 2016-02-04 | 370 HARDING HWY |  | 1110625CHP001A |  |  |  | 0.00 HP AW | SPLITCASE | 0.000 GPM | 0.00 UN |  |  |  |  | AW | [5 empty] | 0.00 % |  | 0.0000 "
5211343 | FLOWSERVE |  | RANN DECANT PMP 1 /PUMP |  | NJPG | M | NJPG-PG-RANN.-TRT. | P203 | INSV | INST | LOD_EAM_02 | 2016-02-04 | 370 HARDING HWY |  | 1110625CHP001B |  |  |  | 0.00 HP AW | SPLITCASE | 0.000 GPM | 0.00 UN |  |  |  |  | AW | [5 empty] | 0.00 % |  | 0.0000 "
5211342 | MOYNO |  | RANN SLUDGE PMP 2 /PUMP |  | NJPG | M | NJPG-PG-RANN.-TRT. | P203 | INSV | INST | LOD_EAM_02 | 2016-02-04 | 370 HARDING HWY |  | 1WB022CDR3PA1EAAC |  |  |  | 0.00 HP AW | SPLITCASE | 0.000 GPM | 0.00 UN |  |  |  |  | AW | [5 empty] | 0.00 % |  | 0.0000 "
5211341 | MOYNO |  | RANN SLUDGE PMP 1 /PUMP |  | NJPG | M | NJPG-PG-RANN.-TRT. | P203 | INSV | INST | LOD_EAM_02 | 2016-02-04 | 370 HARDING HWY |  | 1WB022CDR3PA1EAAC |  |  |  | 0.00 HP AW | SPLITCASE | 0.000 GPM | 0.00 UN |  |  |  |  | AW | [5 empty] | 0.00 % |  | 0.0000 "
5211340 | FLOWSERVE |  | LAYT WELL 11A /PUMP |  | NJPG | M | NJPG-PG-LAYT.-W11A | P203 | INSV | INST | LOD_EAM_02 | 2016-02-04 | 370 HARDING HWY | [5 empty] | 0.00 HP AW | SPLITCASE | 0.000 GPM | 0.00 UN |  |  |  |  | AW | [5 empty] | 0.00 % |  | 0.0000 "
5211339 | GOULDS |  | LAYT WELL 4 /PUMP |  | NJPG | M | NJPG-PG-LAYT.-W04. | P203 | INSV | INST | LOD_EAM_02 | 2016-02-04 | 370 HARDING HWY | [6 empty] | SPLITCASE | [6 empty] | AW
5211338 | GOULDS |  | LAYT WELL 2 /PUMP |  | NJPG | M | NJPG-PG-LAYT.-W02. | P203 | INSV | INST | LOD_EAM_02 | 2016-02-04 | 370 HARDING HWY | [6 empty] | SPLITCASE | [6 empty] | AW
5211337 | FLOWSERVE |  | RANN WELL 7 /PUMP |  | NJPG | M | NJPG-PG-RANN.-W7.. | P203 | INSV | INST | LOD_EAM_02 | 2016-02-04 | 370 HARDING HWY | [6 empty] | SPLITCASE | [6 empty] | AW
5211336 | GOULDS |  | RANN WELL 2B /PUMP |  | NJPG | M | NJPG-PG-RANN.-W2B. | P203 | INSV | INST | LOD_EAM_02 | 2016-02-04 | 370 HARDING HWY | [6 empty] | SPLITCASE | [6 empty] | AW
5211335 | GOULDS |  | RANN WELL 1A /PUMP |  | NJPG | M | NJPG-PG-RANN.-W1A. | P203 | INSV | INST | LOD_EAM_02 | 2016-02-04 | 370 HARDING HWY | [6 empty] | SPLITCASE | [6 empty] | AW
5211405 | ABS |  | ELKAUIC Sump 2 /PUMP |  | NJBC | M | NJBC-GL-ELKAU | P203 | INSV | INST | TAYLORDM | 2016-03-08 | 603 AURA RD |  |  |  |  | SUMP |  | SUBMERSIBLE |  | 25.00 UN | GPM |  |  | XX | AW |  |  |  |  | 1.25 | [10 empty] | XX
5211704 | CORNELL |  | ELKAUIC BOOSTER PMP 1 /PUMP |  | NJBC | M | NJBC-GL-ELKAU | P203 | INSV | INST | TAYLORDM | 2016-03-09 | 603 AURA RD |  |  |  |  | DISTRIBUTION SYSTEM BOOSTER |  | END SUCTION |  | 250.00 UN | GPM |  |  |  | AW |  |  |  |  | 3 |  | BRONZE |  | 3 | CAST IRON |  | MECHANICAL |  |  | 25 | 1725
5211705 | CORNELL |  | ELKAUIC BOOSTER PMP 2 /PUMP |  | NJBC | M | NJBC-GL-ELKAU | P203 | INSV | INST | TAYLORDM | 2016-03-09 | 603 AURA RD |  |  |  |  | DISTRIBUTION SYSTEM BOOSTER |  | END SUCTION |  | 250.00 UN | GPM |  |  |  | AW |  |  |  |  | 3 |  | BRONZE |  | 3 | CAST IRON |  | MECHANICAL |  |  | 25 | 1725
5211715 | ABS |  | ELK2WIC Sump 2 /PUMP |  | NJBC | M | NJBC-GL-ELK2W | P203 | INSV | INST | TAYLORDM | 2016-03-09 | Aura Road |  |  |  |  | SUMP |  | SUBMERSIBLE |  | 25.00 UN | GPM |  |  | XX | AW |  |  |  |  | 1.25 | [10 empty] | XX
5211716 | ABS |  | ELK2WIC Sump 1 /PUMP |  | NJBC | M | NJBC-GL-ELK2W | P203 | INSV | INST | TAYLORDM | 2016-03-09 | Aura Road |  |  |  |  | SUMP |  | SUBMERSIBLE |  | 25.00 UN | GPM |  |  | XX | AW |  |  |  |  | 1.25 | [10 empty] | XX

## PC
Equipment |  | Inventory no. | Description | Full Name | AuthorizGroup | EquipCategory | Functional Loc. | Planning plant | User status | System status | Created by | Created on | Street | Size/dimens. | ManufSerialNo. | ManufPartNo. | Install. date | NARUC Maintenance Ac | NARUC Operations Acc | Special Mtn Note | Special Mtn Note Det
5103879 | UNKNOWN |  | RANN HMI /PC |  | NJPG | 6 | NJPG-PG-RANN. | P203 | INSV | INST | HUSSAARM | 2013-10-13 | 370 HARDING HWY |  |  |  |  | Maint Look Functional Location | Ops Look Functional Location
5103880 | UNKNOWN |  | CLEV HMI /PC |  | NJPG | 6 | NJPG-PG-CLEV. | P203 | INSV | INST | HUSSAARM | 2013-10-13 | 299 JOHNSON ST |  |  |  |  | Maint Look Functional Location | Ops Look Functional Location
5103881 | UNKNOWN |  | BROA HMI /PC |  | NJPG | 6 | NJPG-PG-BROA. | P203 | INSV | INST | HUSSAARM | 2013-10-13 | 163 N BROAD ST |  |  |  |  | Maint Look Functional Location | Ops Look Functional Location
5107069 | HP | NE18002642 | DRWTP IFIX SCADA MAINTENANCE /PC |  | NJBC | 6 | NJBC-BU-DRWTP | P203 | INSV | INST | HUSSAARM | 2013-10-13 | 213 CARRIAGE LANE |  | NJW2UA7270954 |  |  | Maint Look Functional Location | Ops Look Functional Location
5107071 | DELL |  | DRWTP SCADA ALARMS DATABASE /PC |  | NJBC | 6 | NJBC-BU-DRWTP | P203 | INSV | INST | HUSSAARM | 2013-10-13 | 213 CARRIAGE LANE |  |  |  |  | Maint Look Functional Location | Ops Look Functional Location
5107073 | DELL | 3P12TH1 | DRWTP IFIX GROUND WATER CLIENT AWW1 /PC |  | NJBC | 6 | NJBC-BU-DRWTP | P203 | INSV | INST | HUSSAARM | 2013-10-13 | 213 CARRIAGE LANE |  |  |  |  | Maint Look Functional Location | Ops Look Functional Location
5107075 | DELL | 2P12TH1 | DRWTP IFIX GROUND WATER CLIENT AWW2 /PC |  | NJBC | 6 | NJBC-BU-DRWTP | P203 | INSV | INST | HUSSAARM | 2013-10-13 | 213 CARRIAGE LANE |  |  |  |  | Maint Look Functional Location | Ops Look Functional Location
5107077 | HP | NE18002647 | DRWTP IFIX PLANT CLIENT TRI1 /PC |  | NJBC | 6 | NJBC-BU-DRWTP | P203 | INSV | INST | HUSSAARM | 2013-10-13 | 213 CARRIAGE LANE |  | 2OA7261MZK |  |  | Maint Look Functional Location | Ops Look Functional Location
5107078 | DELL | NE18002648 | DRWTP IFIX PLANT CLIENT TRI2 /PC |  | NJBC | 6 | NJBC-BU-DRWTP | P203 | INSV | INST | HUSSAARM | 2013-10-13 | 213 CARRIAGE LANE |  |  |  |  | Maint Look Functional Location | Ops Look Functional Location
5107080 | DELL | BWZCGQ1 | DRWTP IFIX MT HOLLY CLIENT /PC |  | NJBC | 6 | NJBC-BU-DRWTP | P203 | INSV | INST | HUSSAARM | 2013-10-13 | 213 CARRIAGE LANE |  |  |  |  | Maint Look Functional Location | Ops Look Functional Location
5107082 | DELL | NE18001053 | DRWTP IFIX FIRE ROAD CLIENT /PC |  | NJBC | 6 | NJBC-BU-DRWTP | P203 | INSV | INST | HUSSAARM | 2013-10-13 | 213 CARRIAGE LANE |  |  |  |  | Maint Look Functional Location | Ops Look Functional Location
5118916 | UNKNOWN |  | MANS HMI /PC |  | NJBC | 6 | NJBC-MF-MANS. | P203 | INSV | INST | HUSSAARM | 2013-10-13 | 3165 RTE 206 |  |  |  |  | Maint Look Functional Location | Ops Look Functional Location

## Motor Starter
Equipment |  | Inventory no. | Description | Full Name | AuthorizGroup | EquipCategory | Functional Loc. | Planning plant | User status | System status | Created by | Created on | Street | Size/dimens. | ManufSerialNo. | ManufPartNo. | Install. date | Amp Rating | Fuse Size | HP Rating | Motor Starter Type | Owned By | Special Mtn Note | Special Mtn Note Det | Str-NEMA Size | Str-Overload Type | Str-Type | Volt Rating
5134544 | UNKNOWN |  | ELLISBERG-W13 /MOTSTR |  | NJBC | E | NJBC-CM-ELLIS-W13. | P203 | INSV | INST | HUSSAARM | 2013-10-13 | 105 PARK DR | [6 empty] | 999.00 HP AW | MOTSTR* | AW
5134548 | UNKNOWN |  | ELLISBERG-W16 /MOTSTR |  | NJBC | E | NJBC-CM-ELLIS-W16. | P203 | INSV | INST | HUSSAARM | 2013-10-13 | 115 PARK DR | [6 empty] | 999.00 HP AW | MOTSTR* | AW
5134552 | UNKNOWN |  | ELLISBERG-W23 /MOTSTR |  | NJBC | E | NJBC-CM-ELLIS-W23. | P203 | INSV | INST | HUSSAARM | 2013-10-13 | 135 PARK DR | [6 empty] | 999.00 HP AW | MOTSTR* | AW
5134556 | UNKNOWN |  | ELMTREE-W26 /MOTSTR |  | NJBC | E | NJBC-CM-ELMTR-W26. | P203 | INSV | INST | HUSSAARM | 2013-10-13 | 16 THOMAS RD | [6 empty] | 999.00 HP AW | MOTSTR* | AW
5134561 | UNKNOWN |  | EVESHAM-BST Booster Pump #1 /MOTSTR |  | NJBC | E | NJBC-CM-EVBST-BSTA | P203 | INSV | INST | HUSSAARM | 2013-10-13 | EVERGREEN RD |  |  |  |  | 0.00 A |  | 999.00 HP AW | MOTSTR* | AW
5134565 | UNKNOWN |  | EVESHAM-BST Booster Pump #2 /MOTSTR |  | NJBC | E | NJBC-CM-EVBST-BSTA | P203 | INSV | INST | HUSSAARM | 2013-10-13 | EVERGREEN RD |  |  |  |  | 0.00 A |  | 999.00 HP AW | MOTSTR* | AW
5134569 | UNKNOWN |  | GIBBSSTA HYPOCHLOR XFR PMP /MS |  | NJBC | E | NJBC-CM-GBSTA | P203 | INSV | INST | HUSSAARM | 2013-10-13 | 1 LINDEN AVE |  |  |  |  | 0.00 A |  | 999.00 HP AW | MOTSTR* | AW
5134574 | UNKNOWN |  | GIBBSSTA-W41 HYPOCHLOR FD PMP /MS |  | NJBC | E | NJBC-CM-GBSTA-WL41 | P203 | INSV | INST | HUSSAARM | 2013-10-13 | 1 LINDEN AVE |  |  |  |  | 0.00 A |  | 999.00 HP AW | MOTSTR* | AW
5134579 | UNKNOWN |  | GIBBSSTA-W42 HYPOCHLOR FD PMP /MS |  | NJBC | E | NJBC-CM-GBSTA-WL42 | P203 | INSV | INST | HUSSAARM | 2013-10-13 | 1 LINDEN AVE |  |  |  |  | 0.00 A |  | 999.00 HP AW | MOTSTR* | AW
5134585 | UNKNOWN |  | RUNNEMEDE-W19 /MOTSTR |  | NJBC | E | NJBC-CM-RUNNE-W19. | P203 | INSV | INST | HUSSAARM | 2013-10-13 | 28 ST CLAIR AVE |  |  |  |  | 0.00 A |  | 999.00 HP AW | MOTSTR* | AW
5134902 | UNKNOWN |  | SOMERDALE-W14 /MOTSTR |  | NJBC | E | NJBC-CM-SOMER-W14. | P203 | INSV | INST | HUSSAARM | 2013-10-13 | 26 ELM AVE |  |  |  |  | 0.00 A |  | 999.00 HP AW | MOTSTR* | AW
5134920 | UNKNOWN |  | HADDONCRIC Booster Pump #1 /MOTSTR |  | NJBC | E | NJBC-CM-HACIC | P203 | INSV | INST | HUSSAARM | 2013-10-13 | 429 W CRYSTAL LAKE AVE |  |  |  |  | 0.00 A |  | 999.00 HP AW | MOTSTR* | AW
5134925 | UNKNOWN |  | HADDONCRIC Booster Pump #2 /MOTSTR |  | NJBC | E | NJBC-CM-HACIC | P203 | INSV | INST | HUSSAARM | 2013-10-13 | 429 W CRYSTAL LAKE AVE |  |  |  |  | 0.00 A |  | 999.00 HP AW | MOTSTR* | AW
5134929 | UNKNOWN |  | HADDONHTS Hypo Transfer /MOTSTR |  | NJBC | E | NJBC-CM-HAHTS | P203 | INSV | INST | HUSSAARM | 2013-10-13 | 614 W. Atlantic Ave |  |  |  |  | 0.00 A |  | 999.00 HP AW | MOTSTR* | AW
5134933 | UNKNOWN |  | HADDONHTS Sludge Transfer /MOTSTR |  | NJBC | E | NJBC-CM-HAHTS | P203 | INSV | INST | HUSSAARM | 2013-10-13 | 614 W. Atlantic Ave |  |  |  |  | 0.00 A |  | 999.00 HP AW | MOTSTR* | AW
5134938 | UNKNOWN |  | HUTTONHILL Booster Pump #3 /MOTSTR |  | NJBC | E | NJBC-CM-HUTTO | P203 | INSV | INST | HUSSAARM | 2013-10-13 | 1911 KRESSON RD | [6 empty] | 999.00 HP AW | MOTSTR* | AW
5134944 | UNKNOWN |  | HUTTONHILL Booster Pump #4 /MOTSTR |  | NJBC | E | NJBC-CM-HUTTO | P203 | INSV | INST | HUSSAARM | 2013-10-13 | 1911 KRESSON RD | [6 empty] | 999.00 HP AW | MOTSTR* | AW
5134948 | UNKNOWN |  | IRISHHILLBS Booster Pump /MOTSTR |  | NJBC | E | NJBC-CM-IRISH | P203 | INSV | INST | HUSSAARM | 2013-10-13 | 128 HILL AVE | [6 empty] | 999.00 HP AW | MOTSTR* | AW
5134952 | UNKNOWN |  | KINGSTON High Service #1 /MOTSTR |  | NJBC | E | NJBC-CM-KINGS | P203 | INSV | INST | HUSSAARM | 2013-10-13 | 514 HOWARD RD | [6 empty] | 999.00 HP AW | MOTSTR* | AW
5134956 | UNKNOWN |  | KINGSTON High Service #2 /MOTSTR |  | NJBC | E | NJBC-CM-KINGS | P203 | INSV | INST | HUSSAARM | 2013-10-13 | 514 HOWARD RD | [6 empty] | 999.00 HP AW | MOTSTR* | AW
5134961 | UNKNOWN |  | KINGSTON High Service #3 /MOTSTR |  | NJBC | E | NJBC-CM-KINGS | P203 | INSV | INST | HUSSAARM | 2013-10-13 | 514 HOWARD RD | [6 empty] | 999.00 HP AW | MOTSTR* | AW
5134964 | UNKNOWN |  | KINGSTON-W25 /MOTSTR |  | NJBC | E | NJBC-CM-KINGS-W25. | P203 | INSV | INST | HUSSAARM | 2013-10-13 | 85 RANOLDO TER | [6 empty] | 999.00 HP AW | MOTSTR* | AW
5134969 | UNKNOWN |  | KINGSTON-W59 /MOTSTR |  | NJBC | E | NJBC-CM-KINGS-W59. | P203 | INSV | INST | HUSSAARM | 2013-10-13 | 514 HOWARD RD | [6 empty] | 999.00 HP AW | MOTSTR* | AW
5134974 | UNKNOWN |  | KINGSTON-W62 /MOTSTR |  | NJBC | E | NJBC-CM-KINGS-W62. | P203 | INSV | INST | HUSSAARM | 2013-10-13 | 512 HOWARD RD | [6 empty] | 999.00 HP AW | MOTSTR* | AW
5134978 | UNKNOWN |  | LEONAVE /MOTSTR |  | NJBC | E | NJBC-BU-LEONA | P203 | INSV | INST | HUSSAARM | 2013-10-13 | 525 LEON AVE | [6 empty] | 999.00 HP AW | MOTSTR* | AW
5134982 | UNKNOWN |  | MAGNOLIA Supernatant Pump #1 /MOTSTR |  | NJBC | E | NJBC-CM-MAGNO | P203 | INSV | INST | HUSSAARM | 2013-10-13 | 625 N WALNUT AVENUE |  |  |  |  | 0.00 A |  | 999.00 HP AW | MOTSTR* | AW
5134987 | UNKNOWN |  | MAGNOLIA Supernatant Pump #2 /MOTSTR |  | NJBC | E | NJBC-CM-MAGNO | P203 | INSV | INST | HUSSAARM | 2013-10-13 | 625 N WALNUT AVENUE |  |  |  |  | 0.00 A |  | 999.00 HP AW | MOTSTR* | AW
5134991 | UNKNOWN |  | OLDORCHARD HYPOCHLOR XFR PMP /MS |  | NJBC | E | NJBC-CM-OLDOR | P203 | INSV | INST | HUSSAARM | 2013-10-13 | ROUTE 70 EAST AT OLD ORCHARD ROAD |  |  |  |  | 0.00 A |  | 999.00 HP AW | MOTSTR* | AW
5134995 | UNKNOWN |  | OLDORCHARD WSHH2O1 A PMP /MS |  | NJBC | E | NJBC-CM-OLDOR | P203 | INSV | INST | HUSSAARM | 2013-10-13 | ROUTE 70 EAST AT OLD ORCHARD ROAD |  |  |  |  | 0.00 A |  | 25.00 HP AW | MOTSTR* | AW
5134999 | UNKNOWN |  | OLDORCHARD WSHH2O2 B PMP /MS |  | NJBC | E | NJBC-CM-OLDOR | P203 | INSV | INST | HUSSAARM | 2013-10-13 | ROUTE 70 EAST AT OLD ORCHARD ROAD |  |  |  |  | 0.00 A |  | 25.00 HP AW | MOTSTR* | AW
5135306 | UNKNOWN |  | OTTERBROOK-W34 /MOTSTR |  | NJBC | E | NJBC-CM-OTTER-W34. | P203 | INSV | INST | HUSSAARM | 2013-10-13 | 413 N OTTER BRANCH DR |  |  |  |  | 0.00 A |  | 999.00 HP AW | MOTSTR* | AW
5135310 | UNKNOWN |  | POMONA Caustic Transfer Pump /MOTSTR |  | NJBC | E | NJBC-BU-POMON | P203 | INSV | INST | HUSSAARM | 2013-10-13 | 915 POMONA ROAD |  |  |  |  | 0.00 A |  | 999.00 HP AW | MOTSTR* | AW
5135314 | UNKNOWN |  | POMONA-ALB-W14 /MOTSTR |  | NJBC | E | NJBC-BU-POMON-ALB.-W14. | P203 | INSV | INST | HUSSAARM | 2013-10-13 | 2712 NEW ALBANY RD |  |  |  |  | 0.00 A |  | 999.00 HP AW | MOTSTR* | AW
5135319 | UNKNOWN |  | POMONA-ALB-W26 /MOTSTR |  | NJBC | E | NJBC-BU-POMON-ALB.-W26. | P203 | INSV | INST | HUSSAARM | 2013-10-13 | 2712 NEW ALBANY RD |  |  |  |  | 0.00 A |  | 999.00 HP AW | MOTSTR* | AW
5135323 | UNKNOWN |  | RIVERROAD Booster Pump #1 /MOTSTR |  | NJBC | E | NJBC-BU-RVBST | P203 | INSV | INST | HUSSAARM | 2013-10-13 | 2767 BROAD ST |  |  |  |  | 0.00 A |  | 999.00 HP AW | MOTSTR* | AW
5135327 | UNKNOWN |  | RIVERROAD Booster Pump #2 /MOTSTR |  | NJBC | E | NJBC-BU-RVBST | P203 | INSV | INST | HUSSAARM | 2013-10-13 | 2767 BROAD ST |  |  |  |  | 0.00 A |  | 999.00 HP AW | MOTSTR* | AW
5135332 | UNKNOWN |  | RIVERROAD Booster Pump #3 /MOTSTR |  | NJBC | E | NJBC-BU-RVBST | P203 | INSV | INST | HUSSAARM | 2013-10-13 | 2767 BROAD ST |  |  |  |  | 0.00 A |  | 999.00 HP AW | MOTSTR* | AW
5135336 | UNKNOWN |  | STATION Booster Pump #1 /MOTSTR |  | NJBC | E | NJBC-CM-STATI | P203 | INSV | INST | HUSSAARM | 2013-10-13 | 2 STATION AVE | [6 empty] | 999.00 HP AW | MOTSTR* | AW
5135341 | UNKNOWN |  | STEPHENS-W28 /MOTSTR |  | NJBC | E | NJBC-BU-STEPH-W28. | P203 | INSV | INST | HUSSAARM | 2013-10-13 | 208 STEPHEN DR | [6 empty] | 999.00 HP AW | MOTSTR* | AW
5135345 | UNKNOWN |  | STEPHENS-W31 /MOTSTR |  | NJBC | E | NJBC-BU-STEPH-W31. | P203 | INSV | INST | HUSSAARM | 2013-10-13 | 210 STEPHEN DR | [6 empty] | 999.00 HP AW | MOTSTR* | AW
5133659 | UNKNOWN |  | MAGNOLIA Well House #33 /MOTSTR |  | NJBC | E | NJBC-CM-MAGNO | P203 | INSV | INST | HUSSAARM | 2013-10-13 | 625 N WALNUT AVENUE |  |  |  |  | 0.00 A |  | 999.00 HP AW | MOTSTR* | AW
5133675 | UNKNOWN |  | 30TH High Service Pump #2 /MOTSTR |  | NJBC | E | NJBC-CM-30TH. | P203 | INSV | INST | HUSSAARM | 2013-10-13 | 2940 SAUNDERS ST | [6 empty] | 999.00 HP AW | MOTSTR* | AW
5133678 | UNKNOWN |  | 30TH High Service Pump #3 /MOTSTR |  | NJBC | E | NJBC-CM-30TH. | P203 | INSV | INST | HUSSAARM | 2013-10-13 | 2940 SAUNDERS ST | [6 empty] | 999.00 HP AW | MOTSTR* | AW
5133682 | UNKNOWN |  | ASHLAND-W17 /MOTSTR |  | NJBC | E | NJBC-CM-ASHLA-W17. | P203 | INSV | INST | HUSSAARM | 2013-10-13 | 107 ATLANTIC AVE | [6 empty] | 999.00 HP AW | MOTSTR* | AW
5133687 | UNKNOWN |  | ASHLAND-W32 /MOTSTR |  | NJBC | E | NJBC-CM-ASHLA-W32. | P203 | INSV | INST | HUSSAARM | 2013-10-13 | 107 ATLANTIC AVE | [6 empty] | 999.00 HP AW | MOTSTR* | AW
5133691 | UNKNOWN |  | BEVERLY-W15 /MOTSTR |  | NJBC | E | NJBC-BU-BEVER-W15. | P203 | INSV | INAC INST | HUSSAARM | 2013-10-13 | 40 BROAD ST | [6 empty] | 999.00 HP AW | MOTSTR* | AW
5133695 | UNKNOWN |  | BROWNING High Service Pump #3 /MOTSTR |  | NJBC | E | NJBC-CM-BROWN | P203 | INSV | INST | HUSSAARM | 2013-10-13 | BROWINING LANE |  |  |  |  | 0.00 A |  | 100.00 HP AW | MOTSTR* | AW
5134100 | UNKNOWN |  | BROWNING HYPOCHLOR XFR PMP /MS |  | NJBC | E | NJBC-CM-BROWN | P203 | INSV | INST | HUSSAARM | 2013-10-13 | BROWINING LANE |  |  |  |  | 0.00 A |  | 999.00 HP AW | MOTSTR* | AW
5134104 | UNKNOWN |  | BROWNING Sludge Pump #3 /MOTSTR |  | NJBC | E | NJBC-CM-BROWN | P203 | INSV | INST | HUSSAARM | 2013-10-13 | BROWINING LANE |  |  |  |  | 0.00 A |  | 999.00 HP AW | MOTSTR* | AW
5134108 | UNKNOWN |  | BROWNING Wash Water #1 (A) Pump /MOTSTR |  | NJBC | E | NJBC-CM-BROWN | P203 | INSV | INST | HUSSAARM | 2013-10-13 | BROWINING LANE |  |  |  |  | 0.00 A |  | 999.00 HP AW | MOTSTR* | AW
5134112 | UNKNOWN |  | BROWNING Wash Water #2 (B) Pump /MOTSTR |  | NJBC | E | NJBC-CM-BROWN | P203 | INSV | INST | HUSSAARM | 2013-10-13 | BROWINING LANE |  |  |  |  | 0.00 A |  | 999.00 HP AW | MOTSTR* | AW
5134116 | UNKNOWN |  | CAMDEN Air Stripper #1 /MOTSTR |  | NJBC | E | NJBC-CM-CASTA | P203 | INSV | INST | HUSSAARM | 2013-10-13 | 791 N 30TH ST | [6 empty] | 999.00 HP AW | MOTSTR* | AW
5134121 | UNKNOWN |  | CAMDEN Air Stripper #2 /MOTSTR |  | NJBC | E | NJBC-CM-CASTA | P203 | INSV | INST | HUSSAARM | 2013-10-13 | 791 N 30TH ST | [6 empty] | 999.00 HP AW | MOTSTR* | AW
5134125 | UNKNOWN |  | CAMDEN Air Stripper #3 /MOTSTR |  | NJBC | E | NJBC-CM-CASTA | P203 | INSV | INST | HUSSAARM | 2013-10-13 | 791 N 30TH ST | [6 empty] | 999.00 HP AW | MOTSTR* | AW
5134129 | UNKNOWN |  | CAMDEN High Service Pump #1 /MOTSTR |  | NJBC | E | NJBC-CM-CASTA | P203 | INSV | INST | HUSSAARM | 2013-10-13 | 791 N 30TH ST | [6 empty] | 999.00 HP AW | MOTSTR* | AW
5134134 | UNKNOWN |  | CAMDEN High Service Pump #2 /MOTSTR |  | NJBC | E | NJBC-CM-CASTA | P203 | INSV | INST | HUSSAARM | 2013-10-13 | 791 N 30TH ST | [6 empty] | 999.00 HP AW | MOTSTR* | AW
5134138 | UNKNOWN |  | CAMDEN High Service Pump #3 /MOTSTR |  | NJBC | E | NJBC-CM-CASTA | P203 | INSV | INST | HUSSAARM | 2013-10-13 | 791 N 30TH ST | [6 empty] | 999.00 HP AW | MOTSTR* | AW
5134142 | UNKNOWN |  | CAMDEN HYPOCHLOR XFR PMP /MS |  | NJBC | E | NJBC-CM-CASTA | P203 | INSV | INST | HUSSAARM | 2013-10-13 | 791 N 30TH ST | [6 empty] | 999.00 HP AW | MOTSTR* | AW
5134146 | UNKNOWN |  | CAMDEN LS INTAKE PMP1 /MS |  | NJBC | E | NJBC-CM-CASTA | P203 | INSV | INST | HUSSAARM | 2013-10-13 | 791 N 30TH ST | [6 empty] | 999.00 HP AW | MOTSTR* | AW
5134153 | UNKNOWN |  | CAMDEN LS INTAKE PMP2 /MS |  | NJBC | E | NJBC-CM-CASTA | P203 | INSV | INST | HUSSAARM | 2013-10-13 | 791 N 30TH ST | [6 empty] | 999.00 HP AW | MOTSTR* | AW
5134156 | UNKNOWN |  | CAMDEN Rinse #1 /MOTSTR |  | NJBC | E | NJBC-CM-CASTA | P203 | INSV | INST | HUSSAARM | 2013-10-13 | 791 N 30TH ST | [6 empty] | 999.00 HP AW | MOTSTR* | AW
5134160 | UNKNOWN |  | CAMDEN-W50 /MOTSTR |  | NJBC | E | NJBC-CM-CASTA-WL50 | P203 | INSV | INST | HUSSAARM | 2013-10-13 | 922 REEVES AVE | [6 empty] | 999.00 HP AW | MOTSTR* | AW
5134165 | UNKNOWN |  | CAMDEN-W51 /MOTSTR |  | NJBC | E | NJBC-CM-CASTA-WL51 | P203 | INSV | INST | HUSSAARM | 2013-10-13 | 807 LOIS AVE | [6 empty] | 999.00 HP AW | MOTSTR* | AW
5134169 | UNKNOWN |  | CAMDEN-W52 /MOTSTR |  | NJBC | E | NJBC-CM-CASTA-WL52 | P203 | INSV | INST | HUSSAARM | 2013-10-13 | 710 N 29TH AND CLEVELAND AVE | [6 empty] | 999.00 HP AW | MOTSTR* | AW
5134173 | UNKNOWN |  | CAMDEN-W53 /MOTSTR |  | NJBC | E | NJBC-CM-CASTA-WL53 | P203 | INSV | INST | HUSSAARM | 2013-10-13 | 800 BERGEN AVE | [6 empty] | 999.00 HP AW | MOTSTR* | AW
5134177 | UNKNOWN |  | CAMDEN-W54 /MOTSTR |  | NJBC | E | NJBC-CM-CASTA-WL54 | P203 | INSV | INST | HUSSAARM | 2013-10-13 | 812 N 34TH ST | [6 empty] | 999.00 HP AW | MOTSTR* | AW
5134183 | UNKNOWN |  | CAMDEN-W55 /MOTSTR |  | NJBC | E | NJBC-CM-CASTA-WL55 | P203 | INSV | INST | HUSSAARM | 2013-10-13 | 786 N 30TH ST | [6 empty] | 999.00 HP AW | MOTSTR* | AW
5134187 | UNKNOWN |  | COLUMBIALK High Service Pump #1 /MOTSTR |  | NJBC | E | NJBC-CM-COLUM | P203 | INSV | INST | HUSSAARM | 2013-10-13 | 330 OAK AVE | [6 empty] | 999.00 HP AW | MOTSTR* | AW
5134192 | UNKNOWN |  | COLUMBIALK High Service Pump #2 /MOTSTR |  | NJBC | E | NJBC-CM-COLUM | P203 | INSV | INST | HUSSAARM | 2013-10-13 | 330 OAK AVE | [6 empty] | 999.00 HP AW | MOTSTR* | AW
5134196 | UNKNOWN |  | COLUMBIALK High Service Pump #3 /MOTSTR |  | NJBC | E | NJBC-CM-COLUM | P203 | INSV | INST | HUSSAARM | 2013-10-13 | 330 OAK AVE | [6 empty] | 999.00 HP AW | MOTSTR* | AW
5134500 | UNKNOWN |  | COLUMBIALK-W22 /MOTSTR |  | NJBC | E | NJBC-CM-COLUM-W22. | P203 | INSV | INST | HUSSAARM | 2013-10-13 | 330 OAK AVE | [6 empty] | 999.00 HP AW | MOTSTR* | AW
5134504 | UNKNOWN |  | COLUMBIALK-W24 /MOTSTR |  | NJBC | E | NJBC-CM-COLUM-W24. | P203 | INSV | INST | HUSSAARM | 2013-10-13 | 1 LANDOVER LN | [6 empty] | 999.00 HP AW | MOTSTR* | AW
5134508 | UNKNOWN |  | COLUMBIALK-W31 /MOTSTR |  | NJBC | E | NJBC-CM-COLUM-W31. | P203 | INSV | INST | HUSSAARM | 2013-10-13 | 21 POPLAR CT | [6 empty] | 999.00 HP AW | MOTSTR* | AW
5134513 | UNKNOWN |  | EGBERT High Service Pump #1 /MOTSTR |  | NJBC | E | NJBC-CM-EGBER | P203 | INSV | INST | HUSSAARM | 2013-10-13 | 1328 SYLVAN AVE | [6 empty] | 999.00 HP AW | MOTSTR* | AW
5134518 | UNKNOWN |  | EGBERT High Service Pump #2 /MOTSTR |  | NJBC | E | NJBC-CM-EGBER | P203 | INSV | INST | HUSSAARM | 2013-10-13 | 1328 SYLVAN AVE | [6 empty] | 999.00 HP AW | MOTSTR* | AW
5134521 | UNKNOWN |  | EGBERT-W18 /MOTSTR |  | NJBC | E | NJBC-CM-EGBER-W18. | P203 | INSV | INST | HUSSAARM | 2013-10-13 | 1328 SYLVAN AVE | [6 empty] | 999.00 HP AW | MOTSTR* | AW
5134525 | UNKNOWN |  | EGBERT-W35 /MOTSTR |  | NJBC | E | NJBC-CM-EGBER-W35. | P203 | INSV | INST | HUSSAARM | 2013-10-13 | 1328 SYLVAN AVE | [6 empty] | 999.00 HP AW | MOTSTR* | AW
5134530 | UNKNOWN |  | ELLISBERG High Service Pump #2 /MOTSTR |  | NJBC | E | NJBC-CM-ELLIS | P203 | INSV | INST | HUSSAARM | 2013-10-13 | 129 PARK DR | [6 empty] | 999.00 HP AW | MOTSTR* | AW
5134534 | UNKNOWN |  | ELLISBERG High Service Pump #3 /MOTSTR |  | NJBC | E | NJBC-CM-ELLIS | P203 | INSV | INST | HUSSAARM | 2013-10-13 | 129 PARK DR | [6 empty] | 999.00 HP AW | MOTSTR* | AW
5134539 | UNKNOWN |  | ELLISBERG High Service Pump #4 /MOTSTR |  | NJBC | E | NJBC-CM-ELLIS | P203 | INSV | INST | HUSSAARM | 2013-10-13 | 129 PARK DR | [6 empty] | 999.00 HP AW | MOTSTR* | AW
5135349 | UNKNOWN |  | SUNBURY-W96 /MOTSTR |  | NJBC | E | NJBC-PB-SUNBU-W96. | P203 | INSV | INST | HUSSAARM | 2013-10-13 | 246 ANDERSON ROAD | [6 empty] | 999.00 HP AW | MOTSTR* | AW
5145889 | UNKNOWN |  | BIRCH-MCC 480V Well #6 /MOTSTR |  | NJLO | E | NJLO-Z1-BIRCH | P203 | INSV | INST | HUSSAARM | 2013-10-13 | 322 BIRCH CREEK ROAD |  |  |  |  | 0.00 A |  | 999.00 HP AW | MOTSTR* | AW | [5 empty] | 480
5145890 | UNKNOWN |  | BIRCH-MCC 480V Clearwell Pump#1 /MOTSTR |  | NJLO | E | NJLO-Z1-BIRCH | P203 | INSV | INST | HUSSAARM | 2013-10-13 | 322 BIRCH CREEK ROAD |  |  |  |  | 0.00 A |  | 999.00 HP AW | MOTSTR* | AW | [5 empty] | 480
5145891 | UNKNOWN |  | BIRCH-MCC 480V Clearwell Pump#2 /MOTSTR |  | NJLO | E | NJLO-Z1-BIRCH | P203 | INSV | INST | HUSSAARM | 2013-10-13 | 322 BIRCH CREEK ROAD |  |  |  |  | 0.00 A |  | 999.00 HP AW | MOTSTR* | AW | [5 empty] | 480
5147809 | UNKNOWN |  | BIRCH-MCC208V PHOS FD PMP /MS |  | NJLO | E | NJLO-Z1-BIRCH | P203 | INSV | INST | HUSSAARM | 2013-10-13 | 322 BIRCH CREEK ROAD |  |  |  |  | 0.00 A |  | 999.00 HP AW | MOTSTR* | AW
5147811 | UNKNOWN |  | BIRCH-MCC208V CL2 BSTPMP /MS |  | NJLO | E | NJLO-Z1-BIRCH | P203 | INSV | INST | HUSSAARM | 2013-10-13 | 322 BIRCH CREEK ROAD |  |  |  |  | 0.00 A |  | 999.00 HP AW | MOTSTR* | AW
5147812 | UNKNOWN |  | BIRCH-MCC208V SLDGE PMP BLDG /MS |  | NJLO | E | NJLO-Z1-BIRCH | P203 | INSV | INST | HUSSAARM | 2013-10-13 | 322 BIRCH CREEK ROAD |  |  |  |  | 0.00 A |  | 999.00 HP AW | MOTSTR* | AW
5147819 | UNKNOWN |  | BECK-MCC 1 Well #1 /MOTSTR |  | NJLO | E | NJLO-Z1-BECK. | P203 | INSV | INST | HUSSAARM | 2013-10-13 | 1547 High Hill Rd |  |  |  |  | 0.00 A |  | 999.00 HP AW | MOTSTR* | AW | [5 empty] | 480
5147821 | UNKNOWN |  | BECK-MCC 1A Contact Speed Pump 2 /MOTSTR |  | NJLO | E | NJLO-Z1-BECK. | P203 | INSV | INST | HUSSAARM | 2013-10-13 | 1547 High Hill Rd |  |  |  |  | 0.00 A |  | 999.00 HP AW | MOTSTR* | AW | [5 empty] | 480
5147822 | UNKNOWN |  | BECK-MCC 1A Night Service Pump 1 /MOTSTR |  | NJLO | E | NJLO-Z1-BECK. | P203 | INSV | INST | HUSSAARM | 2013-10-13 | 1547 High Hill Rd |  |  |  |  | 0.00 A |  | 999.00 HP AW | MOTSTR* | AW | [5 empty] | 480
5147823 | UNKNOWN |  | BECK-MCC 1A Pump 3 /MOTSTR |  | NJLO | E | NJLO-Z1-BECK. | P203 | INSV | INST | HUSSAARM | 2013-10-13 | 1547 High Hill Rd |  |  |  |  | 0.00 A |  | 999.00 HP AW | MOTSTR* | AW | [5 empty] | 480
5147825 | UNKNOWN |  | BECK-MCC 1A Pump 4 /MOTSTR |  | NJLO | E | NJLO-Z1-BECK. | P203 | INSV | INST | HUSSAARM | 2013-10-13 | 1547 High Hill Rd |  |  |  |  | 0.00 A |  | 999.00 HP AW | MOTSTR* | AW | [5 empty] | 480
5147826 | UNKNOWN |  | BECK-MCC 1A Backwash Pump /MOTSTR |  | NJLO | E | NJLO-Z1-BECK. | P203 | INSV | INST | HUSSAARM | 2013-10-13 | 1547 High Hill Rd |  |  |  |  | 0.00 A |  | 999.00 HP AW | MOTSTR* | AW | [5 empty] | 480
5147828 | MARATHON |  | COMM-MCC Fire Pump /MOTSTR |  | NJLO | E | NJLO-Z1-COMM. | P203 | INSV | INST | HUSSAARM | 2013-10-13 | 657 Commodore Dr |  |  |  |  | 0.00 A |  | 200.00 HP AW | MOTSTR* | AW | [5 empty] | 460
5147829 | UNKNOWN |  | COMM-MCC Booster Pump 2 /MOTSTR |  | NJLO | E | NJLO-Z1-COMM. | P203 | INSV | INST | HUSSAARM | 2013-10-13 | 657 Commodore Dr |  |  |  |  | 0.00 A |  | 999.00 HP AW | MOTSTR* | AW | [5 empty] | 480
5147830 | UNKNOWN |  | COMM-MCC Alt. Relay Pumps /MOTSTR |  | NJLO | E | NJLO-Z1-COMM. | P203 | INSV | INST | HUSSAARM | 2013-10-13 | 657 Commodore Dr |  |  |  |  | 0.00 A |  | 999.00 HP AW | MOTSTR* | AW | [5 empty] | 480
5147831 | UNKNOWN |  | COMM-MCC Booster Pump 1 /MOTSTR |  | NJLO | E | NJLO-Z1-COMM. | P203 | INSV | INST | HUSSAARM | 2013-10-13 | 657 Commodore Dr |  |  |  |  | 0.00 A |  | 999.00 HP AW | MOTSTR* | AW | [5 empty] | 480
5147835 | UNKNOWN |  | COMM-MCC Booster Pump 3 /MOTSTR |  | NJLO | E | NJLO-Z1-COMM. | P203 | INSV | INST | HUSSAARM | 2013-10-13 | 657 Commodore Dr |  |  |  |  | 0.00 A |  | 999.00 HP AW | MOTSTR* | AW
5147839 | UNKNOWN |  | BECK-W02 Soft Start /MOTSTR |  | NJLO | E | NJLO-Z1-BECK.-W02. | P203 | INSV | INST | HUSSAARM | 2013-10-13 | 202 STIRRUP RD |  |  |  |  | 0.00 A |  | 999.00 HP AW | MOTSTR* | AW |  |  |  |  | SOFT START | 480
5147841 | UNKNOWN |  | BECK-W07 Soft Start /MOTSTR |  | NJLO | E | NJLO-Z1-BECK.-W07. | P203 | INSV | INST | HUSSAARM | 2013-10-13 | 1541 HIGH HILL RD |  |  |  |  | 0.00 A |  | 999.00 HP AW | MOTSTR* | AW |  |  |  |  | SOFT START | 480
5147842 | UNKNOWN |  | BIRCH High Service Pump #1 /MOTSTR |  | NJLO | E | NJLO-Z1-BIRCH | P203 | INSV | INST | HUSSAARM | 2013-10-13 | 322 BIRCH CREEK ROAD |  |  |  |  | 0.00 A |  | 999.00 HP AW | MOTSTR* | AW |  |  |  |  | SOFT START | 480
5147843 | UNKNOWN |  | BIRCH High Service Pump #2 /MOTSTR |  | NJLO | E | NJLO-Z1-BIRCH | P203 | INSV | INST | HUSSAARM | 2013-10-13 | 322 BIRCH CREEK ROAD |  |  |  |  | 0.00 A |  | 999.00 HP AW | MOTSTR* | AW |  |  |  |  | SOFT START | 480
5147844 | UNKNOWN |  | BIRCH High Service Pump #3 /MOTSTR |  | NJLO | E | NJLO-Z1-BIRCH | P203 | INSV | INST | HUSSAARM | 2013-10-13 | 322 BIRCH CREEK ROAD |  |  |  |  | 0.00 A |  | 999.00 HP AW | MOTSTR* | AW |  |  |  |  | SOFT START | 480
5147855 | UNKNOWN |  | BECK-PMP Clearwell #1 /MOTSTR |  | NJLO | E | NJLO-Z1-BECK.-PMP. | P203 | INSV | INST | HUSSAARM | 2013-10-13 | 1547 HIGH HILL RD |  |  |  |  | 0.00 A |  | 999.00 HP AW | MOTSTR* | AW
5147856 | UNKNOWN |  | BECK-PMP Clearwell #2 /MOTSTR |  | NJLO | E | NJLO-Z1-BECK.-PMP. | P203 | INSV | INST | HUSSAARM | 2013-10-13 | 1547 HIGH HILL RD |  |  |  |  | 0.00 A |  | 999.00 HP AW | MOTSTR* | AW
5147857 | UNKNOWN |  | BECK-PMP Clearwell #3 /MOTSTR |  | NJLO | E | NJLO-Z1-BECK.-PMP. | P203 | INSV | INST | HUSSAARM | 2013-10-13 | 1547 HIGH HILL RD |  |  |  |  | 0.00 A |  | 999.00 HP AW | MOTSTR* | AW
5147858 | UNKNOWN |  | BECK-PMP High Service #2 /MOTSTR |  | NJLO | E | NJLO-Z1-BECK.-PMP. | P203 | INSV | INST | HUSSAARM | 2013-10-13 | 1547 HIGH HILL RD |  |  |  |  | 0.00 A |  | 999.00 HP AW | MOTSTR* | AW
5147859 | UNKNOWN |  | BECK-PMP High Service #3 /MOTSTR |  | NJLO | E | NJLO-Z1-BECK.-PMP. | P203 | INSV | INST | HUSSAARM | 2013-10-13 | 1547 HIGH HILL RD |  |  |  |  | 0.00 A |  | 999.00 HP AW | MOTSTR* | AW
5147860 | UNKNOWN |  | BECK-PMP High Service #4 /MOTSTR |  | NJLO | E | NJLO-Z1-BECK.-PMP. | P203 | INSV | INST | HUSSAARM | 2013-10-13 | 1547 HIGH HILL RD |  |  |  |  | 0.00 A |  | 999.00 HP AW | MOTSTR* | AW
5147861 | UNKNOWN |  | BECK-TRT Waste Pit #1 /MOTSTR |  | NJLO | E | NJLO-Z1-BECK.-TRT. | P203 | INSV | INST | HUSSAARM | 2013-10-13 | 16 SADDLE LN |  |  |  |  | 0.00 A |  | 999.00 HP AW | MOTSTR* | AW
5147862 | UNKNOWN |  | BECK-TRT Waste Pit #2 /MOTSTR |  | NJLO | E | NJLO-Z1-BECK.-TRT. | P203 | INSV | INST | HUSSAARM | 2013-10-13 | 16 SADDLE LN |  |  |  |  | 0.00 A |  | 999.00 HP AW | MOTSTR* | AW
5147863 | UNKNOWN |  | BECK-TRT Backwash /MOTSTR |  | NJLO | E | NJLO-Z1-BECK.-TRT. | P203 | INSV | INST | HUSSAARM | 2013-10-13 | 16 SADDLE LN |  |  |  |  | 0.00 A |  | 999.00 HP AW | MOTSTR* | AW
5147864 | UNKNOWN |  | BECK-W02 /MOTSTR |  | NJLO | E | NJLO-Z1-BECK.-W02. | P203 | INSV | INST | HUSSAARM | 2013-10-13 | 202 STIRRUP RD |  |  |  |  | 0.00 A |  | 999.00 HP AW | MOTSTR* | AW
5147865 | UNKNOWN |  | BECK-W07 /MOTSTR |  | NJLO | E | NJLO-Z1-BECK.-W07. | P203 | INSV | INST | HUSSAARM | 2013-10-13 | 1541 HIGH HILL RD |  |  |  |  | 0.00 A |  | 999.00 HP AW | MOTSTR* | AW
5147866 | UNKNOWN |  | BECK-W07 /MOTSTR |  | NJLO | E | NJLO-Z1-BECK.-W07. | P203 | INSV | INST | HUSSAARM | 2013-10-13 | 1541 HIGH HILL RD |  |  |  |  | 0.00 A |  | 999.00 HP AW | MOTSTR* | AW
5147867 | UNKNOWN |  | BIRCH-PMP High Service #1 /MOTSTR |  | NJLO | E | NJLO-Z1-BIRCH-PMP. | P203 | INSV | INST | HUSSAARM | 2013-10-13 | 322 BIRCH CREEK RD |  |  |  |  | 0.00 A |  | 999.00 HP AW | MOTSTR* | AW
5147868 | UNKNOWN |  | BIRCH-PMP High Service #2 /MOTSTR |  | NJLO | E | NJLO-Z1-BIRCH-PMP. | P203 | INSV | INST | HUSSAARM | 2013-10-13 | 322 BIRCH CREEK RD |  |  |  |  | 0.00 A |  | 999.00 HP AW | MOTSTR* | AW
5147869 | UNKNOWN |  | BIRCH-PMP High Service #3 /MOTSTR |  | NJLO | E | NJLO-Z1-BIRCH-PMP. | P203 | INSV | INST | HUSSAARM | 2013-10-13 | 322 BIRCH CREEK RD |  |  |  |  | 0.00 A |  | 999.00 HP AW | MOTSTR* | AW
5147870 | UNKNOWN |  | BIRCH-PMP Backwash /MOTSTR |  | NJLO | E | NJLO-Z1-BIRCH-PMP. | P203 | INSV | INST | HUSSAARM | 2013-10-13 | 322 BIRCH CREEK RD |  |  |  |  | 0.00 A |  | 999.00 HP AW | MOTSTR* | AW
5147871 | UNKNOWN |  | BIRCH-W04 /MOTSTR |  | NJLO | E | NJLO-Z1-BIRCH-W04. | P203 | INSV | INST | HUSSAARM | 2013-10-13 | 336 BIRCH CREEK RD |  |  |  |  | 0.00 A |  | 999.00 HP AW | MOTSTR* | AW
5159015 | US DRIVES |  | DRWTP-HSPS HS 3 /MOTSTR |  | NJBC | E | NJBC-BU-DRWTP-HSPS | P203 | INSV | INST | HUSSAARM | 2013-10-13 | 213 CARRIAGE LANE |  | Y03X1890214R-1 |  |  | 0.00 A | 100E | 999.00 HP AW | MOTSTR* | AW | [5 empty] | 4160
5135353 | UNKNOWN |  | TAYLORS Booster Pump #1 /MOTSTR |  | NJBC | E | NJBC-BU-TAYLO | P203 | INSV | INST | HUSSAARM | 2013-10-13 | 1906 TAYLORS LN |  |  |  |  | 0.00 A |  | 999.00 HP AW | MOTSTR* | AW
5135357 | UNKNOWN |  | TAYLORS Booster Pump #2 /MOTSTR |  | NJBC | E | NJBC-BU-TAYLO | P203 | INSV | INST | HUSSAARM | 2013-10-13 | 1906 TAYLORS LN |  |  |  |  | 0.00 A |  | 999.00 HP AW | MOTSTR* | AW
5135368 | UNKNOWN |  | VOORHEES-W21 /MOTSTR |  | NJBC | E | NJBC-CM-VOORH-W21. | P203 | INSV | INST | HUSSAARM | 2013-10-13 | EVESHAM RD AT GOLF VIEW DRIVE |  |  |  |  | 0.00 A |  | 999.00 HP AW | MOTSTR* | AW
5135382 | UNKNOWN |  | EGREENHAIC Pump #1 /MOTSTR |  | NJBC | E | NJBC-GL-EGHIC | P203 | INSV | INST | HUSSAARM | 2013-10-13 | 208 Harrison Ave |  |  |  |  | 0.00 A |  | 999.00 HP AW | MOTSTR* | AW
5135385 | UNKNOWN |  | EGREENHAIC Pump #2 /MOTSTR |  | NJBC | E | NJBC-GL-EGHIC | P203 | INSV | INST | HUSSAARM | 2013-10-13 | 208 Harrison Ave |  |  |  |  | 0.00 A |  | 999.00 HP AW | MOTSTR* | AW
5135923 | UNKNOWN |  | HIGHLAND-W13 /MOTSTR |  | NJBC | E | NJBC-BU-HIGHL-W13. | P203 | INSV | INST | HUSSAARM | 2013-10-13 | 1102 MORGAN AVE |  |  |  |  | 0.00 A |  | 999.00 HP AW | MOTSTR* | AW
5135925 | UNKNOWN |  | HIGHLAND-W27 /MOTSTR |  | NJBC | E | NJBC-BU-HIGHL-W27. | P203 | INSV | INST | HUSSAARM | 2013-10-13 | 1007 HIGHLAND AVE |  |  |  |  | 0.00 A |  | 999.00 HP AW | MOTSTR* | AW
5135936 | UNKNOWN |  | LEONAVE-W30 /MOTSTR |  | NJBC | E | NJBC-BU-LEONA-W30. | P203 | INSV | INST | HUSSAARM | 2013-10-13 | 525 LEON AVE | [6 empty] | 999.00 HP AW | MOTSTR* | AW
5135945 | UNKNOWN |  | POMONA-ALB-W14 /MOTSTR |  | NJBC | E | NJBC-BU-POMON-ALB.-W14. | P203 | INSV | INST | HUSSAARM | 2013-10-13 | 2712 NEW ALBANY RD |  |  |  |  | 0.00 A |  | 999.00 HP AW | MOTSTR* | AW
5135958 | UNKNOWN |  | RIVERROAD-BST Booster Pump #1 /MOTSTR |  | NJBC | E | NJBC-BU-RVBST-BPMP | P203 | INSV | INST | HUSSAARM | 2013-10-13 | 2767 BROAD ST |  |  |  |  | 0.00 A |  | 999.00 HP AW | MOTSTR* | AW
5135965 | UNKNOWN |  | RIVERROAD-BST Booster Pump #2 /MOTSTR |  | NJBC | E | NJBC-BU-RVBST-BPMP | P203 | INSV | INST | HUSSAARM | 2013-10-13 | 2767 BROAD ST |  |  |  |  | 0.00 A |  | 999.00 HP AW | MOTSTR* | AW
5135971 | UNKNOWN |  | RIVERROAD-BST Booster Pump #3 /MOTSTR |  | NJBC | E | NJBC-BU-RVBST-BPMP | P203 | INSV | INST | HUSSAARM | 2013-10-13 | 2767 BROAD ST |  |  |  |  | 0.00 A |  | 999.00 HP AW | MOTSTR* | AW
5135978 | UNKNOWN |  | SUNBURY-W96 /MOTSTR |  | NJBC | E | NJBC-PB-SUNBU-W96. | P203 | INSV | INST | HUSSAARM | 2013-10-13 | 246 ANDERSON ROAD | [6 empty] | 999.00 HP AW | MOTSTR* | AW
5135995 | UNKNOWN |  | VOORHEES-W21 RECIRCULATING PMP1 /MS |  | NJBC | E | NJBC-CM-VOORH-W21. | P203 | INSV | INST | HUSSAARM | 2013-10-13 | EVESHAM RD AT GOLF VIEW DRIVE |  |  |  |  | 0.00 A |  | 999.00 HP AW | MOTSTR* | AW
5135999 | UNKNOWN |  | VOORHEES-W21 RECIRCULATING PMP2 /MS |  | NJBC | E | NJBC-CM-VOORH-W21. | P203 | INSV | INST | HUSSAARM | 2013-10-13 | EVESHAM RD AT GOLF VIEW DRIVE |  |  |  |  | 0.00 A |  | 999.00 HP AW | MOTSTR* | AW
5136317 | SQUARE D |  | STATION-BAR Pump #1 /MOTSTR |  | NJBC | E | NJBC-CM-STATI-BAR. | P203 | INSV | INST | HUSSAARM | 2013-10-13 | 2 STATION AVE | [6 empty] | 999.00 HP AW | MOTSTR* | AW
5136319 | SQUARE D |  | STATION-BAR Pump #2 /MOTSTR |  | NJBC | E | NJBC-CM-STATI-BAR. | P203 | INSV | INST | HUSSAARM | 2013-10-13 | 2 STATION AVE | [6 empty] | 999.00 HP AW | MOTSTR* | AW
5136323 | SQUARE D |  | STATION-BAR Pump #3 /MOTSTR |  | NJBC | E | NJBC-CM-STATI-BAR. | P203 | INSV | INST | HUSSAARM | 2013-10-13 | 2 STATION AVE | [6 empty] | 999.00 HP AW | MOTSTR* | AW
5136327 | SQUARE D |  | CHEWSLNDBS Pump #1 /MOTSTR |  | NJBC | E | NJBC-CM-CHEWS | P203 | INSV | INST | HUSSAARM | 2013-10-13 | 1543 CHEWS LANDING RD | [6 empty] | 999.00 HP AW | MOTSTR* | AW
5136329 | SQUARE D |  | CHEWSLNDBS Pump #2 /MOTSTR |  | NJBC | E | NJBC-CM-CHEWS | P203 | INSV | INST | HUSSAARM | 2013-10-13 | 1543 CHEWS LANDING RD | [6 empty] | 999.00 HP AW | MOTSTR* | AW
5136331 | SQUARE D |  | CHEWSLNDBS Pump #3 /MOTSTR |  | NJBC | E | NJBC-CM-CHEWS | P203 | INSV | INST | HUSSAARM | 2013-10-13 | 1543 CHEWS LANDING RD | [6 empty] | 999.00 HP AW | MOTSTR* | AW
5139219 | WESTINGHOUSE |  | DRWTP-RWPS-SWTGR R XFMR STRTR /MOTSTR |  | NJBC | E | NJBC-BU-DRWTP-RWPS | P203 | INSV | INST | HUSSAARM | 2013-10-13 | 213 CARRIAGE LN |  |  |  |  | 0.00 A |  | 999.00 HP AW | MOTSTR* | AW | [5 empty] | 4160
5139229 | WESTINGHOUSE |  | DRWTP-RWPS-SWTGR R GEN STRTR /MOTSTR |  | NJBC | E | NJBC-BU-DRWTP-RWPS | P203 | INSV | INST | HUSSAARM | 2013-10-13 | 213 CARRIAGE LN |  |  |  |  | 0.00 A |  | 999.00 HP AW | MOTSTR* | AW | [5 empty] | 4160
5139289 | WESTINGHOUSE |  | DRWTP-RWPS-SWTGR R RAW WATER 1 /MOTSTR |  | NJBC | E | NJBC-BU-DRWTP-RWPS | P203 | INSV | INST | HUSSAARM | 2013-10-13 | 213 CARRIAGE LN |  | 684839 |  |  | 0.00 A |  | 300.00 HP AW | MOTSTR* | AW | [5 empty] | 4160
5139291 | WESTINGHOUSE |  | DRWTP-RWPS-SWTGR R RAW WATER 2 /MOTSTR |  | NJBC | E | NJBC-BU-DRWTP-RWPS | P203 | INSV | INST | HUSSAARM | 2013-10-13 | 213 CARRIAGE LN |  |  |  |  | 0.00 A |  | 300.00 HP AW | MOTSTR* | AW | [5 empty] | 4160
5139294 | WESTINGHOUSE |  | DRWTP-RWPS-SWTGR R RAW WATER 3 /MOTSTR |  | NJBC | E | NJBC-BU-DRWTP-RWPS | P203 | INSV | INST | HUSSAARM | 2013-10-13 | 213 CARRIAGE LN |  |  |  |  | 0.00 A |  | 300.00 HP AW | MOTSTR* | AW | [5 empty] | 4160
5139297 | WESTINGHOUSE |  | DRWTP-RWPS-SWTGR R RAW WATER 4 /MOTSTR |  | NJBC | E | NJBC-BU-DRWTP-RWPS | P203 | INSV | INST | HUSSAARM | 2013-10-13 | 213 CARRIAGE LN |  |  |  |  | 0.00 A |  | 150.00 HP AW | MOTSTR* | AW | [5 empty] | 4160
5139606 | US DRIVES |  | DRWTP-LLPS-SWTGR E LOW LIFT 3 /MOTSTR |  | NJBC | E | NJBC-BU-DRWTP-LLPS | P203 | INSV | INST | HUSSAARM | 2013-10-13 | 213 CARRIAGE LANE |  | G84840 |  |  | 0.00 A |  | 150.00 HP AW | MOTSTR* | AW | [5 empty] | 4160
5139608 | US DRIVES |  | DRWTP-LLPS-SWTGR E LOW LIFT 4 /MOTSTR |  | NJBC | E | NJBC-BU-DRWTP-LLPS | P203 | INSV | INST | HUSSAARM | 2013-10-13 | 213 CARRIAGE LANE |  | Y0X1890278r-2 |  |  | 339.00 A |  | 300.00 HP AW | MOTSTR* | AW | [5 empty] | 4160
5139611 | WESTINGHOUSE |  | DRWTP-SWTGR A HS 1 /MOTSTR |  | NJBC | E | NJBC-BU-DRWTP | P203 | INSV | INST | HUSSAARM | 2013-10-13 | 213 CARRIAGE LANE |  |  |  |  | 0.00 A |  | 600.00 HP AW | MOTSTR* | AW | [5 empty] | 4160
5139614 | WESTINGHOUSE |  | DRWTP-SWTGR A HS 2 /MOTSTR |  | NJBC | E | NJBC-BU-DRWTP | P203 | INSV | INST | HUSSAARM | 2013-10-13 | 213 CARRIAGE LANE |  |  |  |  | 0.00 A |  | 600.00 HP AW | MOTSTR* | AW | [5 empty] | 4160
5139623 | WESTINGHOUSE |  | DRWTP-SWTGR A HS 5 /MOTSTR |  | NJBC | E | NJBC-BU-DRWTP | P203 | INSV | INST | HUSSAARM | 2013-10-13 | 213 CARRIAGE LANE |  |  |  |  | 0.00 A |  | 600.00 HP AW | MOTSTR* | AW | [5 empty] | 4160
5139625 | WESTINGHOUSE |  | DRWTP-SWTGR A HS 6 /MOTSTR |  | NJBC | E | NJBC-BU-DRWTP | P203 | INSV | INST | HUSSAARM | 2013-10-13 | 213 CARRIAGE LANE |  |  |  |  | 0.00 A |  | 1,250.00 HP AW | MOTSTR* | AW | [5 empty] | 4160
5139628 | WESTINGHOUSE |  | DRWTP-SWTGR A BACKWASH 1 /MOTSTR |  | NJBC | E | NJBC-BU-DRWTP | P203 | INSV | INST | HUSSAARM | 2013-10-13 | 213 CARRIAGE LANE |  |  |  |  | 0.00 A |  | 200.00 HP AW | MOTSTR* | AW | [5 empty] | 4160
5139632 | WESTINGHOUSE |  | DRWTP-SWTGR A BACKWASH 2 /MOTSTR |  | NJBC | E | NJBC-BU-DRWTP | P203 | INSV | INST | HUSSAARM | 2013-10-13 | 213 CARRIAGE LANE |  |  |  |  | 0.00 A |  | 200.00 HP AW | MOTSTR* | AW | [5 empty] | 4160
5139635 | UNKNOWN |  | DRWTP-MCC I GEN 4 #1 /MOTSTR |  | NJBC | E | NJBC-BU-DRWTP | P203 | INSV | INST | HUSSAARM | 2013-10-13 | 213 CARRIAGE LANE |  |  |  |  | 0.00 A |  | 10.00 HP AW | MOTSTR* | AW | [5 empty] | 480
5139639 | UNKNOWN |  | DRWTP-MCC I GEN 4 #2 /MOTSTR |  | NJBC | E | NJBC-BU-DRWTP | P203 | INSV | INST | HUSSAARM | 2013-10-13 | 213 CARRIAGE LANE |  |  |  |  | 0.00 A |  | 10.00 HP AW | MOTSTR* | AW | [5 empty] | 480
5139642 | UNKNOWN |  | DRWTP-MCC C BELT PRES 1 BSTR /MOTSTR |  | NJBC | E | NJBC-BU-DRWTP | P203 | INSV | INST | HUSSAARM | 2013-10-13 | 213 CARRIAGE LANE |  |  |  |  | 0.00 A |  | 999.00 HP AW | MOTSTR* | AW
5139647 | UNKNOWN |  | DRWTP-MCC C BELT PRES 2 BSTR /MOTSTR |  | NJBC | E | NJBC-BU-DRWTP | P203 | INSV | INST | HUSSAARM | 2013-10-13 | 213 CARRIAGE LANE |  |  |  |  | 0.00 A |  | 999.00 HP AW | MOTSTR* | AW
5139651 | UNKNOWN |  | DRWTP-MCC C BELT PRES 3 BSTR /MOTSTR |  | NJBC | E | NJBC-BU-DRWTP | P203 | INSV | INST | HUSSAARM | 2013-10-13 | 213 CARRIAGE LANE |  |  |  |  | 0.00 A |  | 999.00 HP AW | MOTSTR* | AW
5117345 | UNKNOWN |  | MANS-MCC B Lagoon Sludge Pump #2 /MOTSTR |  | NJBC | E | NJBC-MF-MANS. | P203 | INSV | INST | HUSSAARM | 2013-10-13 | 3165 RTE 206 |  |  |  |  | 0.00 A |  | 999.00 HP AW | MOTSTR* | AW
5117347 | UNKNOWN |  | MANS-MCC B Blower #2 /MOTSTR |  | NJBC | E | NJBC-MF-MANS. | P203 | INSV | INST | HUSSAARM | 2013-10-13 | 3165 RTE 206 |  |  |  |  | 0.00 A |  | 999.00 HP AW | MOTSTR* | AW
5117353 | UNKNOWN |  | WOOD-MCC 480V Booster Pump#2 /MOTSTR |  | NJBC | E | NJBC-MH-WOOD. | P203 | INSV | INST | HUSSAARM | 2013-10-13 | WOODLANE RD |  |  |  |  | 0.00 A |  | 999.00 HP AW | MOTSTR* | AW
5117355 | UNKNOWN |  | WOOD-MCC 480V Deep Well#7 /MOTSTR |  | NJBC | E | NJBC-MH-WOOD. | P203 | INSV | INST | HUSSAARM | 2013-10-13 | WOODLANE RD |  |  |  |  | 0.00 A |  | 999.00 HP AW | MOTSTR* | AW
5117357 | UNKNOWN |  | WOOD-MCC 480V Booster Pump #1 /MOTSTR |  | NJBC | E | NJBC-MH-WOOD. | P203 | INSV | INST | HUSSAARM | 2013-10-13 | WOODLANE RD |  |  |  |  | 0.00 A |  | 999.00 HP AW | MOTSTR* | AW | [5 empty] | 480
5117359 | UNKNOWN |  | WOOD-MCC 480V Deep Well#5 /MOTSTR |  | NJBC | E | NJBC-MH-WOOD. | P203 | INSV | INST | HUSSAARM | 2013-10-13 | WOODLANE RD |  |  |  |  | 0.00 A |  | 999.00 HP AW | MOTSTR* | AW | [5 empty] | 480
5117361 | UNKNOWN |  | WOOD-MCC 480V Air Compressor #2 /MOTSTR |  | NJBC | E | NJBC-MH-WOOD. | P203 | INSV | INST | HUSSAARM | 2013-10-13 | WOODLANE RD |  |  |  |  | 0.00 A |  | 999.00 HP AW | MOTSTR* | AW | [5 empty] | 480
5117363 | UNKNOWN |  | WOOD-MCC 480V Air Compressor #1 /MOTSTR |  | NJBC | E | NJBC-MH-WOOD. | P203 | INSV | INST | HUSSAARM | 2013-10-13 | WOODLANE RD |  |  |  |  | 0.00 A |  | 999.00 HP AW | MOTSTR* | AW | [5 empty] | 480
5117367 | UNKNOWN |  | WOOD-MCC 480V Supply Air Fan /MOTSTR |  | NJBC | E | NJBC-MH-WOOD. | P203 | INSV | INST | HUSSAARM | 2013-10-13 | WOODLANE RD |  |  |  |  | 0.00 A |  | 999.00 HP AW | MOTSTR* | AW | [5 empty] | 480
5117369 | UNKNOWN |  | WOOD-MCC 480V Exhaust Air Fan /MOTSTR |  | NJBC | E | NJBC-MH-WOOD. | P203 | INSV | INST | HUSSAARM | 2013-10-13 | WOODLANE RD |  |  |  |  | 0.00 A |  | 999.00 HP AW | MOTSTR* | AW | [5 empty] | 480
5117372 | UNKNOWN |  | HOME-MCC STATION Supernatant#1 /MOTSTR |  | NJBC | E | NJBC-HS-HOME. | P203 | INSV | INST | HUSSAARM | 2013-10-13 | JACK HEDDING ROAD |  |  |  |  | 0.00 A |  | 999.00 HP AW | MOTSTR* | AW | [5 empty] | 480
5117373 | UNKNOWN |  | HOME-MCC STATION Supernatant#2 /MOTSTR |  | NJBC | E | NJBC-HS-HOME. | P203 | INSV | INST | HUSSAARM | 2013-10-13 | JACK HEDDING ROAD |  |  |  |  | 0.00 A |  | 999.00 HP AW | MOTSTR* | AW | [5 empty] | 480
5117384 | UNKNOWN |  | HOME-MCC STATION Well #1 /MOTSTR |  | NJBC | E | NJBC-HS-HOME. | P203 | INSV | INST | HUSSAARM | 2013-10-13 | JACK HEDDING ROAD |  |  |  |  | 0.00 A |  | 999.00 HP AW | MOTSTR* | AW | [5 empty] | 480
5117386 | UNKNOWN |  | HOME-MCC STATION Well#2 /MOTSTR |  | NJBC | E | NJBC-HS-HOME. | P203 | INSV | INST | HUSSAARM | 2013-10-13 | JACK HEDDING ROAD |  |  |  |  | 0.00 A |  | 999.00 HP AW | MOTSTR* | AW | [5 empty] | 480
5117388 | UNKNOWN |  | HOME-MCC STATION Chlorine Pump#1 /MOTSTR |  | NJBC | E | NJBC-HS-HOME. | P203 | INSV | INST | HUSSAARM | 2013-10-13 | JACK HEDDING ROAD |  |  |  |  | 0.00 A |  | 999.00 HP AW | MOTSTR* | AW | [5 empty] | 480
5117390 | UNKNOWN |  | HOME-MCC STATION Chlorine Pump#2 /MOTSTR |  | NJBC | E | NJBC-HS-HOME. | P203 | INSV | INST | HUSSAARM | 2013-10-13 | JACK HEDDING ROAD |  |  |  |  | 0.00 A |  | 999.00 HP AW | MOTSTR* | AW | [5 empty] | 480
5117392 | UNKNOWN |  | HOME-MCC STATION Blower /MOTSTR |  | NJBC | E | NJBC-HS-HOME. | P203 | INSV | INST | HUSSAARM | 2013-10-13 | JACK HEDDING ROAD |  |  |  |  | 0.00 A |  | 999.00 HP AW | MOTSTR* | AW | [5 empty] | 480
5117900 | UNKNOWN |  | GREEN-MCC Booster Pump #3 /MOTSTR |  | NJBC | E | NJBC-MH-GREEN | P203 | INSV | INST | HUSSAARM | 2013-10-13 | GREEN STREET |  |  |  |  | 0.00 A |  | 999.00 HP AW | MOTSTR* | AW | [5 empty] | 480
5117904 | UNKNOWN |  | GREEN-MCC Well Pump #3R /MOTSTR |  | NJBC | E | NJBC-MH-GREEN | P203 | INSV | INST | HUSSAARM | 2013-10-13 | GREEN STREET |  |  |  |  | 0.00 A |  | 999.00 HP AW | MOTSTR* | AW | [5 empty] | 480
5117906 | UNKNOWN |  | GREEN-MCC Well Pump #6 /MOTSTR |  | NJBC | E | NJBC-MH-GREEN | P203 | INSV | INST | HUSSAARM | 2013-10-13 | GREEN STREET |  |  |  |  | 0.00 A |  | 999.00 HP AW | MOTSTR* | AW | [5 empty] | 480
5117908 | UNKNOWN |  | GREEN-MCC Booster Pump#2 /MOTSTR |  | NJBC | E | NJBC-MH-GREEN | P203 | INSV | INST | HUSSAARM | 2013-10-13 | GREEN STREET |  |  |  |  | 0.00 A |  | 999.00 HP AW | MOTSTR* | AW | [5 empty] | 480
5117910 | UNKNOWN |  | GREEN-MCC Booster Pump#1 /MOTSTR |  | NJBC | E | NJBC-MH-GREEN | P203 | INSV | INST | HUSSAARM | 2013-10-13 | GREEN STREET |  |  |  |  | 0.00 A |  | 999.00 HP AW | MOTSTR* | AW | [5 empty] | 480
5117912 | UNKNOWN |  | GREEN-MCC Control Bypass /MOTSTR |  | NJBC | E | NJBC-MH-GREEN | P203 | INSV | INST | HUSSAARM | 2013-10-13 | GREEN STREET |  |  |  |  | 0.00 A |  | 999.00 HP AW | MOTSTR* | AW | [5 empty] | 480
5117914 | UNKNOWN |  | GREEN-MCC SAF DISCNCT W/RWP CIRCPMP /MS |  | NJBC | E | NJBC-MH-GREEN | P203 | INSV | INST | HUSSAARM | 2013-10-13 | GREEN STREET |  |  |  |  | 0.00 A |  | 999.00 HP AW | MOTSTR* | AW | [5 empty] | 480
5117917 | UNKNOWN |  | GREEN-MCC SAF DISCNCT W /EXHST FAN /MS |  | NJBC | E | NJBC-MH-GREEN | P203 | INSV | INST | HUSSAARM | 2013-10-13 | GREEN STREET |  |  |  |  | 0.00 A |  | 999.00 HP AW | MOTSTR* | AW | [5 empty] | 480
5117919 | UNKNOWN |  | GREEN-MCC SAF DISCNCT W /EXHST FAN /MS |  | NJBC | E | NJBC-MH-GREEN | P203 | INSV | INST | HUSSAARM | 2013-10-13 | GREEN STREET |  |  |  |  | 0.00 A |  | 999.00 HP AW | MOTSTR* | AW | [5 empty] | 480
5117921 | UNKNOWN |  | GREEN-MCC SAF DISCNCT DIESL RM LGHTS /MS |  | NJBC | E | NJBC-MH-GREEN | P203 | INSV | INST | HUSSAARM | 2013-10-13 | GREEN STREET |  |  |  |  | 0.00 A |  | 999.00 HP AW | MOTSTR* | AW | [5 empty] | 480
5117975 | UNKNOWN |  | VNCE-W1 Well#1 /MOTSTR |  | NJBC | E | NJBC-VT-VNCE.-W1.. | P203 | INSV | INST | HUSSAARM | 2013-10-13 | 23 RETREAT RD |  |  |  |  | 0.00 A |  | 999.00 HP AW | MOTSTR* | AW
5117977 | UNKNOWN |  | VNCE-W2 Well#2 /MOTSTR |  | NJBC | E | NJBC-VT-VNCE.-W2.. | P203 | INSV | INST | HUSSAARM | 2013-10-13 | 23 RETREAT RD |  |  |  |  | 0.00 A |  | 999.00 HP AW | MOTSTR* | AW
5127871 | UNKNOWN |  | HIGHLAND-MCC Drain Pump /MOTSTR |  | NJBC | E | NJBC-BU-HIGHL | P203 | INSV | INST | HUSSAARM | 2013-10-13 | 1007 Highland Ave |  |  |  |  | 0.00 A |  | 999.00 HP AW | MOTSTR* | AW
5127872 | UNKNOWN |  | HIGHLAND-MCC Well Pump #13 /MOTSTR |  | NJBC | E | NJBC-BU-HIGHL | P203 | INSV | INST | HUSSAARM | 2013-10-13 | 1007 Highland Ave |  |  |  |  | 0.00 A |  | 999.00 HP AW | MOTSTR* | AW
5127873 | UNKNOWN |  | HIGHLAND-MCC Well Pump #27 /MOTSTR |  | NJBC | E | NJBC-BU-HIGHL | P203 | INSV | INST | HUSSAARM | 2013-10-13 | 1007 Highland Ave |  |  |  |  | 0.00 A |  | 999.00 HP AW | MOTSTR* | AW
5127889 | UNKNOWN |  | POMONA-MCC Well #12 /MOTSTR |  | NJBC | E | NJBC-BU-POMON | P203 | INSV | INST | HUSSAARM | 2013-10-13 | 915 POMONA ROAD |  |  |  |  | 0.00 A |  | 999.00 HP AW | MOTSTR* | AW
5127890 | UNKNOWN |  | POMONA-MCC Well #10 /MOTSTR |  | NJBC | E | NJBC-BU-POMON | P203 | INSV | INST | HUSSAARM | 2013-10-13 | 915 POMONA ROAD |  |  |  |  | 0.00 A |  | 999.00 HP AW | MOTSTR* | AW
5128705 | UNKNOWN |  | COOPER-IVY-MCC Booster Pump #22 /MOTSTR |  | NJBC | E | NJBC-BU-COOPE-IVY. | P203 | INSV | INST | HUSSAARM | 2013-10-13 | 213 IVY RD | [6 empty] | 999.00 HP AW | MOTSTR* | AW
5128707 | UNKNOWN |  | COOPER-IVY-MCC Well Pump #22 /MOTSTR |  | NJBC | E | NJBC-BU-COOPE-IVY. | P203 | INSV | INST | HUSSAARM | 2013-10-13 | 213 IVY RD | [6 empty] | 999.00 HP AW | MOTSTR* | AW
5128729 | UNKNOWN |  | MURRAY-MCC Well 66 Pump /MOTSTR |  | NJBC | E | NJBC-CM-MURRA | P203 | INSV | INST | HUSSAARM | 2013-10-13 | 802 MURRAY AVE | [6 empty] | 999.00 HP AW | MOTSTR* | AW
5128738 | UNKNOWN |  | GIBBSBOROBS-MCC Pump 1 /MOTSTR |  | NJBC | E | NJBC-CM-GBBST | P203 | INSV | INST | HUSSAARM | 2013-10-13 | 79 LUCAS BLVD |  |  |  |  | 0.00 A |  | 999.00 HP AW | MOTSTR* | AW
5128740 | UNKNOWN |  | BROWNING-MCCA HS PMP1 /MS |  | NJBC | E | NJBC-CM-BROWN | P203 | INSV | INST | HUSSAARM | 2013-10-13 | BROWINING LANE |  |  |  |  | 0.00 A |  | 100.00 HP AW | MOTSTR* | AW
5128743 | UNKNOWN |  | BROWNING-MCC A Well Pump #44 /MOTSTR |  | NJBC | E | NJBC-CM-BROWN | P203 | INSV | INST | HUSSAARM | 2013-10-13 | BROWINING LANE |  |  |  |  | 0.00 A |  | 999.00 HP AW | MOTSTR* | AW
5096167 | #N/A |  | BRIG-W2 /MOTSTR |  | NJBP | E | NJBP-Z1-BRIG.-W2.. | P203 | INSV | INST | HUSSAARM | 2013-10-13 | 9 RAILROAD AVE |  |  |  |  | 0.00 A |  | 999.00 HP AW | MOTSTR* | AW | [5 empty] | 240
5096168 | #N/A |  | BRIG-W3 /MOTSTR |  | NJBP | E | NJBP-Z1-BRIG.-W3.. | P203 | INSV | INST | HUSSAARM | 2013-10-13 | 9 RAILROAD AVE |  |  |  |  | 0.00 A |  | 999.00 HP AW | MOTSTR* | AW | [5 empty] | 240
5096660 | UNKNOWN |  | MILL-W02 MILL-W02 0 /MOTOR /MOTSTR |  | NJHR | E | NJHR-Z1-MILL.-W02. | P203 | INSV | INST | HUSSAARM | 2013-10-13 | 14 MILL ROAD |  |  |  |  | 0.00 A |  | 999.00 HP AW | MOTSTR* | AW
5096661 | UNKNOWN |  | MILL-W03 MILL-W03 0 /MOTOR /MOTSTR |  | NJHR | E | NJHR-Z1-MILL.-W03. | P203 | INSV | INST | HUSSAARM | 2013-10-13 | 14 MILL ROAD |  |  |  |  | 0.00 A |  | 999.00 HP AW | MOTSTR* | AW
5096662 | UNKNOWN |  | WALN-PMP WALN Booster #1 /MOTOR /MOTSTR |  | NJHR | E | NJHR-Z1-WALN.-PMP. | P203 | INSV | INST | HUSSAARM | 2013-10-13 | 102 BRIDGETON PIKE |  |  |  |  | 0.00 A |  | 999.00 HP AW | MOTSTR* | AW
5096663 | UNKNOWN |  | WALN-PMP WALN Booster #2 /MOTOR /MOTSTR |  | NJHR | E | NJHR-Z1-WALN.-PMP. | P203 | INSV | INST | HUSSAARM | 2013-10-13 | 102 BRIDGETON PIKE |  |  |  |  | 0.00 A |  | 999.00 HP AW | MOTSTR* | AW
5096664 | UNKNOWN |  | WALN-PMP WALN BST FIRE3 MOT /MS |  | NJHR | E | NJHR-Z1-WALN.-PMP. | P203 | INSV | INST | HUSSAARM | 2013-10-13 | 102 BRIDGETON PIKE |  |  |  |  | 0.00 A |  | 999.00 HP AW | MOTSTR* | AW
5096665 | UNKNOWN |  | WALN-W06 WALN-W06 0 /MOTOR /MOTSTR |  | NJHR | E | NJHR-Z1-WALN.-W06. | P203 | INSV | INST | HUSSAARM | 2013-10-13 | 102 BRIDGETON PIKE |  |  |  |  | 0.00 A |  | 999.00 HP AW | MOTSTR* | AW
5096666 | UNKNOWN |  | WOOD-W05 WOOD-W05 0 /MOTOR /MOTSTR |  | NJHR | E | NJHR-Z1-WOOD.-W05. | P203 | INSV | INST | HUSSAARM | 2013-10-13 | 260 WOODLAND AVE |  |  |  |  | 0.00 A |  | 999.00 HP AW | MOTSTR* | AW
5096668 | UNKNOWN |  | WOOD-W07 WOOD-W07 0 /MOTOR /MOTSTR |  | NJHR | E | NJHR-Z1-WOOD.-W07. | P203 | INSV | INST | HUSSAARM | 2013-10-13 | 260 WOODLAND AVE |  |  |  |  | 0.00 A |  | 999.00 HP AW | MOTSTR* | AW
5103831 | UNKNOWN |  | RANN-SWTGR Well 1A /MOTSTR |  | NJPG | E | NJPG-PG-RANN.-SWTG | P203 | INSV | INST | HUSSAARM | 2013-10-13 | 370 HARDING HWY |  |  |  |  | 0.00 A |  | 999.00 HP AW | MOTSTR* | AW
5103832 | UNKNOWN |  | RANN-SWTGR Well 2B /MOTSTR |  | NJPG | E | NJPG-PG-RANN.-SWTG | P203 | INSV | INST | HUSSAARM | 2013-10-13 | 370 HARDING HWY |  |  |  |  | 0.00 A |  | 999.00 HP AW | MOTSTR* | AW
5103833 | UNKNOWN |  | RANN-SWTGR Well 3A /MOTSTR |  | NJPG | E | NJPG-PG-RANN.-SWTG | P203 | OOS | INAC INST | HUSSAARM | 2013-10-13 | 370 HARDING HWY |  |  |  |  | 0.00 A |  | 999.00 HP AW | MOTSTR* | AW
5103835 | UNKNOWN |  | RANN-SWTGR 15 Hp Pump /MOTSTR |  | NJPG | E | NJPG-PG-RANN.-SWTG | P203 | OOS | INAC INST | HUSSAARM | 2013-10-13 | 370 HARDING HWY |  |  |  |  | 0.00 A |  | 999.00 HP AW | MOTSTR* | AW
5103836 | UNKNOWN |  | RANN-SWTGR High Service 20Hp /MOTSTR |  | NJPG | E | NJPG-PG-RANN.-SWTG | P203 | OOS | INAC INST | HUSSAARM | 2013-10-13 | 370 HARDING HWY |  |  |  |  | 0.00 A |  | 999.00 HP AW | MOTSTR* | AW
5103837 | UNKNOWN |  | RANN-SWTGR High Service 40Hp /MOTSTR |  | NJPG | E | NJPG-PG-RANN.-SWTG | P203 | INSV | INST | HUSSAARM | 2013-10-13 | 370 HARDING HWY |  |  |  |  | 0.00 A |  | 999.00 HP AW | MOTSTR* | AW
5103838 | UNKNOWN |  | LAYT-SWTGR Well #11A /MOTSTR |  | NJPG | E | NJPG-PG-LAYT.-SWTG | P203 | INSV | INST | HUSSAARM | 2013-10-13 | 51 PENNSVILLE-AUBURN RD |  |  |  |  | 0.00 A |  | 999.00 HP AW | MOTSTR* | AW
5103839 | UNKNOWN |  | LAYT-SWTGR Well #2 /MOTSTR |  | NJPG | E | NJPG-PG-LAYT.-SWTG | P203 | OOS | INAC INST | HUSSAARM | 2013-10-13 | 51 PENNSVILLE-AUBURN RD |  |  |  |  | 0.00 A |  | 999.00 HP AW | MOTSTR* | AW
5103840 | UNKNOWN |  | LAYT-SWTGR Dust Collector /MOTSTR |  | NJPG | E | NJPG-PG-LAYT.-SWTG | P203 | OOS | INAC INST | HUSSAARM | 2013-10-13 | 51 PENNSVILLE-AUBURN RD |  |  |  |  | 0.00 A |  | 999.00 HP AW | MOTSTR* | AW
5103841 | UNKNOWN |  | LAYT-SWTGR Lime Mixer /MOTSTR |  | NJPG | E | NJPG-PG-LAYT.-SWTG | P203 | OOS | INAC INST | HUSSAARM | 2013-10-13 | 51 PENNSVILLE-AUBURN RD |  |  |  |  | 0.00 A |  | 999.00 HP AW | MOTSTR* | AW
5103842 | UNKNOWN |  | LAYT-SWTGR Well#4 /MOTSTR |  | NJPG | E | NJPG-PG-LAYT.-SWTG | P203 | INSV | INST | HUSSAARM | 2013-10-13 | 51 PENNSVILLE-AUBURN RD |  |  |  |  | 0.00 A |  | 999.00 HP AW | MOTSTR* | AW
5103844 | UNKNOWN |  | RANN-SWTGR Well#7 /MOTSTR |  | NJPG | E | NJPG-PG-RANN.-SWTG | P203 | INSV | INST | HUSSAARM | 2013-10-13 | 370 HARDING HWY |  |  |  |  | 0.00 A |  | 999.00 HP AW | MOTSTR* | AW
5103846 | UNKNOWN |  | PEDR-PMP Pump 1 /MOTSTR |  | NJPG | E | NJPG-PG-PEDR.-PMP. | P203 | INSV | INST | HUSSAARM | 2013-10-13 | 17 CAROLINA RD |  |  |  |  | 0.00 A |  | 5.00 HP AW | MOTSTR* | AW
5103847 | UNKNOWN |  | PEDR-PMP Pump 2 /MOTSTR |  | NJPG | E | NJPG-PG-PEDR.-PMP. | P203 | INSV | INST | HUSSAARM | 2013-10-13 | 17 CAROLINA RD |  |  |  |  | 0.00 A |  | 7.50 HP AW | MOTSTR* | AW
5103855 | UNKNOWN |  | RANN-W7 Pump 7 /MOTSTR |  | NJPG | E | NJPG-PG-RANN.-W7.. | P203 | INSV | INST | HUSSAARM | 2013-10-13 | 370 HARDING HWY |  |  |  |  | 0.00 A |  | 999.00 HP AW | MOTSTR* | AW |  |  |  |  | SOFT START
5117311 | UNKNOWN |  | MANS-MCC A Sludge Pump #1 /MOTSTR |  | NJBC | E | NJBC-MF-MANS. | P203 | INSV | INST | HUSSAARM | 2013-10-13 | 3165 RTE 206 |  |  |  |  | 0.00 A |  | 999.00 HP AW | MOTSTR* | AW
5117313 | UNKNOWN |  | MANS-MCC A Sludge Pump #2 /MOTSTR |  | NJBC | E | NJBC-MF-MANS. | P203 | INSV | INST | HUSSAARM | 2013-10-13 | 3165 RTE 206 |  |  |  |  | 0.00 A |  | 999.00 HP AW | MOTSTR* | AW
5117315 | UNKNOWN |  | MANS-MCC A Supernatant Pump #1 /MOTSTR |  | NJBC | E | NJBC-MF-MANS. | P203 | INSV | INST | HUSSAARM | 2013-10-13 | 3165 RTE 206 |  |  |  |  | 0.00 A |  | 999.00 HP AW | MOTSTR* | AW
5117317 | UNKNOWN |  | MANS-MCC B Supernatant Pump #2 /MOTSTR |  | NJBC | E | NJBC-MF-MANS. | P203 | INSV | INST | HUSSAARM | 2013-10-13 | 3165 RTE 206 |  |  |  |  | 0.00 A |  | 999.00 HP AW | MOTSTR* | AW
5117319 | UNKNOWN |  | MANS-MCC B Supernatant Pump #3 /MOTSTR |  | NJBC | E | NJBC-MF-MANS. | P203 | INSV | INST | HUSSAARM | 2013-10-13 | 3165 RTE 206 |  |  |  |  | 0.00 A |  | 999.00 HP AW | MOTSTR* | AW
5117321 | UNKNOWN |  | MANS-MCC A Well #1 /MOTSTR |  | NJBC | E | NJBC-MF-MANS. | P203 | INSV | INST | HUSSAARM | 2013-10-13 | 3165 RTE 206 |  |  |  |  | 0.00 A |  | 125.00 HP AW | MOTSTR* | AW
5117323 | UNKNOWN |  | MANS-MCC A Well #2 /MOTSTR |  | NJBC | E | NJBC-MF-MANS. | P203 | INSV | INST | HUSSAARM | 2013-10-13 | 3165 RTE 206 |  |  |  |  | 0.00 A |  | 125.00 HP AW | MOTSTR* | AW
5117325 | UNKNOWN |  | MANS-MCC A Well #5 /MOTSTR |  | NJBC | E | NJBC-MF-MANS. | P203 | INSV | INST | HUSSAARM | 2013-10-13 | 3165 RTE 206 |  |  |  |  | 0.00 A |  | 999.00 HP AW | MOTSTR* | AW
5117327 | UNKNOWN |  | MANS-MCC B Well#3 /MOTSTR |  | NJBC | E | NJBC-MF-MANS. | P203 | INSV | INST | HUSSAARM | 2013-10-13 | 3165 RTE 206 |  |  |  |  | 0.00 A |  | 125.00 HP AW | MOTSTR* | AW
5117329 | UNKNOWN |  | MANS-MCC B Well#4 /MOTSTR |  | NJBC | E | NJBC-MF-MANS. | P203 | INSV | INST | HUSSAARM | 2013-10-13 | 3165 RTE 206 |  |  |  |  | 0.00 A |  | 125.00 HP AW | MOTSTR* | AW
5117331 | UNKNOWN |  | MANS-MCC A Well#7 /MOTSTR |  | NJBC | E | NJBC-MF-MANS. | P203 | INSV | INST | HUSSAARM | 2013-10-13 | 3165 RTE 206 |  |  |  |  | 0.00 A |  | 999.00 HP AW | MOTSTR* | AW
5117333 | UNKNOWN |  | MANS-MCC B Well#8 /MOTSTR |  | NJBC | E | NJBC-MF-MANS. | P203 | INSV | INST | HUSSAARM | 2013-10-13 | 3165 RTE 206 |  |  |  |  | 0.00 A |  | 999.00 HP AW | MOTSTR* | AW
5117335 | UNKNOWN |  | MANS-MCC A Blower#1 /MOTSTR |  | NJBC | E | NJBC-MF-MANS. | P203 | INSV | INST | HUSSAARM | 2013-10-13 | 3165 RTE 206 |  |  |  |  | 0.00 A |  | 999.00 HP AW | MOTSTR* | AW
5117337 | UNKNOWN |  | MANS-MCC A Air Compressor#1 /MOTSTR |  | NJBC | E | NJBC-MF-MANS. | P203 | INSV | INST | HUSSAARM | 2013-10-13 | 3165 RTE 206 |  |  |  |  | 0.00 A |  | 999.00 HP AW | MOTSTR* | AW
5117343 | UNKNOWN |  | MANS-MCC B Air Compressor#2 /MOTSTR |  | NJBC | E | NJBC-MF-MANS. | P203 | INSV | INST | HUSSAARM | 2013-10-13 | 3165 RTE 206 |  |  |  |  | 0.00 A |  | 999.00 HP AW | MOTSTR* | AW
5128746 | UNKNOWN |  | BROWNING-MCC A Sludge Pump #1 /MOTSTR |  | NJBC | E | NJBC-CM-BROWN | P203 | INSV | INST | HUSSAARM | 2013-10-13 | BROWINING LANE |  |  |  |  | 0.00 A |  | 999.00 HP AW | MOTSTR* | AW
5130906 | UNKNOWN |  | OTTERBROOK-MCC HS Pump #1 /MOTSTR |  | NJBC | E | NJBC-CM-OTTER | P203 | INSV | INST | HUSSAARM | 2013-10-13 | 900 SAN JOSE DR |  |  |  |  | 0.00 A |  | 999.00 HP AW | MOTSTR* | AW
5130933 | UNKNOWN |  | OLDORCHARD-MCC MAIN Well #58 /MOTSTR |  | NJBC | E | NJBC-CM-OLDOR | P203 | INSV | INST | HUSSAARM | 2013-10-13 | ROUTE 70 EAST AT OLD ORCHARD ROAD |  |  |  |  | 0.00 A |  | 999.00 HP AW | MOTSTR* | AW
5130937 | UNKNOWN |  | OLDORCHARD-MCCMAIN HS PMP2 /MS |  | NJBC | E | NJBC-CM-OLDOR | P203 | INSV | INST | HUSSAARM | 2013-10-13 | ROUTE 70 EAST AT OLD ORCHARD ROAD |  |  |  |  | 0.00 A |  | 999.00 HP AW | MOTSTR* | AW
5130941 | UNKNOWN |  | OLDORCHARD-MCC MAIN Well #68 /MOTSTR |  | NJBC | E | NJBC-CM-OLDOR | P203 | INSV | INST | HUSSAARM | 2013-10-13 | ROUTE 70 EAST AT OLD ORCHARD ROAD |  |  |  |  | 0.00 A |  | 999.00 HP AW | MOTSTR* | AW
5130945 | UNKNOWN |  | OLDORCHARD-MCC MAIN Well #69 /MOTSTR |  | NJBC | E | NJBC-CM-OLDOR | P203 | INSV | INST | HUSSAARM | 2013-10-13 | ROUTE 70 EAST AT OLD ORCHARD ROAD |  |  |  |  | 0.00 A |  | 999.00 HP AW | MOTSTR* | AW
5130950 | UNKNOWN |  | OLDORCHARD-MCC MAIN Well #58 /MOTSTR |  | NJBC | E | NJBC-CM-OLDOR | P203 | INSV | INST | HUSSAARM | 2013-10-13 | ROUTE 70 EAST AT OLD ORCHARD ROAD |  |  |  |  | 0.00 A |  | 999.00 HP AW | MOTSTR* | AW
5130968 | UNKNOWN |  | OLDORCHARD-MCCMAIN HS PMP3 /MS |  | NJBC | E | NJBC-CM-OLDOR | P203 | INSV | INST | HUSSAARM | 2013-10-13 | ROUTE 70 EAST AT OLD ORCHARD ROAD |  |  |  |  | 0.00 A |  | 999.00 HP AW | MOTSTR* | AW
5130974 | UNKNOWN |  | MEDFORDIC-MCCMDP BSTPMP1 /MS |  | NJBC | E | NJBC-BU-MEDFO | P203 | INSV | INST | HUSSAARM | 2013-10-13 | 333 MEDFORD-MT HOLLY ROAD |  |  |  |  | 0.00 A |  | 999.00 HP AW | MOTSTR* | AW
5130978 | UNKNOWN |  | MEDFORDIC-MCCMDP BSTPMP2 /MS |  | NJBC | E | NJBC-BU-MEDFO | P203 | INSV | INST | HUSSAARM | 2013-10-13 | 333 MEDFORD-MT HOLLY ROAD |  |  |  |  | 0.00 A |  | 999.00 HP AW | MOTSTR* | AW
5130989 | UNKNOWN |  | GLOUCESTERBS-MCCMCP BSTPMP1 /MS |  | NJBC | E | NJBC-GL-GLBST | P203 | INSV | INST | HUSSAARM | 2013-10-13 | 491 HARRISON AVE |  |  |  |  | 0.00 A |  | 999.00 HP AW | MOTSTR* | AW
5130993 | UNKNOWN |  | GLOUCESTERBS-MCCMCP BSTPMP2 /MS |  | NJBC | E | NJBC-GL-GLBST | P203 | INSV | INST | HUSSAARM | 2013-10-13 | 491 HARRISON AVE |  |  |  |  | 0.00 A |  | 999.00 HP AW | MOTSTR* | AW
5131706 | UNKNOWN |  | GLOUCESTERBS-MCCMAIN SODHYP PMP /MS |  | NJBC | E | NJBC-GL-GLBST | P203 | INSV | INST | HUSSAARM | 2013-10-13 | 491 HARRISON AVE |  |  |  |  | 0.00 A |  | 999.00 HP AW | MOTSTR* | AW
5131715 | UNKNOWN |  | HADDONHTS-MCC Well #20 /MOTSTR |  | NJBC | E | NJBC-CM-HAHTS | P203 | INSV | INST | HUSSAARM | 2013-10-13 | 614 W. Atlantic Ave |  |  |  |  | 0.00 A |  | 999.00 HP AW | MOTSTR* | AW
5131731 | UNKNOWN |  | HADDONHTS-MCC SUPERNAT RET PMP1 /MS |  | NJBC | E | NJBC-CM-HAHTS | P203 | INSV | INST | HUSSAARM | 2013-10-13 | 614 W. Atlantic Ave |  |  |  |  | 0.00 A |  | 999.00 HP AW | MOTSTR* | AW
5131735 | UNKNOWN |  | HADDONHTS-MCC SUPERNAT RET PMP2 /MS |  | NJBC | E | NJBC-CM-HAHTS | P203 | INSV | INST | HUSSAARM | 2013-10-13 | 614 W. Atlantic Ave |  |  |  |  | 0.00 A |  | 999.00 HP AW | MOTSTR* | AW
5131756 | UNKNOWN |  | HADDONHTS-MCC WL22 ABANDONED /MS |  | NJBC | E | NJBC-CM-HAHTS | P203 | OOS | INST | HUSSAARM | 2013-10-13 | 614 W. Atlantic Ave | [6 empty] | 999.00 HP AW | MOTSTR* | AW
5131760 | UNKNOWN |  | HADDONHTS-MCC Well #67 /MOTSTR |  | NJBC | E | NJBC-CM-HAHTS | P203 | INSV | INST | HUSSAARM | 2013-10-13 | 614 W. Atlantic Ave |  |  |  |  | 0.00 A |  | 999.00 HP AW | MOTSTR* | AW
5131766 | UNKNOWN |  | HADDONHTS-MCC Well #15 /MOTSTR |  | NJBC | E | NJBC-CM-HAHTS | P203 | INSV | INST | HUSSAARM | 2013-10-13 | 614 W. Atlantic Ave |  |  |  |  | 0.00 A |  | 999.00 HP AW | MOTSTR* | AW
5131770 | UNKNOWN |  | HADDONHTS-MCC WL14 ABANDONED /MS |  | NJBC | E | NJBC-CM-HAHTS | P203 | OOS | INST | HUSSAARM | 2013-10-13 | 614 W. Atlantic Ave | [6 empty] | 999.00 HP AW | MOTSTR* | AW
5131774 | UNKNOWN |  | HADDONHTS-MCC WL11 ABANDONED /MS |  | NJBC | E | NJBC-CM-HAHTS | P203 | OOS | INST | HUSSAARM | 2013-10-13 | 614 W. Atlantic Ave | [6 empty] | 999.00 HP AW | MOTSTR* | AW
5131778 | UNKNOWN |  | HADDONHTS-W63-MCC Pump 63 /MOTSTR |  | NJBC | E | NJBC-CM-HAHTS-WL63 | P203 | INSV | INST | HUSSAARM | 2013-10-13 | 120 TRENTON AVE |  |  |  |  | 0.00 A |  | 999.00 HP AW | MOTSTR* | AW
5132308 | UNKNOWN |  | OTTERBROOK-MCC Well #29 /MOTSTR |  | NJBC | E | NJBC-CM-OTTER | P203 | INSV | INST | HUSSAARM | 2013-10-13 | 900 SAN JOSE DR |  |  |  |  | 0.00 A |  | 999.00 HP AW | MOTSTR* | AW
5132310 | UNKNOWN |  | OTTERBROOK-MCC Well #39 /MOTSTR |  | NJBC | E | NJBC-CM-OTTER | P203 | INSV | INST | HUSSAARM | 2013-10-13 | 900 SAN JOSE DR |  |  |  |  | 0.00 A |  | 999.00 HP AW | MOTSTR* | AW
5132323 | UNKNOWN |  | BERLINCOIC-MCC MDP Pump 1 /MOTSTR |  | NJBC | E | NJBC-CM-BERLI | P203 | INSV | INST | HUSSAARM | 2013-10-13 | 74 COOPER RD |  |  |  |  | 0.00 A |  | 999.00 HP AW | MOTSTR* | AW
5132326 | UNKNOWN |  | BERLINCOIC-MCC MDP Pump 2 /MOTSTR |  | NJBC | E | NJBC-CM-BERLI | P203 | INSV | INST | HUSSAARM | 2013-10-13 | 74 COOPER RD |  |  |  |  | 0.00 A |  | 999.00 HP AW | MOTSTR* | AW
5132331 | UNKNOWN |  | BERLINCOIC-MCC MDP Pump 3 /MOTSTR |  | NJBC | E | NJBC-CM-BERLI | P203 | INSV | INST | HUSSAARM | 2013-10-13 | 74 COOPER RD |  |  |  |  | 0.00 A |  | 999.00 HP AW | MOTSTR* | AW
5132344 | UNKNOWN |  | VOORHEES-MCC HS PMP1 /MS |  | NJBC | E | NJBC-CM-VOORH | P203 | INSV | INST | HUSSAARM | 2013-10-13 | 13 GOLF VIEW DR |  |  |  |  | 0.00 A |  | 999.00 HP AW | MOTSTR* | AW
5132348 | UNKNOWN |  | VOORHEES-MCC HS PMP2 /MS |  | NJBC | E | NJBC-CM-VOORH | P203 | INSV | INST | HUSSAARM | 2013-10-13 | 13 GOLF VIEW DR |  |  |  |  | 0.00 A |  | 999.00 HP AW | MOTSTR* | AW
5132356 | UNKNOWN |  | POMONA-ALB-MCC Well 14 /MOTSTR |  | NJBC | E | NJBC-BU-POMON-ALB. | P203 | INSV | INST | HUSSAARM | 2013-10-13 | 911 POMONA ROAD |  |  |  |  | 0.00 A |  | 999.00 HP AW | MOTSTR* | AW
5132362 | UNKNOWN |  | DEPTCLIC-MCC Booster Pump #1 /MOTSTR |  | NJBC | E | NJBC-GL-DEPTC | P203 | INSV | INST | HUSSAARM | 2013-10-13 | 1570 CLEMENTS BRIDGE RD |  |  |  |  | 0.00 A |  | 999.00 HP AW | MOTSTR* | AW
5132366 | UNKNOWN |  | DEPTCLIC-MCC Booster Pump #2 /MOTSTR |  | NJBC | E | NJBC-GL-DEPTC | P203 | INSV | INST | HUSSAARM | 2013-10-13 | 1570 CLEMENTS BRIDGE RD |  |  |  |  | 0.00 A |  | 999.00 HP AW | MOTSTR* | AW
5132385 | SQUARE D |  | WDEPTPRKIC-MCC Booster Pump #1 /MOTSTR |  | NJBC | E | NJBC-GL-WDEPT | P203 | INSV | INST | HUSSAARM | 2013-10-13 | 901 DANTE CT |  |  |  |  | 0.00 A |  | 999.00 HP AW | MOTSTR* | AW |  |  | 1
5132388 | SQUARE D |  | WDEPTPRKIC-MCC Booster Pump #2 /MOTSTR |  | NJBC | E | NJBC-GL-WDEPT | P203 | INSV | INST | HUSSAARM | 2013-10-13 | 901 DANTE CT |  |  |  |  | 0.00 A |  | 999.00 HP AW | MOTSTR* | AW |  |  | 1
5132398 | SQUARE D |  | PITMANIC-MCC Booster Pump #1 /MOTSTR |  | NJBC | E | NJBC-GL-PITMA | P203 | INSV | INST | HUSSAARM | 2013-10-13 | 598 PITMAN RD |  |  |  |  | 0.00 A |  | 999.00 HP AW | MOTSTR* | AW |  |  | 2
5133002 | SQUARE D |  | PITMANIC-MCC Booster Pump #2 /MOTSTR |  | NJBC | E | NJBC-GL-PITMA | P203 | INSV | INST | HUSSAARM | 2013-10-13 | 598 PITMAN RD |  |  |  |  | 0.00 A |  | 999.00 HP AW | MOTSTR* | AW |  |  | 2
5133021 | GE |  | WOODBURY-MCC Booster Pump #1 /MOTSTR |  | NJBC | E | NJBC-GL-WOODB | P203 | INSV | INST | HUSSAARM | 2013-10-13 | 770 Clearview Ave | [6 empty] | 999.00 HP AW | MOTSTR* | AW |  |  | 0 |  |  | 120
5133024 | GE |  | WOODBURY-MCC Booster Pump #2 /MOTSTR |  | NJBC | E | NJBC-GL-WOODB | P203 | INSV | INST | HUSSAARM | 2013-10-13 | 770 Clearview Ave | [6 empty] | 999.00 HP AW | MOTSTR* | AW |  |  | 0 |  |  | 120
5133088 | UNKNOWN |  | PEMBERTIC Well #96 /MOTSTR |  | NJBC | E | NJBC-BU-PEMBE | P203 | INSV | INST | HUSSAARM | 2013-10-13 | 1106 PEMBERTON-BROWNS MILLS RD |  |  |  |  | 0.00 A |  | 999.00 HP AW | MOTSTR* | AW
5133622 | UNKNOWN |  | GIBBSBOROBS Booster Pump #4 /MOTSTR |  | NJBC | E | NJBC-CM-GBBST | P203 | INSV | INST | HUSSAARM | 2013-10-13 | 79 LUCAS BLVD |  |  |  |  | 0.00 A |  | 999.00 HP AW | MOTSTR* | AW
5133657 | UNKNOWN |  | MAGNOLIA Well House #64 /MOTSTR |  | NJBC | E | NJBC-CM-MAGNO | P203 | INSV | INST | HUSSAARM | 2013-10-13 | 625 N WALNUT AVENUE |  |  |  |  | 0.00 A |  | 999.00 HP AW | MOTSTR* | AW
5128748 | UNKNOWN |  | BROWNING-MCC B Well Pump #45 /MOTSTR |  | NJBC | E | NJBC-CM-BROWN | P203 | INSV | INST | HUSSAARM | 2013-10-13 | BROWINING LANE |  |  |  |  | 0.00 A |  | 999.00 HP AW | MOTSTR* | AW
5128750 | UNKNOWN |  | BROWNING-MCCB HS PMP2 /MS |  | NJBC | E | NJBC-CM-BROWN | P203 | INSV | INST | HUSSAARM | 2013-10-13 | BROWINING LANE |  |  |  |  | 0.00 A |  | 100.00 HP AW | MOTSTR* | AW
5128752 | UNKNOWN |  | BROWNING-MCC B Sludge Pump #2 /MOTSTR |  | NJBC | E | NJBC-CM-BROWN | P203 | INSV | INST | HUSSAARM | 2013-10-13 | BROWINING LANE |  |  |  |  | 0.00 A |  | 999.00 HP AW | MOTSTR* | AW
5128755 | UNKNOWN |  | BROWNING-MCC C Well Pump #46 /MOTSTR |  | NJBC | E | NJBC-CM-BROWN | P203 | INSV | INST | HUSSAARM | 2013-10-13 | BROWINING LANE |  |  |  |  | 0.00 A |  | 999.00 HP AW | MOTSTR* | AW
5128764 | UNKNOWN |  | BROWNING-MCCC SUPERNAT PMP2 /MS |  | NJBC | E | NJBC-CM-BROWN | P203 | INSV | INST | HUSSAARM | 2013-10-13 | BROWINING LANE |  |  |  |  | 0.00 A |  | 999.00 HP AW | MOTSTR* | AW
5128767 | UNKNOWN |  | BROWNING-MCC D Well Pump #65 /MOTSTR |  | NJBC | E | NJBC-CM-BROWN | P203 | INSV | INST | HUSSAARM | 2013-10-13 | BROWINING LANE |  |  |  |  | 0.00 A |  | 999.00 HP AW | MOTSTR* | AW
5128769 | UNKNOWN |  | BROWNING-MCCD SUPERNAT PMP1 /MS |  | NJBC | E | NJBC-CM-BROWN | P203 | INSV | INST | HUSSAARM | 2013-10-13 | BROWINING LANE |  |  |  |  | 0.00 A |  | 999.00 HP AW | MOTSTR* | AW
5128772 | UNKNOWN |  | BROWNING-MCCD CL2 BSTPMP1 /MS |  | NJBC | E | NJBC-CM-BROWN | P203 | INSV | INST | HUSSAARM | 2013-10-13 | BROWINING LANE |  |  |  |  | 0.00 A |  | 999.00 HP AW | MOTSTR* | AW
5128791 | UNKNOWN |  | MAGNOLIA-MCC HS PMP1 /MS |  | NJBC | E | NJBC-CM-MAGNO | P203 | INSV | INST | HUSSAARM | 2013-10-13 | 625 N WALNUT AVENUE |  |  |  |  | 0.00 A |  | 999.00 HP AW | MOTSTR* | AW
5128795 | UNKNOWN |  | MAGNOLIA-MCC Well #16 /MOTSTR |  | NJBC | E | NJBC-CM-MAGNO | P203 | INSV | INST | HUSSAARM | 2013-10-13 | 625 N WALNUT AVENUE |  |  |  |  | 0.00 A |  | 999.00 HP AW | MOTSTR* | AW
5128799 | UNKNOWN |  | MAGNOLIA-MCC VFD Pump #1 /MOTSTR |  | NJBC | E | NJBC-CM-MAGNO | P203 | INSV | INST | HUSSAARM | 2013-10-13 | 625 N WALNUT AVENUE |  |  |  |  | 0.00 A |  | 999.00 HP AW | MOTSTR* | AW
5129613 | UNKNOWN |  | MAGNOLIA-MCC HS PMP2 /MS |  | NJBC | E | NJBC-CM-MAGNO | P203 | INSV | INST | HUSSAARM | 2013-10-13 | 625 N WALNUT AVENUE |  |  |  |  | 0.00 A |  | 999.00 HP AW | MOTSTR* | AW
5129629 | UNKNOWN |  | FELLOWSHIP-MCC MDP Pump #1 /MOTSTR |  | NJBC | E | NJBC-BU-FELLO | P203 | INSV | INST | HUSSAARM | 2013-10-13 | 3 SPRINGDALE RD |  |  |  |  | 0.00 A |  | 999.00 HP AW | MOTSTR* | AW
5129631 | UNKNOWN |  | FELLOWSHIP-MCC MDP Pump #2 /MOTSTR |  | NJBC | E | NJBC-BU-FELLO | P203 | INSV | INST | HUSSAARM | 2013-10-13 | 3 SPRINGDALE RD |  |  |  |  | 0.00 A |  | 999.00 HP AW | MOTSTR* | AW
5129644 | UNKNOWN |  | GIBBSSTA-MCC Well 41 /MOTSTR |  | NJBC | E | NJBC-CM-GBSTA | P203 | INSV | INST | HUSSAARM | 2013-10-13 | 1 LINDEN AVE |  |  |  |  | 0.00 A |  | 100.00 HP AW | MOTSTR* | AW
5129649 | UNKNOWN |  | GIBBSSTA-MCC Well 42 /MOTSTR |  | NJBC | E | NJBC-CM-GBSTA | P203 | INSV | INST | HUSSAARM | 2013-10-13 | 1 LINDEN AVE |  |  |  |  | 0.00 A |  | 125.00 HP AW | MOTSTR* | AW
5129653 | UNKNOWN |  | GIBBSSTA-MCC Well 43 /MOTSTR |  | NJBC | E | NJBC-CM-GBSTA | P203 | INSV | INST | HUSSAARM | 2013-10-13 | 1 LINDEN AVE |  |  |  |  | 0.00 A |  | 125.00 HP AW | MOTSTR* | AW
5129655 | UNKNOWN |  | GIBBSSTA-MCC HS #1 /MOTSTR |  | NJBC | E | NJBC-CM-GBSTA | P203 | INSV | INST | HUSSAARM | 2013-10-13 | 1 LINDEN AVE |  |  |  |  | 0.00 A |  | 999.00 HP AW | MOTSTR* | AW
5129657 | UNKNOWN |  | GIBBSSTA-MCC HS #2 /MOTSTR |  | NJBC | E | NJBC-CM-GBSTA | P203 | INSV | INST | HUSSAARM | 2013-10-13 | 1 LINDEN AVE |  |  |  |  | 0.00 A |  | 999.00 HP AW | MOTSTR* | AW
5129660 | UNKNOWN |  | GIBBSSTA-MCC HS #3 /MOTSTR |  | NJBC | E | NJBC-CM-GBSTA | P203 | INSV | INST | HUSSAARM | 2013-10-13 | 1 LINDEN AVE |  |  |  |  | 0.00 A |  | 999.00 HP AW | MOTSTR* | AW
5130904 | UNKNOWN |  | OTTERBROOK-MCC HS Pump #2 /MOTSTR |  | NJBC | E | NJBC-CM-OTTER | P203 | INSV | INST | HUSSAARM | 2013-10-13 | 900 SAN JOSE DR |  |  |  |  | 0.00 A |  | 999.00 HP AW | MOTSTR* | AW
5130185 | UNKNOWN |  | OTTERBRK-MCC HS PMP1 /MS |  | NJBC | E | NJBC-CM-OTTER | P203 | INSV | INST | HUSSAARM | 2013-10-13 | 900 SAN JOSE DR |  |  |  |  | 0.00 A |  | 999.00 HP AW | MOTSTR* | AW
5130177 | UNKNOWN |  | LAURELSP-MCC Well Pump #13 /MOTSTR |  | NJBC | E | NJBC-CM-LAURE | P203 | INSV | INST | HUSSAARM | 2013-10-13 | 820 GRAND AVENUE |  |  |  |  | 0.00 A |  | 40.00 HP AW | MOTSTR* | AW
5130173 | UNKNOWN |  | LAURELSP-MCC Well Pump #8 /MOTSTR |  | NJBC | E | NJBC-CM-LAURE | P203 | INSV | INST | HUSSAARM | 2013-10-13 | 820 GRAND AVENUE |  |  |  |  | 0.00 A |  | 10.00 HP AW | MOTSTR* | AW
5130167 | UNKNOWN |  | LAURELSP-MCC Well Pump #15 /MOTSTR |  | NJBC | E | NJBC-CM-LAURE | P203 | INSV | INST | HUSSAARM | 2013-10-13 | 820 GRAND AVENUE |  |  |  |  | 0.00 A |  | 60.00 HP AW | MOTSTR* | AW
5130161 | UNKNOWN |  | LAURELSP-MCC Well #4 /MOTSTR |  | NJBC | E | NJBC-CM-LAURE | P203 | INSV | INST | HUSSAARM | 2013-10-13 | 820 GRAND AVENUE |  |  |  |  | 0.00 A |  | 10.00 HP AW | MOTSTR* | AW
5130157 | UNKNOWN |  | LAURELSP-MCC Well #1 /MOTSTR |  | NJBC | E | NJBC-CM-LAURE | P203 | INSV | INST | HUSSAARM | 2013-10-13 | 820 GRAND AVENUE |  |  |  |  | 0.00 A |  | 10.00 HP AW | MOTSTR* | AW
5130153 | UNKNOWN |  | LAURELSP-MCC HS PMP3 /MS |  | NJBC | E | NJBC-CM-LAURE | P203 | INSV | INST | HUSSAARM | 2013-10-13 | 820 GRAND AVENUE |  |  |  |  | 0.00 A |  | 999.00 HP AW | MOTSTR* | AW
5130149 | UNKNOWN |  | LAURELSP-MCC Well #10 /MOTSTR |  | NJBC | E | NJBC-CM-LAURE | P203 | INSV | INST | HUSSAARM | 2013-10-13 | 820 GRAND AVENUE |  |  |  |  | 0.00 A |  | 15.00 HP AW | MOTSTR* | AW
5130144 | UNKNOWN |  | LAURELSP-MCC HS PMP2 /MS |  | NJBC | E | NJBC-CM-LAURE | P203 | INSV | INST | HUSSAARM | 2013-10-13 | 820 GRAND AVENUE |  |  |  |  | 0.00 A |  | 999.00 HP AW | MOTSTR* | AW
5129670 | UNKNOWN |  | GIBBSSTA-MCC Well 57 /MOTSTR |  | NJBC | E | NJBC-CM-GBSTA | P203 | INSV | INST | HUSSAARM | 2013-10-13 | 1 LINDEN AVE |  |  |  |  | 0.00 A |  | 25.00 HP AW | MOTSTR* | AW
5129675 | UNKNOWN |  | GIBBSSTA-MCC Well 56 /MOTSTR |  | NJBC | E | NJBC-CM-GBSTA | P203 | INSV | INST | HUSSAARM | 2013-10-13 | 1 LINDEN AVE |  |  |  |  | 0.00 A |  | 25.00 HP AW | MOTSTR* | AW
5129681 | UNKNOWN |  | GIBBSSTA-MCC SODHYP PMP2 /MS |  | NJBC | E | NJBC-CM-GBSTA | P203 | INSV | INST | HUSSAARM | 2013-10-13 | 1 LINDEN AVE |  |  |  |  | 0.00 A |  | 999.00 HP AW | MOTSTR* | AW
5129685 | UNKNOWN |  | GIBBSSTA-MCC Washwater Pump #1 /MOTSTR |  | NJBC | E | NJBC-CM-GBSTA | P203 | INSV | INST | HUSSAARM | 2013-10-13 | 1 LINDEN AVE |  |  |  |  | 0.00 A |  | 999.00 HP AW | MOTSTR* | AW
5129689 | UNKNOWN |  | GIBBSSTA-MCC Washwater Pump #2 /MOTSTR |  | NJBC | E | NJBC-CM-GBSTA | P203 | INSV | INST | HUSSAARM | 2013-10-13 | 1 LINDEN AVE |  |  |  |  | 0.00 A |  | 999.00 HP AW | MOTSTR* | AW
5130140 | UNKNOWN |  | LAURELSP-MCC Well #61 /MOTSTR |  | NJBC | E | NJBC-CM-LAURE | P203 | INSV | INST | HUSSAARM | 2013-10-13 | 820 GRAND AVENUE |  |  |  |  | 0.00 A |  | 20.00 HP AW | MOTSTR* | AW
5130135 | UNKNOWN |  | LAURELSP-MCC Well #60 /MOTSTR |  | NJBC | E | NJBC-CM-LAURE | P203 | INSV | INST | HUSSAARM | 2013-10-13 | 820 GRAND AVENUE |  |  |  |  | 0.00 A |  | 15.00 HP AW | MOTSTR* | AW
5130130 | UNKNOWN |  | LAURELSP-MCC HS PMP1 /MS |  | NJBC | E | NJBC-CM-LAURE | P203 | INSV | INST | HUSSAARM | 2013-10-13 | 820 GRAND AVENUE |  |  |  |  | 0.00 A |  | 999.00 HP AW | MOTSTR* | AW
5130109 | UNKNOWN |  | GIBBSSTA-MCCW42 SUPERNAT PMP1 /MS |  | NJBC | E | NJBC-CM-GBSTA | P203 | INSV | INST | HUSSAARM | 2013-10-13 | 1 LINDEN AVE |  |  |  |  | 0.00 A |  | 999.00 HP AW | MOTSTR* | AW
5130111 | UNKNOWN |  | GIBBSSTA-MCCW42 SUPERNAT PMP2 /MS |  | NJBC | E | NJBC-CM-GBSTA | P203 | INSV | INST | HUSSAARM | 2013-10-13 | 1 LINDEN AVE |  |  |  |  | 0.00 A |  | 999.00 HP AW | MOTSTR* | AW
5211330 | EATON/CUTLER HAMMER |  | RANN SLUDGE PUMP 2 /MOTSTR |  | NJPG | E | NJPG-PG-RANN.-SWTG | P203 | INSV | INST | LOD_EAM_02 | 2016-02-04 | 370 HARDING HWY |  | 478C642H10 |  |  |  |  | 0.00 HP AW | MOTSTR* | AW
5211329 | EATON/CUTLER HAMMER |  | RANN SLUDGE PUMP 1 /MOTSTR |  | NJPG | E | NJPG-PG-RANN.-SWTG | P203 | INSV | INST | LOD_EAM_02 | 2016-02-04 | 370 HARDING HWY |  | 478C642H10 |  |  |  |  | 0.00 HP AW | MOTSTR* | AW
5211403 | ALLEN BRADLEY |  | LAYT.-SWTGR Well 2 /MOTSTR |  | NJPG | E | NJPG-PG-LAYT.-W02. | P203 | INSV | INST | TAYLORDM | 2016-03-08 | 50 PENNSVILLE-AUBURN RD |  |  |  |  | 0.00 A |  | 999.00 HP AW | MOTSTR* | AW

## Motor
Equipment |  | Inventory no. | Description | Full Name | AuthorizGroup | EquipCategory | Functional Loc. | Planning plant | User status | System status | Created by | Created on | Street | Size/dimens. | ManufSerialNo. | ManufPartNo. | Install. date | Application | Duty Cycle | Full Load Amps | HP Rating | Insulation Class | Mot-Anti-Reverse | Mot-Bearing # (coup | Mot-Bearing # (free | Mot-Bearing TP (coup | Mot-Bearing TP(free | Mot-Catalog Number | Mot-Code | Mot-Coupling Type | Mot-Enclosure Type | Mot-Excitation Volta | Mot-Frame Type | Mot-Hollow Shaft | Mot-Inverter Duty | Mot-Lube Type (free | Mot-Lube Type(coup e | Mot-Nameplate Design | Mot-Service Factor | Motor Type | Orientation | Owned By | RPM Operating | RPM Rating | Rotation Direction | Special Mtn Note | Special Mtn Note Det | Temperature Rise | Volt Rating | Voltage (Running)
5112623 | UNKNOWN |  | HADDONHTS SLDGE2CLARIF 2 HLDINGTK /MOTOR |  | NJBC | E | NJBC-CM-HAHTS | P203 | INSV | INST | HUSSAARM | 2013-10-13 | 614 W. Atlantic Ave |  |  |  |  | SLUDGE |  |  | 999.00 HP AW | [18 empty] | THREE PHASE HORIZ | HORIZONTAL | AW |  | XX |  |  |  | 0 °C |  | XX
5112621 | UNKNOWN |  | GIBBSSTA Hypochlorite Transfer /MOTOR |  | NJBC | E | NJBC-CM-GBSTA | P203 | INSV | INST | HUSSAARM | 2013-10-13 | 1 LINDEN AVE |  |  |  |  | CHEMICAL |  |  | 999.00 HP AW | [18 empty] | THREE PHASE HORIZ | HORIZONTAL | AW |  | XX |  |  |  | 0 °C |  | XX
5112619 | UNKNOWN |  | GIBBSSTA SLDGE1 HLDINGTK 2 TRAIL /MOTOR |  | NJBC | E | NJBC-CM-GBSTA | P203 | INSV | INST | HUSSAARM | 2013-10-13 | 1 LINDEN AVE |  |  |  |  | SLUDGE |  |  | 999.00 HP AW | [18 empty] | THREE PHASE HORIZ | HORIZONTAL | AW |  | XX |  |  |  | 0 °C |  | XX
5112617 | UNKNOWN |  | SUNBURY-W96 /MOTOR |  | NJBC | E | NJBC-PB-SUNBU-W96. | P203 | INSV | INST | HUSSAARM | 2013-10-13 | 246 ANDERSON ROAD |  |  |  |  | RAW WATER (GROUND) |  |  | 999.00 HP AW | [18 empty] | THREE PHASE HORIZ | VERTICAL | AW |  | XX | [5 empty] | XX
5112615 | UNKNOWN |  | MAGNOLIA SLDGE1 CLARIF 2 HLDINGTK /MOTOR |  | NJBC | E | NJBC-CM-MAGNO | P203 | INSV | INST | HUSSAARM | 2013-10-13 | 625 N WALNUT AVENUE |  |  |  |  | SLUDGE |  |  | 999.00 HP AW | [18 empty] | THREE PHASE HORIZ | XX | AW |  | XX |  |  |  | 0 °C |  | XX
5112614 | BALDOR |  | WINSLOWBS Booster #2 /MOTOR |  | NJBC | E | NJBC-CM-WIBST | P203 | INSV | INST | HUSSAARM | 2013-10-13 | 80 COOPER RD |  |  |  |  | DISTRIBUTION SYSTEM BOOSTER | CONTINUOUS |  | 75.00 HP AW | F | [10 empty] | 365TCZ | [5 empty] | 1.15 | SINGLE PHASE | HORIZONTAL | AW |  | 1800 |  |  |  |  | 460 | XX
5112612 | BALDOR |  | WINSLOWBS Booster #1 /MOTOR |  | NJBC | E | NJBC-CM-WIBST | P203 | INSV | INST | HUSSAARM | 2013-10-13 | 80 COOPER RD |  |  |  |  | DISTRIBUTION SYSTEM BOOSTER | CONTINUOUS |  | 75.00 HP AW | F | [10 empty] | 365TCZ | [5 empty] | 1.15 | SINGLE PHASE | HORIZONTAL | AW |  | 1800 |  |  |  |  | 460 | XX
5112610 | BALDOR |  | BERLINCOIC Booster #3 /MOTOR |  | NJBC | E | NJBC-CM-BERLI | P203 | INSV | INST | HUSSAARM | 2013-10-13 | 74 COOPER RD |  |  |  |  | DISTRIBUTION SYSTEM BOOSTER | CONTINUOUS |  | 20.00 HP AW | F | [10 empty] | 256JP | [5 empty] | 1.15 | THREE PHASE HORIZ | HORIZONTAL | AW |  | 1800 |  |  |  | 0 °C | 460 | XX
5112608 | BALDOR |  | BERLINCOIC Booster #2 /MOTOR |  | NJBC | E | NJBC-CM-BERLI | P203 | INSV | INST | HUSSAARM | 2013-10-13 | 74 COOPER RD |  |  |  |  | DISTRIBUTION SYSTEM BOOSTER | CONTINUOUS |  | 20.00 HP AW | F | [10 empty] | 256 | [5 empty] | 1.15 | THREE PHASE HORIZ | HORIZONTAL | AW |  | 1800 |  |  |  | 0 °C | 460 | XX
5112607 | BALDOR |  | BERLINCOIC Booster #1 /MOTOR |  | NJBC | E | NJBC-CM-BERLI | P203 | INSV | INST | HUSSAARM | 2013-10-13 | 74 COOPER RD |  |  |  |  | DISTRIBUTION SYSTEM BOOSTER | CONTINUOUS |  | 30.00 HP AW | F | [10 empty] | 286JP | [5 empty] | 1.15 | THREE PHASE HORIZ | HORIZONTAL | AW |  | 1800 |  |  |  | 0 °C | 460 | XX
5112604 | UNKNOWN |  | GLOUCESTERBS-BST Booster #1 /MOTOR |  | NJBC | E | NJBC-GL-GLBST-BSTA | P203 | INSV | INST | HUSSAARM | 2013-10-13 | JESSUP MILL RD AT HARRISON AVE |  |  |  |  | PLANT TO DISTRIBUTION PUMP | CONTINUOUS |  | 250.00 HP AW | F | [10 empty] | 4445T | [5 empty] | 1.15 | THREE PHASE HORIZ | HORIZONTAL | AW |  | 1800 |  |  |  | 0 °C | 460 | XX
5112602 | UNKNOWN |  | GLOUCESTERBS-BST Booster #2 /MOTOR |  | NJBC | E | NJBC-GL-GLBST-BSTA | P203 | INSV | INST | HUSSAARM | 2013-10-13 | JESSUP MILL RD AT HARRISON AVE |  |  |  |  | PLANT TO DISTRIBUTION PUMP | CONTINUOUS |  | 100.00 HP AW | F | [10 empty] | 404/5T | [5 empty] | 1.15 | THREE PHASE HORIZ | HORIZONTAL | AW |  | 1800 |  |  |  | 0 °C | 460 | XX
5112600 | UNKNOWN |  | MURRAY Caustic Feed /MOTOR |  | NJBC | E | NJBC-CM-MURRA | P203 | INSV | INST | HUSSAARM | 2013-10-13 | 802 MURRAY AVE |  |  |  |  | CHEMICAL |  |  | 999.00 HP AW | [18 empty] | THREE PHASE VERT | HORIZONTAL | AW |  | XX |  |  |  | 0 °C |  | XX
5112199 | BALDOR |  | MEDFORDIC Booster #2 /MOTOR |  | NJBC | E | NJBC-BU-MEDFO | P203 | INSV | INST | HUSSAARM | 2013-10-13 | 333 MEDFORD-MT HOLLY ROAD |  | Z0711031896 |  |  | DISTRIBUTION SYSTEM BOOSTER | CONTINUOUS |  | 25.00 HP AW | F | [10 empty] | 284JM | [5 empty] | 1.15 | THREE PHASE HORIZ | HORIZONTAL | AW |  | 3600 |  |  |  | 0 °C | 460 | XX
5112197 | BALDOR |  | MEDFORDIC Booster #1 /MOTOR |  | NJBC | E | NJBC-BU-MEDFO | P203 | INSV | INST | HUSSAARM | 2013-10-13 | 333 MEDFORD-MT HOLLY ROAD |  | Z0709190576 |  |  | DISTRIBUTION SYSTEM BOOSTER | CONTINUOUS |  | 25.00 HP AW | F | [10 empty] | 284JM | [5 empty] | 1.15 | THREE PHASE HORIZ | HORIZONTAL | AW |  | 3600 |  |  |  | 0 °C | 460 | XX
5112195 | UNKNOWN | NJHH-14-EMTR-21 | VOORHEES-W21 /MOTOR |  | NJBC | E | NJBC-CM-VOORH-W21. | P203 | INSV | INST | HUSSAARM | 2013-10-13 | EVESHAM RD AT GOLF VIEW DRIVE |  |  |  |  | RAW WATER (GROUND) |  |  | 125.00 HP AW | [18 empty] | THREE PHASE VERT | VERTICAL | AW |  | XX |  |  |  | 0 °C |  | XX
5112193 | UNKNOWN | NJHH-14-EMTR-2 | VOORHEES High Service #2 /MOTOR |  | NJBC | E | NJBC-CM-VOORH | P203 | INSV | INST | HUSSAARM | 2013-10-13 | 13 GOLF VIEW DR |  |  |  |  | PLANT TO DISTRIBUTION PUMP |  |  | 999.00 HP AW | [18 empty] | THREE PHASE HORIZ | HORIZONTAL | AW |  | XX |  |  |  | 0 °C |  | XX
5112191 | UNKNOWN | NJHH-14-EMTR-1 | VOORHEES High Service #1 /MOTOR |  | NJBC | E | NJBC-CM-VOORH | P203 | INSV | INST | HUSSAARM | 2013-10-13 | 13 GOLF VIEW DR |  |  |  |  | PLANT TO DISTRIBUTION PUMP |  |  | 999.00 HP AW | [18 empty] | THREE PHASE HORIZ | HORIZONTAL | AW |  | XX |  |  |  | 0 °C |  | XX
5112189 | UNKNOWN | NJHH-37-EMTR-1 | STATION-BST Booster #1 /MOTOR |  | NJBC | E | NJBC-CM-STATI-BST. | P203 | INSV | INST | HUSSAARM | 2013-10-13 | 2 STATION AVE |  |  |  |  | DISTRIBUTION SYSTEM BOOSTER |  |  | 999.00 HP AW | [18 empty] | THREE PHASE HORIZ | HORIZONTAL | AW |  | XX |  |  |  | 0 °C |  | XX
5112187 | UNKNOWN | NJHH-31-EMTR-14 | SOMERDALE-W14 /MOTOR |  | NJBC | E | NJBC-CM-SOMER-W14. | P203 | INSV | INST | HUSSAARM | 2013-10-13 | 26 ELM AVE |  |  |  |  | RAW WATER (GROUND) |  |  | 50.00 HP AW | [18 empty] | THREE PHASE VERT | VERTICAL | AW |  | XX |  |  |  | 0 °C |  | XX
5112186 | UNKNOWN |  | RUNNEMEDE-W19 /MOTOR |  | NJBC | E | NJBC-CM-RUNNE-W19. | P203 | INSV | INST | HUSSAARM | 2013-10-13 | 28 ST CLAIR AVE |  |  |  |  | RAW WATER (GROUND) |  |  | 999.00 HP AW | [18 empty] | THREE PHASE VERT | VERTICAL | AW |  | XX |  |  |  | 0 °C |  | XX
5112184 | US MOTORS | NJHH-33-EMTR-39 | OTTERBROOK-W39 /MOTOR |  | NJBC | E | NJBC-CM-OTTER-W39. | P203 | INSV | INST | HUSSAARM | 2013-10-13 | 77 JUNE DR |  |  |  |  | RAW WATER (GROUND) | CONTINUOUS |  | 100.00 HP AW | F | [10 empty] | 404TP | [5 empty] | 1.15 | THREE PHASE VERT | VERTICAL | AW |  | 1800 |  |  |  | 0 °C | 460 | XX
5112666 | BALDOR |  | CHEWSLNDBS Booster #1 /MOTOR |  | NJBC | E | NJBC-CM-CHEWS | P203 | INSV | INST | HUSSAARM | 2013-10-13 | 1543 CHEWS LANDING RD |  |  |  |  | DISTRIBUTION SYSTEM BOOSTER |  |  | 15.00 HP AW | [18 empty] | THREE PHASE HORIZ | HORIZONTAL | AW |  | 3600 |  |  |  | 0 °C | 460 | XX
5112664 | UNKNOWN |  | STATION-BAR Booster #3 /MOTOR |  | NJBC | E | NJBC-CM-STATI-BAR. | P203 | INSV | INST | HUSSAARM | 2013-10-13 | 2 STATION AVE |  |  |  |  | DISTRIBUTION SYSTEM BOOSTER |  |  | 999.00 HP AW | [18 empty] | THREE PHASE VERT | HORIZONTAL | AW |  | 3600 |  |  |  | 0 °C | 460 | XX
5112662 | UNKNOWN |  | STATION-BAR Booster #2 /MOTOR |  | NJBC | E | NJBC-CM-STATI-BAR. | P203 | INSV | INST | HUSSAARM | 2013-10-13 | 2 STATION AVE |  |  |  |  | DISTRIBUTION SYSTEM BOOSTER |  |  | 1.50 HP AW | [18 empty] | THREE PHASE HORIZ | HORIZONTAL | AW |  | 1800 |  |  |  | 0 °C | 460 | XX
5112660 | UNKNOWN |  | STATION-BAR Booster #1 /MOTOR |  | NJBC | E | NJBC-CM-STATI-BAR. | P203 | INSV | INST | HUSSAARM | 2013-10-13 | 2 STATION AVE |  |  |  |  | DISTRIBUTION SYSTEM BOOSTER |  |  | 1.50 HP AW | [18 empty] | THREE PHASE HORIZ | HORIZONTAL | AW |  | 1800 |  |  |  | 0 °C | 460 | XX
5112658 | BALDOR | NJHH-49-EMTR-2 | DEPTCLIC Booster #2 /MOTOR |  | NJBC | E | NJBC-GL-DEPTC | P203 | INSV | INST | HUSSAARM | 2013-10-13 | 1570 CLEMENTS BRIDGE RD |  | Z0804222171 |  |  | DISTRIBUTION SYSTEM BOOSTER | CONTINUOUS | 114/57 | 50.00 HP AW | F | [10 empty] | 326TCZ | [5 empty] | 1.15 | THREE PHASE HORIZ | XX | AW |  | 1800 |  |  |  | 40 °C | 460 | XX
5112656 | BALDOR | NJHH-49-EMTR-1 | DEPTCLIC Booster #1 /MOTOR |  | NJBC | E | NJBC-GL-DEPTC | P203 | INSV | INST | HUSSAARM | 2013-10-13 | 1570 CLEMENTS BRIDGE RD |  | Z0804222171 |  |  | DISTRIBUTION SYSTEM BOOSTER | CONTINUOUS | 114/57 | 50.00 HP AW | F | [10 empty] | 326TCZ | [5 empty] | 1.15 | THREE PHASE HORIZ | XX | AW |  | 1800 |  |  |  | 40 °C | 460 | XX
5112654 | BALDOR |  | PINEHILLCRIC Booster #2 /MOTOR |  | NJBC | E | NJBC-CM-PINEH | P203 | INSV | INST | HUSSAARM | 2013-10-13 |  |  | F0810071269 |  |  | DISTRIBUTION SYSTEM BOOSTER | CONTINUOUS | 11.2/5.6 | 5.00 HP AW | F | [10 empty] | 182CZ | [5 empty] | 1.15 | THREE PHASE HORIZ | XX | AW |  | 3600 |  |  |  | 0 °C | 460 | XX
5112652 | BALDOR |  | PINEHILLCRIC Booster #1 /MOTOR |  | NJBC | E | NJBC-CM-PINEH | P203 | INSV | INST | HUSSAARM | 2013-10-13 |  |  | F0810071264 |  |  | DISTRIBUTION SYSTEM BOOSTER | CONTINUOUS | 11.2/5.6 | 5.00 HP AW | F | [10 empty] | 182CZ | [5 empty] | 1.15 | THREE PHASE HORIZ | XX | AW |  | 3600 |  |  |  | 0 °C | 460 | XX
5112650 | US ELECTRIC |  | EGREENHAIC Booster #2 /MOTOR |  | NJBC | E | NJBC-GL-EGHIC | P203 | INSV | INST | HUSSAARM | 2013-10-13 | 208 Harrison Ave |  | UJ15PZ2BM |  |  | DISTRIBUTION SYSTEM BOOSTER |  | 37/18.4 | 15.00 HP AW | F | [10 empty] | 254JM | [6 empty] | THREE PHASE HORIZ | XX | AW |  | XX |  |  |  | 0 °C | 460 | XX
5112648 | US ELECTRIC |  | EGREENHAIC Booster #1 /MOTOR |  | NJBC | E | NJBC-GL-EGHIC | P203 | INSV | INST | HUSSAARM | 2013-10-13 | 208 Harrison Ave |  | UJ15PZ2BM |  |  | DISTRIBUTION SYSTEM BOOSTER |  | 37/18.4 | 15.00 HP AW | F | [10 empty] | 254JM | [6 empty] | THREE PHASE HORIZ | XX | AW |  | XX |  |  |  | 0 °C | 460 | XX
5112646 | BALDOR |  | GLASSAUIC Booster #2 /MOTOR |  | NJBC | E | NJBC-GL-GLASS | P203 | INSV | INST | HUSSAARM | 2013-10-13 | 450 AURA RD |  | C1001150088 |  |  | DISTRIBUTION SYSTEM BOOSTER |  | 60/30 | 25.00 HP AW | [11 empty] | 284JM | [6 empty] | THREE PHASE HORIZ | XX | AW |  | 1800 |  |  |  | 0 °C | 460 | XX
5112644 | BALDOR |  | GLASSAUIC Booster #1 /MOTOR |  | NJBC | E | NJBC-GL-GLASS | P203 | INSV | INST | HUSSAARM | 2013-10-13 | 450 AURA RD |  | C1001150123 |  |  | DISTRIBUTION SYSTEM BOOSTER |  | 60/30 | 25.00 HP AW | F | [10 empty] | 284JM | [6 empty] | THREE PHASE HORIZ | XX | AW |  | 1800 |  |  |  | 0 °C | 460 | XX
5112642 | US ELECTRIC |  | MTLAURCHIC Booster #2 /MOTOR |  | NJBC | E | NJBC-BU-MLCIC | P203 | INSV | INST | HUSSAARM | 2013-10-13 | 4129 CHURCH RD |  |  |  |  | DISTRIBUTION SYSTEM BOOSTER |  | 94/47 | 40.00 HP AW | F | [16 empty] | 1.15 | THREE PHASE HORIZ | XX | AW |  | 1800 |  |  |  | 0 °C | 460 | XX
5112641 | US ELECTRIC |  | MTLAURCHIC Booster #1 /MOTOR |  | NJBC | E | NJBC-BU-MLCIC | P203 | INSV | INST | HUSSAARM | 2013-10-13 | 4129 CHURCH RD |  |  |  |  | DISTRIBUTION SYSTEM BOOSTER |  | 94/47 | 40.00 HP AW | F | [16 empty] | 1.15 | THREE PHASE HORIZ | XX | AW |  | 1800 |  |  |  | 0 °C | 460 | XX
5112639 | UNKNOWN |  | MAGNOLIA SLDGE1 HLDINGTK 2 TRAIL /MOTOR |  | NJBC | E | NJBC-CM-MAGNO | P203 | INSV | INST | HUSSAARM | 2013-10-13 | 625 N WALNUT AVENUE |  |  |  |  | SLUDGE |  |  | 999.00 HP AW | [18 empty] | THREE PHASE HORIZ | XX | AW |  | XX |  |  |  | 0 °C |  | XX
5112637 | UNKNOWN |  | OTTERBROOK Supernatant #2 /MOTOR |  | NJBC | E | NJBC-CM-OTTER | P203 | INSV | INST | HUSSAARM | 2013-10-13 | 900 SAN JOSE DR |  |  |  |  | SLUDGE |  |  | 999.00 HP AW | [18 empty] | THREE PHASE HORIZ | HORIZONTAL | AW |  | XX |  |  |  | 0 °C |  | XX
5112635 | UNKNOWN |  | OTTERBROOK Supernatant #1 /MOTOR |  | NJBC | E | NJBC-CM-OTTER | P203 | INSV | INST | HUSSAARM | 2013-10-13 | 900 SAN JOSE DR |  |  |  |  | SLUDGE |  |  | 999.00 HP AW | [18 empty] | THREE PHASE HORIZ | HORIZONTAL | AW |  | XX |  |  |  | 0 °C |  | XX
5112633 | UNKNOWN |  | OTTERBRK SLDGE1 HLDINGTK 2 TRAIL /MOTOR |  | NJBC | E | NJBC-CM-OTTER | P203 | INSV | INST | HUSSAARM | 2013-10-13 | 900 SAN JOSE DR |  |  |  |  | SLUDGE |  |  | 999.00 HP AW | [18 empty] | THREE PHASE HORIZ | HORIZONTAL | AW |  | XX |  |  |  | 0 °C |  | XX
5112631 | UNKNOWN |  | OLDORCHARD Supernatant #2 /MOTOR |  | NJBC | E | NJBC-CM-OLDOR | P203 | INSV | INST | HUSSAARM | 2013-10-13 | ROUTE 70 EAST AT OLD ORCHARD ROAD |  |  |  |  | SLUDGE |  |  | 999.00 HP AW | [18 empty] | THREE PHASE HORIZ | HORIZONTAL | AW |  | XX |  |  |  | 0 °C |  | XX
5112629 | UNKNOWN |  | OLDORCHARD Supernatant #1 /MOTOR |  | NJBC | E | NJBC-CM-OLDOR | P203 | INSV | INST | HUSSAARM | 2013-10-13 | ROUTE 70 EAST AT OLD ORCHARD ROAD |  |  |  |  | SLUDGE |  |  | 999.00 HP AW | [18 empty] | THREE PHASE HORIZ | HORIZONTAL | AW |  | XX |  |  |  | 0 °C |  | XX
5112627 | UNKNOWN |  | OLDORCHARD SLDGE1 HLDINGTK 2TRAIL /MOTOR |  | NJBC | E | NJBC-CM-OLDOR | P203 | INSV | INST | HUSSAARM | 2013-10-13 | ROUTE 70 EAST AT OLD ORCHARD ROAD |  |  |  |  | SLUDGE |  |  | 999.00 HP AW | [18 empty] | THREE PHASE HORIZ | HORIZONTAL | AW |  | XX |  |  |  | 0 °C |  | XX
5112625 | UNKNOWN |  | MAGNOLIA SLDGE2 HLDINGTK 2 TRAIL /MOTOR |  | NJBC | E | NJBC-CM-MAGNO | P203 | INSV | INST | HUSSAARM | 2013-10-13 | 625 N WALNUT AVENUE |  |  |  |  | SLUDGE |  |  | 999.00 HP AW | [18 empty] | THREE PHASE HORIZ | HORIZONTAL | AW |  | XX |  |  |  | 0 °C |  | XX
5112138 | UNKNOWN | NJHH-86-EMTR-4 | LAURELSP-W4 /MOTOR |  | NJBC | E | NJBC-CM-LAURE-W4.. | P203 | INSV | INST | HUSSAARM | 2013-10-13 | 325 TRENTON AVE |  |  |  |  | RAW WATER (GROUND) |  |  | 10.00 HP AW | [18 empty] | THREE PHASE VERT | VERTICAL | AW |  | XX |  |  |  | 0 °C |  | XX
5112136 | US MOTORS | NJHH-86-EMTR-15 | LAURELSP-W15 /MOTOR |  | NJBC | E | NJBC-CM-LAURE-W15. | P203 | INSV | INST | HUSSAARM | 2013-10-13 | 401 S ATLANTIC AVE |  |  |  |  | RAW WATER (GROUND) | CONTINUOUS |  | 60.00 HP AW | [11 empty] | 364TP | [5 empty] | 1.15 | THREE PHASE VERT | VERTICAL | AW |  | 1800 |  |  |  | 0 °C | 460 | XX
5112134 | US MOTORS | NJHH-86-EMTR-13 | LAURELSP-W13 /MOTOR |  | NJBC | E | NJBC-CM-LAURE-W13. | P203 | INSV | INST | HUSSAARM | 2013-10-13 | 820 GRAND AVENUE |  |  |  |  | RAW WATER (GROUND) | CONTINUOUS |  | 60.00 HP AW | F | [10 empty] | 325TP | [5 empty] | 1.15 | THREE PHASE VERT | VERTICAL | AW |  | 1800 |  |  |  | 0 °C | 460 | XX
5112132 | EMERSON | NJHH-86-EMTR-10 | LAURELSP-W10 /MOTOR |  | NJBC | E | NJBC-CM-LAURE-W10. | P203 | INSV | INST | HUSSAARM | 2013-10-13 | 819 GRAND AVENUE |  |  |  |  | RAW WATER (GROUND) | CONTINUOUS |  | 15.00 HP AW | F | [10 empty] | 254TPA | [5 empty] | 1.15 | THREE PHASE VERT | VERTICAL | AW |  | 1800 |  |  |  | 0 °C | 460 | XX
5112130 | UNKNOWN | NJHH-86-EMTR-1 | LAURELSP-W1 /MOTOR |  | NJBC | E | NJBC-CM-LAURE-W1.. | P203 | INSV | INST | HUSSAARM | 2013-10-13 | 820 E ATLANTIC AVE |  |  |  |  | RAW WATER (GROUND) |  |  | 50.00 HP AW | [18 empty] | THREE PHASE VERT | VERTICAL | AW |  | XX |  |  |  | 0 °C |  | XX
5112127 | UNKNOWN | NJHH-86-EMTR-3 | LAURELSP High Service #3 /MOTOR |  | NJBC | E | NJBC-CM-LAURE | P203 | INSV | INST | HUSSAARM | 2013-10-13 | 820 GRAND AVENUE |  |  |  |  | PLANT TO DISTRIBUTION PUMP |  |  | 75.00 HP AW | [18 empty] | THREE PHASE HORIZ | HORIZONTAL | AW |  | XX |  |  |  | 0 °C |  | XX
5112125 | WESTINGHOUSE | NJHH-86-EMTR-5 | LAURELSP High Service #2 /MOTOR |  | NJBC | E | NJBC-CM-LAURE | P203 | INSV | INST | HUSSAARM | 2013-10-13 | 820 GRAND AVENUE |  |  |  |  | PLANT TO DISTRIBUTION PUMP | CONTINUOUS |  | 75.00 HP AW | B | [10 empty] | 405U | [5 empty] | 1.15 | THREE PHASE HORIZ | HORIZONTAL | AW |  | 1800 |  |  |  | 0 °C | 460 | XX
5112123 | WESTINGHOUSE | NJHH-86-EMTR-2 | LAURELSP High Service #1 /MOTOR |  | NJBC | E | NJBC-CM-LAURE | P203 | INSV | INST | HUSSAARM | 2013-10-13 | 820 GRAND AVENUE |  |  |  |  | IN PLANT BOOSTER | CONTINUOUS |  | 50.00 HP AW | [11 empty] | 365U | [5 empty] | 1.15 | THREE PHASE HORIZ | HORIZONTAL | AW |  | 1800 |  |  |  | 0 °C | 460 | XX
5112121 | UNKNOWN | NJHH-12-EMTR-62 | KINGSTON-W62 /MOTOR |  | NJBC | E | NJBC-CM-KINGS-W62. | P203 | INSV | INST | HUSSAARM | 2013-10-13 | 512 HOWARD RD |  |  |  |  | RAW WATER (GROUND) |  |  | 40.00 HP AW | [18 empty] | THREE PHASE VERT | VERTICAL | AW |  | XX |  |  |  | 0 °C |  | XX
5112119 | UNKNOWN | NJHH-12-EMTR-59 | KINGSTON-W59 /MOTOR |  | NJBC | E | NJBC-CM-KINGS-W59. | P203 | INSV | INST | HUSSAARM | 2013-10-13 | 514 HOWARD RD |  |  |  |  | RAW WATER (GROUND) |  |  | 75.00 HP AW | [18 empty] | THREE PHASE VERT | VERTICAL | AW |  | XX |  |  |  | 0 °C |  | XX
5112117 | UNKNOWN | NJHH-12-EMTR-25 | KINGSTON-W25 /MOTOR |  | NJBC | E | NJBC-CM-KINGS-W25. | P203 | INSV | INST | HUSSAARM | 2013-10-13 | 85 RANOLDO TER |  |  |  |  | RAW WATER (GROUND) |  |  | 75.00 HP AW | [18 empty] | THREE PHASE VERT | VERTICAL | AW |  | XX |  |  |  | 0 °C |  | XX
5112115 | UNKNOWN | NJHH-12-EMTR-3 | KINGSTON High Service #3 /MOTOR |  | NJBC | E | NJBC-CM-KINGS | P203 | INSV | INST | HUSSAARM | 2013-10-13 | 514 HOWARD RD |  |  |  |  | PLANT TO DISTRIBUTION PUMP |  |  | 60.00 HP AW | [18 empty] | THREE PHASE HORIZ | HORIZONTAL | AW |  | XX |  |  |  | 0 °C |  | XX
5112113 | UNKNOWN | NJHH-12-EMTR-2 | KINGSTON High Service #2 /MOTOR |  | NJBC | E | NJBC-CM-KINGS | P203 | INSV | INST | HUSSAARM | 2013-10-13 | 514 HOWARD RD |  |  |  |  | PLANT TO DISTRIBUTION PUMP |  |  | 60.00 HP AW | [18 empty] | THREE PHASE HORIZ | HORIZONTAL | AW |  | XX |  |  |  | 0 °C |  | XX
5112111 | UNKNOWN | NJHH-12-EMTR-1 | KINGSTON High Service #1 /MOTOR |  | NJBC | E | NJBC-CM-KINGS | P203 | INSV | INST | HUSSAARM | 2013-10-13 | 514 HOWARD RD |  |  |  |  | PLANT TO DISTRIBUTION PUMP |  |  | 60.00 HP AW | [18 empty] | THREE PHASE HORIZ | HORIZONTAL | AW |  | XX |  |  |  | 0 °C |  | XX
5112109 | UNKNOWN |  | IRISHHILLBS Booster /MOTOR |  | NJBC | E | NJBC-CM-IRISH | P203 | INSV | INST | HUSSAARM | 2013-10-13 | 128 HILL AVE |  |  |  |  | DISTRIBUTION SYSTEM BOOSTER |  |  | 999.00 HP AW | [18 empty] | THREE PHASE HORIZ | HORIZONTAL | AW |  | XX |  |  |  | 0 °C |  | XX
5112107 | UNKNOWN | NJHH-29-EMTR-2 | HUTTONHILL-BST Booster #4 /MOTOR |  | NJBC | E | NJBC-CM-HUTTO-BST. | P203 | INSV | INST | HUSSAARM | 2013-10-13 | 1911 KRESSON RD |  |  |  |  | DISTRIBUTION SYSTEM BOOSTER |  |  | 999.00 HP AW | [18 empty] | THREE PHASE HORIZ | HORIZONTAL | AW |  | XX |  |  |  | 0 °C |  | XX
5112105 | UNKNOWN | NJHH-29-EMTR-1 | HUTTONHILL-BST Booster #3 /MOTOR |  | NJBC | E | NJBC-CM-HUTTO-BST. | P203 | INSV | INST | HUSSAARM | 2013-10-13 | 1911 KRESSON RD |  |  |  |  | DISTRIBUTION SYSTEM BOOSTER |  |  | 30.00 HP AW | [18 empty] | THREE PHASE HORIZ | HORIZONTAL | AW |  | XX |  |  |  | 0 °C |  | XX
5112103 | US MOTORS | NJHH-36-EMTR-63 | HADDONHTS-W63 /MOTOR |  | NJBC | E | NJBC-CM-HAHTS-WL63 | P203 | INSV | INST | HUSSAARM | 2013-10-13 | 120 TRENTON AVE |  |  |  |  | RAW WATER (GROUND) | CONTINUOUS |  | 150.00 HP AW | F | [10 empty] | 444TP | [5 empty] | 1.15 | THREE PHASE VERT | VERTICAL | AW |  | 1800 |  |  |  | 0 °C | 460 | XX
5112100 | UNKNOWN |  | MAGNOLIA SLDGE2 CLARIF 2 HLDINGTK /MOTOR |  | NJBC | E | NJBC-CM-MAGNO | P203 | INSV | INST | HUSSAARM | 2013-10-13 | 625 N WALNUT AVENUE |  |  |  |  | SLUDGE |  |  | 999.00 HP AW | [18 empty] | THREE PHASE HORIZ | XX | AW |  | XX |  |  |  | 0 °C |  | XX
5111298 | UNKNOWN | NJHH-36-EMTR-30 | HADDONHTS SLDGE3 HLDINGTK 2 TRAIL /MOTOR |  | NJBC | E | NJBC-CM-HAHTS | P203 | INSV | INST | HUSSAARM | 2013-10-13 | 614 W. Atlantic Ave |  |  |  |  | SLUDGE |  |  | 100.00 HP AW | [18 empty] | THREE PHASE VERT | VERTICAL | AW |  | XX |  |  |  | 0 °C |  | XX
5111296 | UNKNOWN |  | HADDONHTS SLDGE1CLARIF 2 HLDINGTK /MOTOR |  | NJBC | E | NJBC-CM-HAHTS | P203 | INSV | INST | HUSSAARM | 2013-10-13 | 614 W. Atlantic Ave |  |  |  |  | SLUDGE |  |  | 999.00 HP AW | [18 empty] | THREE PHASE HORIZ | HORIZONTAL | AW |  | XX |  |  |  | 0 °C |  | XX
5111294 | US MOTORS | NJHH-36-EMTR-20 | HADDONHTS-W20 /MOTOR |  | NJBC | E | NJBC-CM-HAHTS-WL20 | P203 | INSV | INST | HUSSAARM | 2013-10-13 | 110 ALBANY AVE |  |  |  |  | RAW WATER (GROUND) | CONTINUOUS |  | 100.00 HP AW | F | [10 empty] | 404TP | [5 empty] | 1.15 | THREE PHASE VERT | VERTICAL | AW |  | 1800 |  |  |  | 0 °C | 460 | XX
5112182 | US MOTORS | NJHH-33-EMTR-34 | OTTERBROOK-W34 /MOTOR |  | NJBC | E | NJBC-CM-OTTER-W34. | P203 | INSV | INST | HUSSAARM | 2013-10-13 | 413 N OTTER BRANCH DR |  |  |  |  | RAW WATER (GROUND) | CONTINUOUS |  | 75.00 HP AW | B | [10 empty] | 365TP | [5 empty] | 1.15 | THREE PHASE VERT | VERTICAL | AW |  | 1800 |  |  |  | 0 °C | 460 | XX
5112179 | US MOTORS | NJHH-33-EMTR-29 | OTTERBROOK-W29 /MOTOR |  | NJBC | E | NJBC-CM-OTTER-W29. | P203 | INSV | INST | HUSSAARM | 2013-10-13 | 79 JUNE DR |  |  |  |  | RAW WATER (GROUND) | CONTINUOUS |  | 75.00 HP AW | B | [10 empty] | 365TP | [5 empty] | 1.15 | THREE PHASE VERT | VERTICAL | AW |  | 1800 |  |  |  | 0 °C | 460 | XX
5112177 | MARATHON | NJHH-33-EMTR-3 | OTTERBROOK High Service #3 /MOTOR |  | NJBC | E | NJBC-CM-OTTER | P203 | INSV | INST | HUSSAARM | 2013-10-13 | 900 SAN JOSE DR |  |  |  |  | PLANT TO DISTRIBUTION PUMP | CONTINUOUS |  | 100.00 HP AW | [11 empty] | 404TS | [5 empty] | 1.15 | THREE PHASE HORIZ | HORIZONTAL | AW |  | 1800 |  |  |  | 0 °C | 460 | XX
5112175 | RELIANCE | NJHH-33-EMTR-2 | OTTERBROOK High Service #2 /MOTOR |  | NJBC | E | NJBC-CM-OTTER | P203 | INSV | INST | HUSSAARM | 2013-10-13 | 900 SAN JOSE DR |  |  |  |  | PLANT TO DISTRIBUTION PUMP | CONTINUOUS |  | 60.00 HP AW | [11 empty] | 404US | [5 empty] | 1.15 | THREE PHASE HORIZ | HORIZONTAL | AW |  | 1800 |  |  |  | 0 °C | 460 | XX
5112173 | RELIANCE | NJHH-33-EMTR-1 | OTTERBROOK High Service #1 /MOTOR |  | NJBC | E | NJBC-CM-OTTER | P203 | INSV | INST | HUSSAARM | 2013-10-13 | 900 SAN JOSE DR |  |  |  |  | PLANT TO DISTRIBUTION PUMP | CONTINUOUS |  | 60.00 HP AW | [11 empty] | 404US | [5 empty] | 1.15 | THREE PHASE HORIZ | HORIZONTAL | AW |  | 1800 |  |  |  | 0 °C | 460 | XX
5112171 | US MOTORS | NJHH-15-EMTR-58 | OLDORCHARD-W58 /MOTOR |  | NJBC | E | NJBC-CM-OLDOR-W58. | P203 | INSV | INST | HUSSAARM | 2013-10-13 | 47 BRANDYWINE DR |  | X03X0968034R-5 |  |  | RAW WATER (GROUND) |  |  | 100.00 HP AW | OTHER | [10 empty] | 115 | [5 empty] | 1.15 | THREE PHASE VERT | VERTICAL | AW |  | 1800 |  |  |  | 0 °C | 460 | XX
5112169 | US MOTORS | NJHH-15-EMTR-38 | OLDORCHARD-W38 /MOTOR |  | NJBC | E | NJBC-CM-OLDOR-W38. | P203 | INSV | INST | HUSSAARM | 2013-10-13 | 2070 RT 70 |  |  |  |  | RAW WATER (GROUND) | CONTINUOUS |  | 75.00 HP AW | B | [10 empty] | 365TS | [5 empty] | 1.15 | THREE PHASE VERT | VERTICAL | AW |  | 1800 |  |  |  | 0 °C | 460 | XX
5112167 | UNKNOWN | NJHH-15-EMTR-5 | OLDORCHARD Wash Water #2 /MOTOR |  | NJBC | E | NJBC-CM-OLDOR | P203 | INSV | INST | HUSSAARM | 2013-10-13 | ROUTE 70 EAST AT OLD ORCHARD ROAD |  |  |  |  | PROCESS EQUIPMENT |  |  | 999.00 HP AW | [18 empty] | THREE PHASE HORIZ | HORIZONTAL | AW |  | XX |  |  |  | 0 °C |  | XX
5112165 | UNKNOWN | NJHH-15-EMTR-4 | OLDORCHARD Wash Water #1 /MOTOR |  | NJBC | E | NJBC-CM-OLDOR | P203 | INSV | INST | HUSSAARM | 2013-10-13 | ROUTE 70 EAST AT OLD ORCHARD ROAD |  |  |  |  | PROCESS EQUIPMENT |  |  | 999.00 HP AW | [18 empty] | THREE PHASE HORIZ | HORIZONTAL | AW |  | XX |  |  |  | 0 °C |  | XX
5112164 | US MOTORS | NJHH-15-EMTR-3 | OLDORCHARD High Service #3 /MOTOR |  | NJBC | E | NJBC-CM-OLDOR | P203 | INSV | INST | HUSSAARM | 2013-10-13 | ROUTE 70 EAST AT OLD ORCHARD ROAD |  |  |  |  | PLANT TO DISTRIBUTION PUMP | CONTINUOUS |  | 75.00 HP AW | B | [10 empty] | 365TS | [5 empty] | 1.15 | THREE PHASE HORIZ | HORIZONTAL | AW |  | 1800 |  |  |  | 0 °C | 460 | XX
5112162 | US MOTORS | NJHH-15-EMTR-2 | OLDORCHARD High Service #2 /MOTOR |  | NJBC | E | NJBC-CM-OLDOR | P203 | INSV | INST | HUSSAARM | 2013-10-13 | ROUTE 70 EAST AT OLD ORCHARD ROAD |  |  |  |  | PLANT TO DISTRIBUTION PUMP | CONTINUOUS |  | 75.00 HP AW | B | [10 empty] | 365TS | [5 empty] | 1.15 | THREE PHASE HORIZ | HORIZONTAL | AW |  | 1800 |  |  |  | 0 °C | 460 | XX
5112160 | UNKNOWN | NJHH-15-EMTR-1 | OLDORCHARD High Service #1 /MOTOR |  | NJBC | E | NJBC-CM-OLDOR | P203 | INSV | INST | HUSSAARM | 2013-10-13 | ROUTE 70 EAST AT OLD ORCHARD ROAD |  |  |  |  | PLANT TO DISTRIBUTION PUMP | CONTINUOUS |  | 75.00 HP AW | B | [10 empty] | 365TS | [5 empty] | 1.15 | THREE PHASE HORIZ | HORIZONTAL | AW |  | 1800 |  |  |  | 0 °C | 460 | XX
5112158 | EMERSON |  | MURRAY /MOTOR |  | NJBC | E | NJBC-CM-MURRA | P203 | INSV | INST | HUSSAARM | 2013-10-13 | 802 MURRAY AVE |  |  |  |  | RAW WATER (GROUND) | CONTINUOUS |  | 150.00 HP AW | F | [10 empty] | H444TP | [5 empty] | 1.15 | THREE PHASE VERT | VERTICAL | AW |  | 1800 |  |  |  | 0 °C | 460 | XX
5112156 | US MOTORS | NJHH-43-EMTR-64 | MAGNOLIA-W64 /MOTOR |  | NJBC | E | NJBC-CM-MAGNO-W64. | P203 | INSV | INST | HUSSAARM | 2013-10-13 | 616 N WALNUT AVENUE |  |  |  |  | RAW WATER (GROUND) | CONTINUOUS |  | 125.00 HP AW | F | [10 empty] | 405TP | [5 empty] | 1.15 | THREE PHASE VERT | VERTICAL | AW |  | 1800 |  |  |  | 0 °C | 460 | XX
5112153 | US MOTORS | NJHH-43-EMTR-33 | MAGNOLIA-W33 /MOTOR |  | NJBC | E | NJBC-CM-MAGNO-W33. | P203 | INSV | INST | HUSSAARM | 2013-10-13 | 625 N WALNUT AVENUE |  |  |  |  | RAW WATER (GROUND) | CONTINUOUS |  | 100.00 HP AW | [11 empty] | 404TP | [5 empty] | 1.15 | THREE PHASE VERT | VERTICAL | AW |  | 1800 |  |  |  | 0 °C | 460 | XX
5112152 | WESTINGHOUSE | NJHH-43-EMTR-2 | MAGNOLIA High Service #2 /MOTOR |  | NJBC | E | NJBC-CM-MAGNO | P203 | INSV | INST | HUSSAARM | 2013-10-13 | 625 N WALNUT AVENUE |  |  |  |  | PLANT TO DISTRIBUTION PUMP | CONTINUOUS |  | 60.00 HP AW | [11 empty] | 404TS | [5 empty] | 1.15 | THREE PHASE HORIZ | HORIZONTAL | AW |  | 1800 |  |  |  | 0 °C | 460 | XX
5112149 | WESTINGHOUSE | NJHH-43-EMTR-1 | MAGNOLIA High Service #1 /MOTOR |  | NJBC | E | NJBC-CM-MAGNO | P203 | INSV | INST | HUSSAARM | 2013-10-13 | 625 N WALNUT AVENUE |  | 29N4906 |  |  | PLANT TO DISTRIBUTION PUMP | CONTINUOUS |  | 60.00 HP AW | A | [10 empty] | 404US | [5 empty] | 1.15 | THREE PHASE HORIZ | HORIZONTAL | AW |  | 1800 |  |  |  | 0 °C | 460 | XX
5112147 | UNKNOWN |  | MAGNOLIA Supernatant #2 /MOTOR |  | NJBC | E | NJBC-CM-MAGNO | P203 | INSV | INST | HUSSAARM | 2013-10-13 | 625 N WALNUT AVENUE |  |  |  |  | PROCESS EQUIPMENT |  |  | 999.00 HP AW | [18 empty] | THREE PHASE HORIZ | HORIZONTAL | AW |  | XX |  |  |  | 0 °C |  | XX
5112145 | UNKNOWN |  | MAGNOLIA Supernatant #1 /MOTOR |  | NJBC | E | NJBC-CM-MAGNO | P203 | INSV | INST | HUSSAARM | 2013-10-13 | 625 N WALNUT AVENUE |  |  |  |  | PROCESS EQUIPMENT |  |  | 999.00 HP AW | [18 empty] | THREE PHASE HORIZ | HORIZONTAL | AW |  | XX |  |  |  | 0 °C |  | XX
5112144 | UNKNOWN | NJHH-86-EMTR-8 | LAURELSP-W8 /MOTOR |  | NJBC | E | NJBC-CM-LAURE-W8.. | P203 | INSV | INST | HUSSAARM | 2013-10-13 | 820 GRAND AVENUE |  |  |  |  | RAW WATER (GROUND) |  |  | 10.00 HP AW | [18 empty] | SUBMERSIBLE MOT | VERTICAL | AW |  | XX | [5 empty] | XX
5112142 | US Motors | NJHH-86-EMTR-61 | LAURELSP-W61 /MOTOR |  | NJBC | E | NJBC-CM-LAURE-W61. | P203 | INSV | INST | HUSSAARM | 2013-10-13 | 325 TRENTON AVE |  |  | EN01518EI16100 |  | RAW WATER (GROUND) | CONTINUOUS |  | 15.00 HP AW | F | [10 empty] | 254TP | [5 empty] | 1.15 | THREE PHASE HORIZ | VERTICAL | AW |  | 1800 |  |  |  | 0 °C | 460 | XX
5112140 | UNKNOWN | NJHH-86-EMTR-60 | LAURELSP-W60 /MOTOR |  | NJBC | E | NJBC-CM-LAURE-W60. | P203 | INSV | INST | HUSSAARM | 2013-10-13 | 819 GRAND AVENUE |  |  |  |  | RAW WATER (GROUND) |  |  | 15.00 HP AW | [18 empty] | THREE PHASE VERT | VERTICAL | AW |  | XX |  |  |  | 0 °C |  | XX
5145805 | UNKNOWN |  | BIRCH Sludge #2 /MOTOR |  | NJLO | E | NJLO-Z1-BIRCH | P203 | INSV | INST | HUSSAARM | 2013-10-13 | 322 BIRCH CREEK ROAD |  |  |  |  | SLUDGE |  |  | 999.00 HP AW | [18 empty] | SINGLE PHASE | HORIZONTAL | AW |  | XX |  |  |  | 0 °C |  | XX
5145803 | US MOTORS |  | BIRCH High Service #3 /MOTOR |  | NJLO | E | NJLO-Z1-BIRCH | P203 | INSV | INST | HUSSAARM | 2013-10-13 | 322 BIRCH CREEK ROAD |  |  |  |  | PLANT TO DISTRIBUTION PUMP | CONTINUOUS |  | 150.00 HP AW | F | [10 empty] | 444TDP | [5 empty] | 1.15 | THREE PHASE HORIZ | HORIZONTAL | AW |  | 1800 |  |  |  | 0 °C | 460 | XX
5145802 | US MOTORS |  | BIRCH High Service #2 /MOTOR |  | NJLO | E | NJLO-Z1-BIRCH | P203 | INSV | INST | HUSSAARM | 2013-10-13 | 322 BIRCH CREEK ROAD |  |  |  |  | PLANT TO DISTRIBUTION PUMP | CONTINUOUS |  | 40.00 HP AW | F | [10 empty] | 324T | [5 empty] | 1.15 | THREE PHASE HORIZ | HORIZONTAL | AW |  | 1800 |  |  |  | 0 °C | 460 | XX
5145801 | BALDOR |  | BIRCH High Service #1 /MOTOR |  | NJLO | E | NJLO-Z1-BIRCH | P203 | INSV | INST | HUSSAARM | 2013-10-13 | 322 BIRCH CREEK ROAD |  |  |  |  | PLANT TO DISTRIBUTION PUMP | CONTINUOUS |  | 40.00 HP AW | F | [10 empty] | 324T | [5 empty] | 1.15 | THREE PHASE HORIZ | HORIZONTAL | AW |  | 1800 |  |  |  | 0 °C | 460 | XX
5145800 | UNKNOWN |  | BIRCH Clearwell #2 /MOTOR |  | NJLO | E | NJLO-Z1-BIRCH | P203 | INSV | INST | HUSSAARM | 2013-10-13 | 322 BIRCH CREEK ROAD |  |  |  |  | PROCESS EQUIPMENT |  |  | 999.00 HP AW | [18 empty] | SUBMERSIBLE MOT | HORIZONTAL | AW |  | XX | [5 empty] | XX
5145299 | UNKNOWN |  | BIRCH Clearwell #1 /MOTOR |  | NJLO | E | NJLO-Z1-BIRCH | P203 | INSV | INST | HUSSAARM | 2013-10-13 | 322 BIRCH CREEK ROAD |  |  |  |  | PROCESS EQUIPMENT |  |  | 999.00 HP AW | [18 empty] | SUBMERSIBLE MOT | HORIZONTAL | AW |  | XX | [5 empty] | XX
5145298 | UNKNOWN |  | BECK-W07 0 /MOTOR |  | NJLO | E | NJLO-Z1-BECK.-W07. | P203 | INSV | INST | HUSSAARM | 2013-10-13 | 1541 HIGH HILL RD |  |  |  |  | SLUDGE |  |  | 999.00 HP AW | [18 empty] | THREE PHASE VERT | HORIZONTAL | AW |  | XX |  |  |  | 0 °C |  | XX
5145297 | US MOTORS |  | BECK-W02 0 /MOTOR |  | NJLO | E | NJLO-Z1-BECK.-W02. | P203 | INSV | INST | HUSSAARM | 2013-10-13 | 202 STIRRUP RD | [5 empty] | CONTINUOUS |  | 50.00 HP AW | F | [10 empty] | 326TP | [5 empty] | 1.15 | THREE PHASE VERT | XX | AW |  | 1800 |  |  |  | 0 °C | 460 | XX
5145296 | US MOTORS |  | BECK Backwash /MOTOR |  | NJLO | E | NJLO-Z1-BECK. | P203 | INSV | INST | HUSSAARM | 2013-10-13 | 1547 High Hill Rd |  | R-9441-00-625 |  |  |  | CONTINUOUS |  | 25.00 HP AW | F | [10 empty] | 284T | [5 empty] | 1.15 | THREE PHASE VERT | XX | AW |  | 1800 |  |  |  | 0 °C | 460 | XX
5145295 | UNKNOWN |  | BECK Waste Pit #2 /MOTOR |  | NJLO | E | NJLO-Z1-BECK. | P203 | INSV | INST | HUSSAARM | 2013-10-13 | 1547 High Hill Rd | [7 empty] | 999.00 HP AW | [18 empty] | SUBMERSIBLE MOT | XX | AW |  | XX | [5 empty] | XX
5145294 | UNKNOWN |  | BECK Waste Pit #1 /MOTOR |  | NJLO | E | NJLO-Z1-BECK. | P203 | INSV | INST | HUSSAARM | 2013-10-13 | 1547 High Hill Rd | [7 empty] | 999.00 HP AW | [18 empty] | SUBMERSIBLE MOT | XX | AW |  | XX | [5 empty] | XX
5145293 | UNKNOWN |  | BECK Sludge #3 /MOTOR |  | NJLO | E | NJLO-Z1-BECK. | P203 | INSV | INST | HUSSAARM | 2013-10-13 | 1547 High Hill Rd | [7 empty] | 999.00 HP AW | [18 empty] | SINGLE PHASE | XX | AW |  | XX |  |  |  | 0 °C |  | XX
5145292 | UNKNOWN |  | BECK Sludge #2 /MOTOR |  | NJLO | E | NJLO-Z1-BECK. | P203 | INSV | INST | HUSSAARM | 2013-10-13 | 1547 High Hill Rd | [7 empty] | 999.00 HP AW | [18 empty] | SINGLE PHASE | XX | AW |  | XX |  |  |  | 0 °C |  | XX
5145291 | UNKNOWN |  | BECK Sludge #1 /MOTOR |  | NJLO | E | NJLO-Z1-BECK. | P203 | INSV | INST | HUSSAARM | 2013-10-13 | 1547 High Hill Rd | [7 empty] | 999.00 HP AW | [18 empty] | SINGLE PHASE | XX | AW |  | XX |  |  |  | 0 °C |  | XX
5145290 | UNKNOWN |  | BECK Portable Sludge /MOTOR |  | NJLO | E | NJLO-Z1-BECK. | P203 | INSV | INST | HUSSAARM | 2013-10-13 | 1547 High Hill Rd | [7 empty] | 999.00 HP AW | [18 empty] | SINGLE PHASE | XX | AW |  | XX |  |  |  | 0 °C |  | XX
5145288 | CONTINENTAL |  | BECK High Service #4 /MOTOR |  | NJLO | E | NJLO-Z1-BECK. | P203 | INSV | INST | HUSSAARM | 2013-10-13 | 1547 High Hill Rd |  | 698022 |  |  | PLANT TO DISTRIBUTION PUMP | CONTINUOUS |  | 75.00 HP AW | F | [16 empty] | 1.15 | THREE PHASE HORIZ | HORIZONTAL | AW |  | 1725 |  |  |  | 0 °C | 460 | XX
5145287 | CONTINENTAL |  | BECK High Service #3 /MOTOR |  | NJLO | E | NJLO-Z1-BECK. | P203 | INSV | INST | HUSSAARM | 2013-10-13 | 1547 High Hill Rd |  | 698021 |  |  | PLANT TO DISTRIBUTION PUMP | CONTINUOUS |  | 75.00 HP AW | F | [16 empty] | 1.15 | THREE PHASE HORIZ | HORIZONTAL | AW |  | 1725 |  |  |  | 0 °C | 460 | XX
5145286 | US MOTORS |  | BECK High Service #2 /MOTOR |  | NJLO | E | NJLO-Z1-BECK. | P203 | INSV | INST | HUSSAARM | 2013-10-13 | 1547 High Hill Rd |  | DC-96583-3/24-5 |  |  | PLANT TO DISTRIBUTION PUMP | CONTINUOUS |  | 60.00 HP AW | F | [10 empty] | 354TS | [5 empty] | 1.15 | THREE PHASE HORIZ | HORIZONTAL | AW |  | 1800 |  |  |  | 0 °C | 460 | XX
5145285 | US MOTORS |  | BECK Clearwell #3 /MOTOR |  | NJLO | E | NJLO-Z1-BECK. | P203 | OOS | INST | HUSSAARM | 2013-10-13 | 1547 High Hill Rd |  |  |  |  | IN PLANT TRANSFER | CONTINUOUS |  | 20.00 HP AW | F | [10 empty] | 256TPH | [5 empty] | 1.15 | THREE PHASE VERT | VERTICAL | AW |  | 1800 |  |  |  |  | 460 | XX
5145284 | UNKNOWN |  | BECK Clearwell #2 /MOTOR |  | NJLO | E | NJLO-Z1-BECK. | P203 | INSV | INST | HUSSAARM | 2013-10-13 | 1547 High Hill Rd |  | US MOTORS |  |  | IN PLANT TRANSFER | CONTINUOUS |  | 10.00 HP AW | F | [10 empty] | 215TP | [5 empty] | 1.15 | THREE PHASE VERT | VERTICAL | AW |  | 1800 |  |  |  | 0 °C | 460 | XX
5145283 | US MOTORS |  | BECK Clearwell #1 /MOTOR |  | NJLO | E | NJLO-Z1-BECK. | P203 | INSV | INST | HUSSAARM | 2013-10-13 | 1547 High Hill Rd |  |  |  |  | IN PLANT TRANSFER | CONTINUOUS |  | 20.00 HP AW | F | [10 empty] | 256TPH | [5 empty] | 1.15 | THREE PHASE VERT | VERTICAL | AW |  | 1800 |  |  |  | 0 °C | 460 | XX
5130063 | UNKNOWN |  | DRWTP-TRMT-FILT AIR 2 /BLOWER MOTOR |  | NJBC | E | NJBC-BU-DRWTP-TRMT-FILT | P203 | INSV | INST | HUSSAARM | 2013-10-13 | 213 CARRIAGE LANE |  |  |  |  | WATER PROCESSING |  |  | 150.00 HP AW | [18 empty] | THREE PHASE HORIZ | XX | AW |  | XX |  |  |  | 0 °C |  | 4160
5145828 | UNKNOWN |  | PURE Lime Tank /MIXER MOTOR |  | NJLO | E | NJLO-Z1-PURE. | P203 | INSV | INST | HUSSAARM | 2013-10-13 | 2255 High Hill Rd |  |  |  |  | WATER PROCESSING |  |  | 999.00 HP AW | [18 empty] | SINGLE PHASE | XX | AW |  | XX |  |  |  | 0 °C |  | XX
5145827 | UNKNOWN |  | PURE Air /COMPRESSOR MOTOR |  | NJLO | E | NJLO-Z1-PURE. | P203 | INSV | INST | HUSSAARM | 2013-10-13 | 2255 High Hill Rd |  |  |  |  | WATER PROCESSING |  |  | 999.00 HP AW | [18 empty] | SINGLE PHASE | XX | AW |  | XX |  |  |  | 0 °C |  | XX
5145826 | UNKNOWN |  | COMM Air 1 /COMPRESSOR MOTOR |  | NJLO | E | NJLO-Z1-COMM. | P203 | INSV | INST | HUSSAARM | 2013-10-13 | 657 Commodore Dr |  |  |  |  | WATER PROCESSING |  |  | 999.00 HP AW | [18 empty] | SINGLE PHASE | XX | AW |  | XX |  |  |  | 0 °C |  | XX
5145825 | UNKNOWN |  | BIRCH Permanganate Tank /MIXER MOTOR |  | NJLO | E | NJLO-Z1-BIRCH | P203 | INSV | INST | HUSSAARM | 2013-10-13 | 322 BIRCH CREEK ROAD |  |  |  |  | WATER PROCESSING |  |  | 999.00 HP AW | [18 empty] | SINGLE PHASE | XX | AW |  | XX |  |  |  | 0 °C |  | XX
5145824 | UNKNOWN |  | BIRCH Lime Slurry Tank /MIXER MOTOR |  | NJLO | E | NJLO-Z1-BIRCH | P203 | INSV | INST | HUSSAARM | 2013-10-13 | 322 BIRCH CREEK ROAD |  |  |  |  | WATER PROCESSING |  |  | 999.00 HP AW | [18 empty] | SINGLE PHASE | XX | AW |  | XX |  |  |  | 0 °C |  | XX
5145823 | UNKNOWN |  | BIRCH Air 1 /COMPRESSOR MOTOR |  | NJLO | E | NJLO-Z1-BIRCH | P203 | INSV | INST | HUSSAARM | 2013-10-13 | 322 BIRCH CREEK ROAD |  |  |  |  | WATER PROCESSING |  |  | 999.00 HP AW | [18 empty] | SINGLE PHASE | XX | AW |  | XX |  |  |  | 0 °C |  | XX
5145822 | UNKNOWN |  | BECK Pump Room Air 2 /COMPRESSOR MOTOR |  | NJLO | E | NJLO-Z1-BECK. | P203 | INSV | INST | HUSSAARM | 2013-10-13 | 1547 High Hill Rd |  |  |  |  | WATER PROCESSING |  |  | 999.00 HP AW | [18 empty] | SINGLE PHASE | XX | AW |  | XX |  |  |  | 0 °C |  | XX
5145821 | UNKNOWN |  | BECK Pump Room Air 1 /COMPRESSOR MOTOR |  | NJLO | E | NJLO-Z1-BECK. | P203 | INSV | INST | HUSSAARM | 2013-10-13 | 1547 High Hill Rd |  |  |  |  | WATER PROCESSING |  |  | 999.00 HP AW | [18 empty] | SINGLE PHASE | XX | AW |  | XX |  |  |  | 0 °C |  | XX
5145820 | UNKNOWN |  | BECK Well House 3 /COMPRESSOR MOTOR |  | NJLO | E | NJLO-Z1-BECK. | P203 | INSV | INST | HUSSAARM | 2013-10-13 | 1547 High Hill Rd |  |  |  |  | WATER PROCESSING |  |  | 999.00 HP AW | [18 empty] | SINGLE PHASE | XX | AW |  | XX |  |  |  | 0 °C |  | XX
5145818 | UNKNOWN |  | BECK AIR /BLOWER MOTOR |  | NJLO | E | NJLO-Z1-BECK. | P203 | INSV | INST | HUSSAARM | 2013-10-13 | 1547 High Hill Rd |  |  |  |  | WATER PROCESSING |  |  | 999.00 HP AW | [18 empty] | SINGLE PHASE | XX | AW |  | XX |  |  |  | 0 °C |  | XX
5145817 | UNKNOWN |  | BECK CATIONIC POLY TK1 /MOTOR |  | NJLO | E | NJLO-Z1-BECK. | P203 | INSV | INST | HUSSAARM | 2013-10-13 | 1547 High Hill Rd |  |  |  |  | WATER PROCESSING |  |  | 999.00 HP AW | [18 empty] | SINGLE PHASE | XX | AW |  | XX |  |  |  | 0 °C |  | XX
5145816 | UNKNOWN |  | BECK Permanganate Tank #1 /MIXER MOTOR |  | NJLO | E | NJLO-Z1-BECK. | P203 | INSV | INST | HUSSAARM | 2013-10-13 | 1547 High Hill Rd |  |  |  |  | WATER PROCESSING |  |  | 999.00 HP AW | [18 empty] | SINGLE PHASE | XX | AW |  | XX |  |  |  | 0 °C |  | XX
5145815 | UNKNOWN |  | BECK Lime Tank #2 /MIXER MOTOR |  | NJLO | E | NJLO-Z1-BECK. | P203 | INSV | INST | HUSSAARM | 2013-10-13 | 1547 High Hill Rd |  |  |  |  | WATER PROCESSING |  |  | 999.00 HP AW | [18 empty] | SINGLE PHASE | XX | AW |  | XX |  |  |  | 0 °C |  | XX
5145814 | UNKNOWN |  | BECK Lime Tank #1 /MIXER MOTOR |  | NJLO | E | NJLO-Z1-BECK. | P203 | INSV | INST | HUSSAARM | 2013-10-13 | 1547 High Hill Rd |  |  |  |  | WATER PROCESSING |  |  | 999.00 HP AW | [18 empty] | SINGLE PHASE | XX | AW |  | XX |  |  |  | 0 °C |  | XX
5145813 | UNKNOWN |  | PURE-W05 0 /MOTOR |  | NJLO | E | NJLO-Z1-PURE.-W05. | P203 | OOS | INAC INST | HUSSAARM | 2013-10-13 | EAGLE CT |  |  |  |  | RAW WATER (GROUND) |  |  | 999.00 HP AW | [18 empty] | SUBMERSIBLE MOT | XX | AW |  | XX | [5 empty] | XX
5145812 | UNKNOWN |  | COMM Booster #3 /MOTOR |  | NJLO | E | NJLO-Z1-COMM. | P203 | INSV | INST | HUSSAARM | 2013-10-13 | 657 Commodore Dr |  |  |  |  | DISTRIBUTION SYSTEM BOOSTER |  |  | 999.00 HP AW | [18 empty] | THREE PHASE HORIZ | HORIZONTAL | AW |  | XX |  |  |  | 0 °C |  | XX
5145811 | LINCOLN MOTORS |  | COMM Booster #2 /MOTOR |  | NJLO | E | NJLO-Z1-COMM. | P203 | INSV | INST | HUSSAARM | 2013-10-13 | 657 Commodore Dr |  | 3638749 |  |  | DISTRIBUTION SYSTEM BOOSTER | CONTINUOUS |  | 25.00 HP AW | F | [10 empty] | 284T | [5 empty] | 1.15 | THREE PHASE HORIZ | HORIZONTAL | AW |  | 1800 |  |  |  | 0 °C | 460 | XX
5145810 | LINCOLN MOTORS |  | COMM Booster #1 /MOTOR |  | NJLO | E | NJLO-Z1-COMM. | P203 | INSV | INST | HUSSAARM | 2013-10-13 | 657 Commodore Dr |  | 3638749 |  |  | DISTRIBUTION SYSTEM BOOSTER | CONTINUOUS |  | 25.00 HP AW | F | [10 empty] | 284T | [5 empty] | 1.15 | THREE PHASE HORIZ | HORIZONTAL | AW |  | 1800 |  |  |  | 0 °C | 460 | XX
5145809 | US MOTORS |  | BIRCH Backwash /MOTOR |  | NJLO | E | NJLO-Z1-BIRCH | P203 | INSV | INST | HUSSAARM | 2013-10-13 | 322 BIRCH CREEK ROAD | [5 empty] | CONTINUOUS |  | 50.00 HP AW | F | [10 empty] | 326T | [5 empty] | 1.15 | THREE PHASE HORIZ | HORIZONTAL | AW |  | 1800 |  |  |  | 0 °C | 460 | XX
5145808 | UNKNOWN |  | BIRCH Sludge #1 /MOTOR |  | NJLO | E | NJLO-Z1-BIRCH | P203 | INSV | INST | HUSSAARM | 2013-10-13 | 322 BIRCH CREEK ROAD |  |  |  |  | SLUDGE |  |  | 999.00 HP AW | [18 empty] | SINGLE PHASE | XX | AW |  | XX |  |  |  | 0 °C |  | XX
5145807 | UNKNOWN |  | BIRCH Portable Sludge /MOTOR |  | NJLO | E | NJLO-Z1-BIRCH | P203 | INSV | INST | HUSSAARM | 2013-10-13 | 322 BIRCH CREEK ROAD |  |  |  |  | SLUDGE |  |  | 999.00 HP AW | [18 empty] | SINGLE PHASE | XX | AW |  | XX |  |  |  | 0 °C |  | XX
5145806 | UNKNOWN |  | BIRCH Sludge #3 /MOTOR |  | NJLO | E | NJLO-Z1-BIRCH | P203 | INSV | INST | HUSSAARM | 2013-10-13 | 322 BIRCH CREEK ROAD |  |  |  |  | SLUDGE |  |  | 999.00 HP AW | [18 empty] | SINGLE PHASE | VERTICAL | AW |  | XX |  |  |  | 0 °C |  | XX
5113213 | UNKNOWN |  | PINEHILLCRIC PNEUMATIC TK AIR /MOTOR |  | NJBC | E | NJBC-CM-PINEH | P203 | INSV | INST | HUSSAARM | 2013-10-13 | [5 empty] | WATER PROCESSING |  |  | 999.00 HP AW | [18 empty] | THREE PHASE HORIZ | XX | AW |  | XX |  |  |  | 0 °C |  | XX
5113210 | DAYTON |  | HIGHLAND Air /COMPRESSOR MOTOR |  | NJBC | E | NJBC-BU-HIGHL | P203 | INSV | INST | HUSSAARM | 2013-10-13 | 1007 Highland Ave |  |  |  |  | WATER PROCESSING |  |  | 2.00 HP AW | [18 empty] | THREE PHASE HORIZ | XX | AW |  | XX |  |  |  | 0 °C |  | XX
5113208 | UNKNOWN |  | OTTERBRK BKWSHCLARIF DR /MOTOR |  | NJBC | E | NJBC-CM-OTTER | P203 | INSV | INST | HUSSAARM | 2013-10-13 | 900 SAN JOSE DR |  |  |  |  | WASTE PROCESSING |  |  | 999.00 HP AW | [18 empty] | THREE PHASE HORIZ | XX | AW |  | XX |  |  |  | 0 °C |  | XX
5113206 | EMERSON |  | OLDORCHARD BKWSHCLARIF DR /MOTOR |  | NJBC | E | NJBC-CM-OLDOR | P203 | INSV | INST | HUSSAARM | 2013-10-13 | ROUTE 70 EAST AT OLD ORCHARD ROAD |  | U32 52A FCR |  |  | WASTE PROCESSING |  | 1.4 | 1.50 HP AW | [11 empty] | 156C | [6 empty] | THREE PHASE HORIZ | XX | AW |  | XX |  |  |  | 0 °C |  | XX
5113204 | US ELECTRIC |  | HADDONHTS BKWSHCLARIF DR /MOTOR |  | NJBC | E | NJBC-CM-HAHTS | P203 | INSV | INST | HUSSAARM | 2013-10-13 | 614 W. Atlantic Ave |  |  |  |  | WASTE PROCESSING |  |  | 0.50 HP AW | [18 empty] | THREE PHASE HORIZ | XX | AW |  | XX |  |  |  | 0 °C |  | XX
5113202 | US MOTORS |  | GIBBSSTA BKWSHCLARIF DR /MOTOR |  | NJBC | E | NJBC-CM-GBSTA | P203 | INSV | INST | HUSSAARM | 2013-10-13 | 1 LINDEN AVE |  |  |  |  | WASTE PROCESSING |  |  | 1.50 HP AW | [18 empty] | THREE PHASE HORIZ | XX | AW |  | XX |  |  |  | 0 °C |  | XX
5113200 | UNKNOWN |  | CHEWSLNDBS PNEUMATIC TK AIR /MOTOR |  | NJBC | E | NJBC-CM-CHEWS | P203 | INSV | INST | HUSSAARM | 2013-10-13 | 1543 CHEWS LANDING RD |  |  |  |  | PLANT UTILITY |  | 6.8 | 0.25 HP AW | [18 empty] | THREE PHASE HORIZ | XX | AW |  | XX |  |  |  | 0 °C |  | XX
5112698 | UNKNOWN |  | STATION-BAR PNEUMATIC TK AIR /MOTOR |  | NJBC | E | NJBC-CM-STATI-BAR. | P203 | INSV | INST | HUSSAARM | 2013-10-13 | 2 STATION AVE |  |  |  |  | PLANT UTILITY |  | 15 | 1.50 HP AW | [18 empty] | THREE PHASE HORIZ | XX | AW |  | XX |  |  |  | 0 °C |  | XX
5112696 | EMERSON |  | BROWNING BKWSHCLARIF DR /MOTOR |  | NJBC | E | NJBC-CM-BROWN | P203 | INSV | INST | HUSSAARM | 2013-10-13 | BROWINING LANE |  |  |  |  | WASTE PROCESSING |  | 2.2 | 0.50 HP AW | [18 empty] | THREE PHASE HORIZ | XX | AW |  | XX |  |  |  | 0 °C |  | XX
5112694 | UNKNOWN |  | OLDORCHARD SLDGE2CLARIF 2HLDINGTK /MOTOR |  | NJBC | E | NJBC-CM-OLDOR | P203 | INSV | INST | HUSSAARM | 2013-10-13 | ROUTE 70 EAST AT OLD ORCHARD ROAD |  |  |  |  | SLUDGE |  |  | 999.00 HP AW | [18 empty] | THREE PHASE HORIZ | XX | AW |  | XX |  |  |  | 0 °C |  | XX
5112692 | UNKNOWN |  | OLDORCHARD SLDGE1CLARIF 2HLDINGTK /MOTOR |  | NJBC | E | NJBC-CM-OLDOR | P203 | INSV | INST | HUSSAARM | 2013-10-13 | ROUTE 70 EAST AT OLD ORCHARD ROAD |  |  |  |  | SLUDGE |  |  | 999.00 HP AW | [18 empty] | THREE PHASE HORIZ | XX | AW |  | XX |  |  |  | 0 °C |  | XX
5112689 | UNKNOWN |  | OTTERBRK SLDGE2 HLDINGTK 2 TRAIL /MOTOR |  | NJBC | E | NJBC-CM-OTTER | P203 | INSV | INST | HUSSAARM | 2013-10-13 | 900 SAN JOSE DR |  |  |  |  | SLUDGE |  |  | 999.00 HP AW | [18 empty] | THREE PHASE HORIZ | XX | AW |  | XX |  |  |  | 0 °C |  | XX
5112687 | BALDOR |  | PITMANIC Booster #2 /MOTOR |  | NJBC | E | NJBC-GL-PITMA | P203 | INSV | INST | HUSSAARM | 2013-10-13 | 598 PITMAN RD |  | 0980127 |  |  | DISTRIBUTION SYSTEM BOOSTER |  | 48/24 | 20.00 HP AW | [11 empty] | 256JP | [6 empty] | THREE PHASE HORIZ | XX | AW |  | 1800 |  |  |  | 40 °C |  | XX
5112685 | BALDOR |  | PITMANIC Booster #1 /MOTOR |  | NJBC | E | NJBC-GL-PITMA | P203 | INSV | INST | HUSSAARM | 2013-10-13 | 598 PITMAN RD |  | 0980127 |  |  | DISTRIBUTION SYSTEM BOOSTER |  | 48/24 | 20.00 HP AW | [11 empty] | 256JP | [6 empty] | THREE PHASE HORIZ | XX | AW |  | 1800 |  |  |  | 40 °C |  | XX
5112682 | BALDOR |  | WDEPTPRKIC Booster #2 /MOTOR |  | NJBC | E | NJBC-GL-WDEPT | P203 | INSV | INST | HUSSAARM | 2013-10-13 | 901 DANTE CT |  |  |  |  | DISTRIBUTION SYSTEM BOOSTER |  |  | 10.00 HP AW | F | [16 empty] | 1.15 | THREE PHASE HORIZ | XX | AW |  | 1200 |  |  |  | 40 °C | 460 | XX
5112680 | BALDOR |  | WDEPTPRKIC Booster #1 /MOTOR |  | NJBC | E | NJBC-GL-WDEPT | P203 | INSV | INST | HUSSAARM | 2013-10-13 | 901 DANTE CT |  |  |  |  | DISTRIBUTION SYSTEM BOOSTER |  |  | 10.00 HP AW | F | [16 empty] | 1.15 | THREE PHASE HORIZ | XX | AW |  | 1200 |  |  |  | 40 °C | 460 | XX
5112678 | UNKNOWN |  | OTTERBRK SLDGE2 CLARIF 2 HLDINGTK /MOTOR |  | NJBC | E | NJBC-CM-OTTER | P203 | INSV | INST | HUSSAARM | 2013-10-13 | 900 SAN JOSE DR |  |  |  |  | SLUDGE |  |  | 999.00 HP AW | [18 empty] | THREE PHASE HORIZ | XX | AW |  | XX |  |  |  | 0 °C |  | XX
5112676 | UNKNOWN |  | OTTERBRK SLDGE1 CLARIF 2 HLDINGTK /MOTOR |  | NJBC | E | NJBC-CM-OTTER | P203 | INSV | INST | HUSSAARM | 2013-10-13 | 900 SAN JOSE DR |  |  |  |  | SLUDGE |  |  | 999.00 HP AW | [18 empty] | THREE PHASE HORIZ | XX | AW |  | XX |  |  |  | 0 °C |  | XX
5112674 | BALDOR |  | WOODBURY Booster #2 /MOTOR |  | NJBC | E | NJBC-GL-WOODB | P203 | INSV | INST | HUSSAARM | 2013-10-13 | 770 Clearview Ave |  | F1096 |  |  | DISTRIBUTION SYSTEM BOOSTER | CONTINUOUS | 8.8/4.4 | 3.00 HP AW | F | [10 empty] | 184TCZ | [5 empty] | 1.15 | THREE PHASE HORIZ | XX | AW |  | 1800 |  |  |  | 0 °C | 460 | XX
5112672 | BALDOR |  | WOODBURY Booster #1 /MOTOR |  | NJBC | E | NJBC-GL-WOODB | P203 | INSV | INST | HUSSAARM | 2013-10-13 | 770 Clearview Ave |  | F996 |  |  | DISTRIBUTION SYSTEM BOOSTER | CONTINUOUS | 8.8/4.4 | 3.00 HP AW | F | [10 empty] | 184TCZ | [5 empty] | 1.15 | THREE PHASE HORIZ | XX | AW |  | 1800 |  |  |  | 0 °C | 460 | XX
5112670 | BALDOR |  | CHEWSLNDBS Booster #3 /MOTOR |  | NJBC | E | NJBC-CM-CHEWS | P203 | INSV | INST | HUSSAARM | 2013-10-13 | 1543 CHEWS LANDING RD |  |  |  |  | DISTRIBUTION SYSTEM BOOSTER |  |  | 25.00 HP AW | [18 empty] | THREE PHASE HORIZ | HORIZONTAL | AW |  | 3600 |  |  |  | 0 °C | 460 | XX
5112668 | BALDOR |  | CHEWSLNDBS Booster #2 /MOTOR |  | NJBC | E | NJBC-CM-CHEWS | P203 | INSV | INST | HUSSAARM | 2013-10-13 | 1543 CHEWS LANDING RD |  |  |  |  | DISTRIBUTION SYSTEM BOOSTER |  |  | 25.00 HP AW | [18 empty] | THREE PHASE HORIZ | HORIZONTAL | AW |  | 3600 |  |  |  | 0 °C | 460 | XX
5130061 | UNKNOWN |  | DRWTP-TRMT-FILT AIR 1 /BLOWER MOTOR |  | NJBC | E | NJBC-BU-DRWTP-TRMT-FILT | P203 | INSV | INST | HUSSAARM | 2013-10-13 | 213 CARRIAGE LANE |  |  |  |  | WATER PROCESSING |  |  | 150.00 HP AW | [18 empty] | THREE PHASE HORIZ | XX | AW |  | XX |  |  |  | 0 °C |  | 4160
5130059 | UNKNOWN |  | DRWTP-RSHS-PRES BELT PRES 3 BSTR /MOTOR |  | NJBC | E | NJBC-BU-DRWTP-RSHS-PRES | P203 | INSV | INST | HUSSAARM | 2013-10-13 | 213 CARRIAGE LANE |  |  |  |  | PROCESS EQUIPMENT |  |  | 999.00 HP AW | [18 empty] | THREE PHASE VERT | XX | AW |  | XX |  |  |  | 0 °C |  | XX
5130057 | UNKNOWN |  | DRWTP-RSHS-PRES BELT PRES 2 BSTR /MOTOR |  | NJBC | E | NJBC-BU-DRWTP-RSHS-PRES | P203 | INSV | INST | HUSSAARM | 2013-10-13 | 213 CARRIAGE LANE |  |  |  |  | PROCESS EQUIPMENT |  |  | 999.00 HP AW | [18 empty] | THREE PHASE VERT | XX | AW |  | XX |  |  |  | 0 °C |  | XX
5130056 | UNKNOWN |  | DRWTP-RSHS-PRES BELT PRES 1 BSTR /MOTOR |  | NJBC | E | NJBC-BU-DRWTP-RSHS-PRES | P203 | INSV | INST | HUSSAARM | 2013-10-13 | 213 CARRIAGE LANE |  |  |  |  | PROCESS EQUIPMENT |  |  | 999.00 HP AW | [18 empty] | THREE PHASE VERT | XX | AW |  | XX |  |  |  | 0 °C |  | XX
5130053 | US ELECTRIC | NJHH-7-EMTR-89 | DRWTP-TRMT-OZNE GEN 4 #2 /MOTOR |  | NJBC | E | NJBC-BU-DRWTP-TRMT-OZNE | P203 | INSV | INST | HUSSAARM | 2013-10-13 | 213 CARRIAGE LANE |  |  |  |  | PROCESS EQUIPMENT |  |  | 10.00 HP AW | [18 empty] | THREE PHASE HORIZ | XX | AW |  | XX |  |  |  | 0 °C | 460 | XX
5130051 | US ELECTRIC | NJHH-7-EMTR-88 | DRWTP-TRMT-OZNE GEN 4 #1 /MOTOR |  | NJBC | E | NJBC-BU-DRWTP-TRMT-OZNE | P203 | INSV | INST | HUSSAARM | 2013-10-13 | 213 CARRIAGE LANE |  |  |  |  | PROCESS EQUIPMENT |  |  | 10.00 HP AW | [18 empty] | THREE PHASE HORIZ | XX | AW |  | XX |  |  |  | 0 °C | 460 | XX
5130049 | US MOTORS |  | DRWTP-HSPS BACKWASH 2 /MOTOR |  | NJBC | E | NJBC-BU-DRWTP-HSPS | P203 | INSV | INST | HUSSAARM | 2013-10-13 | 213 CARRIAGE LANE |  | Y03X1890290R-2 |  |  | IN PLANT TRANSFER | CONTINUOUS | 29 | 200.00 HP AW | F | [10 empty] | 5009-PH | [5 empty] | 1.15 | THREE PHASE VERT | VERTICAL | AW |  | 900 |  |  |  | 0 °C | 4160 | XX
5130047 | US MOTORS |  | DRWTP-HSPS BACKWASH 1 /MOTOR |  | NJBC | E | NJBC-BU-DRWTP-HSPS | P203 | INSV | INST | HUSSAARM | 2013-10-13 | 213 CARRIAGE LANE |  | Y03X1890290R-1 |  |  | IN PLANT TRANSFER | CONTINUOUS | 29 | 200.00 HP AW | F | [10 empty] | 5009-PH | [5 empty] | 1.15 | THREE PHASE VERT | VERTICAL | AW |  | 900 |  |  |  | 0 °C | 4160 | XX
5130045 | US ELECTRIC |  | DRWTP-HSPS HS 6 /MOTOR |  | NJBC | E | NJBC-BU-DRWTP-HSPS | P203 | INSV | INST | HUSSAARM | 2013-10-13 | 213 CARRIAGE LANE |  |  |  |  | PLANT TO DISTRIBUTION PUMP |  | 160 | 1,250.00 HP AW | [11 empty] | 6810-P | [6 empty] | THREE PHASE VERT | VERTICAL | AW |  | 1200 |  |  |  | 0 °C | 4160 | XX
5130043 | US ELECTRIC | NJHH-7-EMTR-20 | DRWTP-HSPS HS 5 /MOTOR |  | NJBC | E | NJBC-BU-DRWTP-HSPS | P203 | INSV | INST | HUSSAARM | 2013-10-13 | 213 CARRIAGE LANE |  | Y03X1890237R-3 |  |  | PLANT TO DISTRIBUTION PUMP | CONTINUOUS | 78 | 600.00 HP AW | [11 empty] | 5810-P | [5 empty] | 1.15 | THREE PHASE VERT | VERTICAL | AW |  | 1200 |  |  |  | 0 °C | 4160 | XX
5130041 | US MOTORS | NJHH-7-EMTR-19 | DRWTP-HSPS HS 4 /MOTOR |  | NJBC | E | NJBC-BU-DRWTP-HSPS | P203 | INSV | INST | HUSSAARM | 2013-10-13 | 213 CARRIAGE LANE |  | Y03X1890214R-2 |  |  | PLANT TO DISTRIBUTION PUMP | CONTINUOUS | 613 | 500.00 HP AW | F | [10 empty] | 5009-P | [5 empty] | 1.15 | THREE PHASE VERT | VERTICAL | AW |  | 1800 |  |  |  | 0 °C | 460 | XX
5130039 | US MOTORS | NJHH-7-EMTR-18 | DRWTP-HSPS HS 3 /MOTOR |  | NJBC | E | NJBC-BU-DRWTP-HSPS | P203 | INSV | INST | HUSSAARM | 2013-10-13 | 213 CARRIAGE LANE |  | Y03X1890214R-1 |  |  | PLANT TO DISTRIBUTION PUMP | CONTINUOUS | 613 | 500.00 HP AW | F | [10 empty] | 5009-P | [5 empty] | 1.15 | THREE PHASE VERT | VERTICAL | AW |  | 1800 |  |  |  | 0 °C | 460 | XX
5130036 | US MOTORS | NJHH-7-EMTR-17 | DRWTP-HSPS HS 2 /MOTOR |  | NJBC | E | NJBC-BU-DRWTP-HSPS | P203 | INSV | INST | HUSSAARM | 2013-10-13 | 213 CARRIAGE LANE |  | Y03X1890237R-2 |  |  | PLANT TO DISTRIBUTION PUMP | CONTINUOUS | 78 | 600.00 HP AW | F | [10 empty] | 5810-P | [5 empty] | 1.15 | THREE PHASE VERT | VERTICAL | AW |  | 1200 |  |  |  | 0 °C | 4160 | XX
5130035 | US MOTORS | NJHH-7-EMTR-16 | DRWTP-HSPS HS 1 /MOTOR |  | NJBC | E | NJBC-BU-DRWTP-HSPS | P203 | INSV | INST | HUSSAARM | 2013-10-13 | 213 CARRIAGE LANE |  | Y03X1890237R-1 |  |  | PLANT TO DISTRIBUTION PUMP | CONTINUOUS | 78 | 600.00 HP AW | F | [10 empty] | 5810-P | [5 empty] | 1.15 | THREE PHASE VERT | VERTICAL | AW |  | 1200 |  |  |  | 0 °C | 4160 | XX
5130033 | US ELECTRIC |  | DRWTP-LLPS LOW LIFT 4 /MOTOR |  | NJBC | E | NJBC-BU-DRWTP-LLPS | P203 | INSV | INST | HUSSAARM | 2013-10-13 | 213 CARRIAGE LANE |  |  |  |  | RAW WATER (SURFACE) |  | 40 | 300.00 HP AW | [18 empty] | THREE PHASE VERT | VERTICAL | AW |  | XX |  |  |  | 0 °C | 4160 | XX
5130031 | US MOTORS | NJHH-7-EMTR-15 | DRWTP-LLPS LOW LIFT 3 /MOTOR |  | NJBC | E | NJBC-BU-DRWTP-LLPS | P203 | INSV | INST | HUSSAARM | 2013-10-13 | 213 CARRIAGE LANE |  | Y03X890247R-1 |  |  | RAW WATER (SURFACE) | CONTINUOUS | 20 | 150.00 HP AW | F | [10 empty] | 5006-PH | [5 empty] | 1.15 | THREE PHASE VERT | VERTICAL | AW |  | 1200 |  |  |  | 0 °C | 4160 | XX
5130029 | US MOTORS | NJHH-7-EMTR-14 | DRWTP-LLPS LOW LIFT 2 /MOTOR |  | NJBC | E | NJBC-BU-DRWTP-LLPS | P203 | INSV | INST | HUSSAARM | 2013-10-13 | 213 CARRIAGE LANE |  | Y03X1890278R-2 |  |  | RAW WATER (SURFACE) | CONTINUOUS | 339 | 300.00 HP AW | F | [10 empty] | 5008-P | [5 empty] | 1.15 | THREE PHASE VERT | VERTICAL | AW |  | 1200 |  |  |  | 0 °C | 460 | XX
5130026 | US MOTORS | NJHH-7-EMTR-13 | DRWTP-LLPS LOW LIFT 1 /MOTOR |  | NJBC | E | NJBC-BU-DRWTP-LLPS | P203 | INSV | INST | HUSSAARM | 2013-10-13 | 213 CARRIAGE LANE |  | Y03X1890278R-1 |  |  | RAW WATER (SURFACE) | CONTINUOUS | 339 | 300.00 HP AW | F | [10 empty] | 5008-P | [5 empty] | 1.15 | THREE PHASE VERT | VERTICAL | AW |  | 1200 |  |  |  | 0 °C | 460 | XX
5130024 | US MOTORS | NJHH-7-EMTR-12 | DRWTP-RWPS RAW WATER 4 /MOTOR |  | NJBC | E | NJBC-BU-DRWTP-RWPS | P203 | INSV | INST | HUSSAARM | 2013-10-13 | 213 CARRIAGE LN |  | YO3X1890181R-1 |  |  | RAW WATER (SURFACE) |  | 20 | 150.00 HP AW | [11 empty] | 5006-PH | [6 empty] | THREE PHASE VERT | VERTICAL | AW |  | 900 |  |  |  | 0 °C | 4160 | XX
5130022 | US MOTORS |  | DRWTP-RWPS RAW WATER 3 /MOTOR |  | NJBC | E | NJBC-BU-DRWTP-RWPS | P203 | INSV | INST | HUSSAARM | 2013-10-13 | 213 CARRIAGE LN |  |  |  |  | RAW WATER (SURFACE) |  | 48 | 350.00 HP AW | [18 empty] | THREE PHASE VERT | VERTICAL | AW |  | XX |  |  |  | 0 °C | 4160 | XX
5130020 | US MOTORS | NJHH-7-EMTR-11 | DRWTP-RWPS RAW WATER 2 /MOTOR |  | NJBC | E | NJBC-BU-DRWTP-RWPS | P203 | INSV | INST | HUSSAARM | 2013-10-13 | 213 CARRIAGE LN |  | YO3X1890157R-1 |  |  | RAW WATER (SURFACE) |  | 48 | 350.00 HP AW | [11 empty] | 5809-PH | [6 empty] | THREE PHASE VERT | VERTICAL | AW |  | 900 |  |  |  | 0 °C | 4160 | XX
5130018 | US MOTORS | NJHH-7-EMTR-10 | DRWTP-RWPS RAW WATER 1 /MOTOR |  | NJBC | E | NJBC-BU-DRWTP-RWPS | P203 | INSV | INST | HUSSAARM | 2013-10-13 | 213 CARRIAGE LN |  | YO3X1890157R-2 |  |  | RAW WATER (SURFACE) |  | 48 | 350.00 HP AW | [11 empty] | 5809-PH | [6 empty] | THREE PHASE VERT | VERTICAL | AW |  | 900 |  |  |  | 0 °C | 4160 | XX
5111292 | UNKNOWN | NJHH-36-EMTR-15 | HADDONHTS-W15 /MOTOR |  | NJBC | E | NJBC-CM-HAHTS-WL15 | P203 | INSV | INST | HUSSAARM | 2013-10-13 | 614 W. ATLANTIC AVE |  |  |  |  | RAW WATER (GROUND) |  |  | 100.00 HP AW | [18 empty] | THREE PHASE VERT | VERTICAL | AW |  | XX |  |  |  | 0 °C |  | XX
5102134 | UNKNOWN |  | MANS-PLT Permanganate /MIXER MOTOR |  | NJBC | E | NJBC-MF-MANS.-PLT. | P203 | INSV | INST | HUSSAARM | 2013-10-13 | 3165 RTE 206 |  |  |  |  | WATER PROCESSING |  |  | 999.00 HP AW | [18 empty] | THREE PHASE VERT | XX | AW |  | XX |  |  |  | 0 °C |  | XX
5102113 | UNKNOWN |  | HOME Permanganate /MIXER MOTOR |  | NJBC | E | NJBC-HS-HOME. | P203 | INSV | INST | HUSSAARM | 2013-10-13 | JACK HEDDING ROAD |  |  |  |  | WATER PROCESSING |  |  | 999.00 HP AW | [18 empty] | THREE PHASE VERT | XX | AW |  | XX |  |  |  | 0 °C |  | XX
5101594 | UNKNOWN |  | GREEN AIR COMP2 /MOTOR |  | NJBC | E | NJBC-MH-GREEN | P203 | INSV | INST | HUSSAARM | 2013-10-13 | GREEN STREET |  |  |  |  | WATER PROCESSING |  |  | 999.00 HP AW | [18 empty] | THREE PHASE HORIZ | XX | AW |  | XX |  |  |  | 0 °C |  | XX
5101572 | UNKNOWN |  | WOOD Air Compressor #2 /COMPRESSOR MOTOR |  | NJBC | E | NJBC-MH-WOOD. | P203 | OOS | INAC INST | HUSSAARM | 2013-10-13 | WOODLANE RD |  |  |  |  | WATER PROCESSING |  |  | 999.00 HP AW | [18 empty] | THREE PHASE HORIZ | XX | AW |  | XX |  |  |  | 0 °C |  | XX
5101540 | UNKNOWN |  | WOOD Air Compressor #1 /COMPRESSOR MOTOR |  | NJBC | E | NJBC-MH-WOOD. | P203 | OOS | INAC INST | HUSSAARM | 2013-10-13 | WOODLANE RD |  |  |  |  | WATER PROCESSING |  |  | 999.00 HP AW | [18 empty] | THREE PHASE HORIZ | XX | AW |  | XX |  |  |  | 0 °C |  | XX
5101507 | UNKNOWN |  | GREEN AIR COMP1 /MOTOR |  | NJBC | E | NJBC-MH-GREEN | P203 | INSV | INST | HUSSAARM | 2013-10-13 | GREEN STREET |  |  |  |  | WATER PROCESSING |  |  | 999.00 HP AW | [18 empty] | THREE PHASE HORIZ | XX | AW |  | XX |  |  |  | 0 °C |  | XX
5101275 | UNKNOWN |  | HOME Blower /BLOWER MOTOR |  | NJBC | E | NJBC-HS-HOME. | P203 | INSV | INST | HUSSAARM | 2013-10-13 | JACK HEDDING ROAD |  |  |  |  | WASTE PROCESSING |  |  | 999.00 HP AW | [18 empty] | THREE PHASE HORIZ | XX | AW |  | XX |  |  |  | 0 °C |  | XX
5101243 | UNKNOWN |  | MANS Air #2 /COMPRESSOR MOTOR |  | NJBC | E | NJBC-MF-MANS. | P203 | INSV | INST | HUSSAARM | 2013-10-13 | 3165 RTE 206 |  |  |  |  | WATER PROCESSING |  |  | 999.00 HP AW | [18 empty] | THREE PHASE HORIZ | XX | AW |  | XX |  |  |  | 0 °C |  | XX
5101211 | UNKNOWN |  | MANS Air #1 /COMPRESSOR MOTOR |  | NJBC | E | NJBC-MF-MANS. | P203 | INSV | INST | HUSSAARM | 2013-10-13 | 3165 RTE 206 |  |  |  |  | WATER PROCESSING |  |  | 999.00 HP AW | [18 empty] | THREE PHASE HORIZ | XX | AW |  | XX |  |  |  | 0 °C |  | XX
5100478 | UNKNOWN |  | MANS Blower #2 /BLOWER MOTOR |  | NJBC | E | NJBC-MF-MANS. | P203 | INSV | INST | HUSSAARM | 2013-10-13 | 3165 RTE 206 |  |  |  |  | WASTE PROCESSING |  |  | 999.00 HP AW | [18 empty] | THREE PHASE HORIZ | XX | AW |  | XX |  |  |  | 0 °C |  | XX
5100455 | UNKNOWN |  | MANS Blower #1 /BLOWER MOTOR |  | NJBC | E | NJBC-MF-MANS. | P203 | INSV | INST | HUSSAARM | 2013-10-13 | 3165 RTE 206 |  |  |  |  | WASTE PROCESSING |  |  | 999.00 HP AW | [18 empty] | THREE PHASE HORIZ | XX | AW |  | XX |  |  |  | 0 °C |  | XX
5100435 | UNKNOWN |  | EVERPMP Booster /MOTOR |  | NJBC | E | NJBC-MH-EVERP | P203 | INSV | INST | HUSSAARM | 2013-10-13 | EVERGREEN RD |  |  |  |  | RAW WATER (GROUND) |  |  | 999.00 HP AW | [18 empty] | THREE PHASE HORIZ | XX | AW |  | XX |  |  |  | 0 °C |  | XX
5100416 | UNKNOWN |  | VNCE-W2 Well /MOTOR |  | NJBC | E | NJBC-VT-VNCE.-W2.. | P203 | INSV | INST | HUSSAARM | 2013-10-13 | 23 RETREAT RD |  |  |  |  | RAW WATER (GROUND) |  |  | 999.00 HP AW | [18 empty] | SUBMERSIBLE MOT | XX | AW |  | XX | [5 empty] | XX
5100406 | UNKNOWN |  | VNCE-W1 Well /MOTOR |  | NJBC | E | NJBC-VT-VNCE.-W1.. | P203 | INSV | INST | HUSSAARM | 2013-10-13 | 23 RETREAT RD |  |  |  |  | RAW WATER (GROUND) |  |  | 999.00 HP AW | [18 empty] | SUBMERSIBLE MOT | XX | AW |  | XX | [5 empty] | XX
5100401 | UNKNOWN |  | GREEN-W4 Well /MOTOR |  | NJBC | E | NJBC-MH-GREEN-W4.. | P203 | OOS | INAC INST | HUSSAARM | 2013-10-13 | 105 GREEN STREET |  |  |  |  | RAW WATER (GROUND) |  |  | 999.00 HP AW | [18 empty] | THREE PHASE VERT | XX | AW |  | XX |  |  |  | 0 °C |  | XX
5099091 | US ELECTRIC |  | WOOD-W7 Well /MOTOR |  | NJBC | E | NJBC-MH-WOOD.-W7.. | P203 | INSV | INST | HUSSAARM | 2013-10-13 | 15 ORCHARD LN |  |  |  |  | RAW WATER (GROUND) |  |  | 125.00 HP AW | F | [10 empty] | A444 | [5 empty] | 1.15 | THREE PHASE VERT | XX | AW |  | 1800 |  |  |  | 0 °C |  | 480
5099071 | US ELECTRIC |  | WOOD-W5 Well /MOTOR |  | NJBC | E | NJBC-MH-WOOD.-W5.. | P203 | INSV | INST | HUSSAARM | 2013-10-13 | 5 ORCHARD LN |  |  |  |  | RAW WATER (GROUND) |  |  | 100.00 HP AW | F | [10 empty] | A444 | [5 empty] | 1.15 | THREE PHASE VERT | XX | AW |  | 1800 |  |  |  | 0 °C |  | 480
5099048 | US ELECTRIC |  | WOOD Booster #2 /MOTOR |  | NJBC | E | NJBC-MH-WOOD. | P203 | INSV | INST | HUSSAARM | 2013-10-13 | WOODLANE RD |  |  |  |  | IN PLANT BOOSTER |  |  | 100.00 HP AW | B | [10 empty] | 404T | [5 empty] | 1.15 | THREE PHASE HORIZ | XX | AW |  | 1800 |  |  |  | 0 °C |  | 480
5099031 | US ELECTRIC |  | WOOD Booster #1 /MOTOR |  | NJBC | E | NJBC-MH-WOOD. | P203 | INSV | INST | HUSSAARM | 2013-10-13 | WOODLANE RD |  |  |  |  | IN PLANT BOOSTER |  |  | 100.00 HP AW | F | [10 empty] | 404TS | [5 empty] | 1.15 | THREE PHASE VERT | XX | AW |  | 1800 |  |  |  | 0 °C |  | 480
5099020 | UNKNOWN |  | GREEN-W6 Well /MOTOR |  | NJBC | E | NJBC-MH-GREEN-W6.. | P203 | INSV | INST | HUSSAARM | 2013-10-13 | 51 GREEN STREET |  |  |  |  | RAW WATER (GROUND) | CONTINUOUS |  | 150.00 HP AW | B | [10 empty] | 444TPA | [5 empty] | 1.15 | THREE PHASE HORIZ | XX | AW |  | 1800 |  |  |  | 0 °C | 460 | XX
5099019 | US MOTORS |  | GREEN-W3R Well /MOTOR |  | NJBC | E | NJBC-MH-GREEN-W3R. | P203 | INSV | INST | HUSSAARM | 2013-10-13 | 76 GREEN STREET |  | B410/YO2U344RO41R-3 |  |  | RAW WATER (GROUND) | CONTINUOUS | 115 | 100.00 HP AW | B | Y |  |  |  |  | B410/YO2U344RO41R-3 | R | RIGID | OTHER | 460 | 404TPWP1 | Y | N |  |  |  | 1.15 | THREE PHASE VERT | VERTICAL | AW |  | 1800 | CW (FROM MOTOR FAN END) |  |  | 40 °C | 460 | 480
5099018 | US ELECTRIC |  | GREEN Booster #3 /MOTOR |  | NJBC | E | NJBC-MH-GREEN | P203 | OOS | INAC INST | HUSSAARM | 2013-10-13 | GREEN STREET |  |  |  |  | IN PLANT BOOSTER | CONTINUOUS |  | 40.00 HP AW | B | [10 empty] | 324T | [5 empty] | 1.15 | THREE PHASE HORIZ | XX | AW |  | 1800 |  |  |  | 0 °C | 460 | XX
5110467 | UNKNOWN | NJHH-52-EMTR-22 | COOPER-IVY-W22 /MOTOR |  | NJBC | E | NJBC-BU-COOPE-IVY.-W22. | P203 | INSV | INST | HUSSAARM | 2013-10-13 | 213 IVY RD |  |  |  |  | RAW WATER (GROUND) | CONTINUOUS |  | 50.00 HP AW | B | [10 empty] | 326TP | [5 empty] | 1.15 | THREE PHASE VERT | VERTICAL | AW |  | 1800 |  |  |  | 0 °C | 460 | XX
5110466 | UNKNOWN | NJHH-50-EMTR-15 | BEVERLY-W15 /MOTOR |  | NJBC | E | NJBC-BU-BEVER-W15. | P203 | INSV | INAC INST | HUSSAARM | 2013-10-13 | 40 BROAD ST |  |  |  |  | RAW WATER (GROUND) |  |  | 15.00 HP AW | [18 empty] | THREE PHASE HORIZ | VERTICAL | AW |  | XX |  |  |  | 0 °C |  | XX
5110465 | US MOTORS |  | FELLOWSHIP Hypochlorite Transfer /MOTOR |  | NJBC | E | NJBC-BU-FELLO | P203 | INSV | INST | HUSSAARM | 2013-10-13 | 3 SPRINGDALE RD |  |  |  |  | CHEMICAL |  |  | 999.00 HP AW | [18 empty] | THREE PHASE HORIZ | XX | AW |  | XX |  |  |  | 0 °C |  | XX
5103809 | UNKNOWN |  | LAYT Lime /MIXER MOTOR |  | NJPG | E | NJPG-PG-LAYT. | P203 | OOS | INAC INST | HUSSAARM | 2013-10-13 | 51 N Pennsville Auburn Rd |  |  |  |  | WATER PROCESSING |  |  | 999.00 HP AW | [18 empty] | THREE PHASE VERT | XX | AW |  | XX |  |  |  | 0 °C |  | XX
5103808 | UNKNOWN |  | RANN Lime /MIXER MOTOR |  | NJPG | E | NJPG-PG-RANN. | P203 | OOS | INAC INST | HUSSAARM | 2013-10-13 | 370 HARDING HWY |  |  |  |  | WATER PROCESSING |  |  | 999.00 HP AW | [18 empty] | SINGLE PHASE | XX | AW |  | XX |  |  |  | 0 °C |  | XX
5103807 | UNKNOWN |  | RANN HTH /MIXER MOTOR |  | NJPG | E | NJPG-PG-RANN. | P203 | OOS | INAC INST | HUSSAARM | 2013-10-13 | 370 HARDING HWY |  |  |  |  | WATER PROCESSING |  |  | 999.00 HP AW | [18 empty] | SINGLE PHASE | XX | AW |  | XX |  |  |  | 0 °C |  | XX
5103806 | US MOTORS |  | PEDR-PMP Booster #2 7hp /MOTOR |  | NJPG | E | NJPG-PG-PEDR.-PMP. | P203 | INSV | INST | HUSSAARM | 2013-10-13 | 17 CAROLINA RD |  |  |  |  | DISTRIBUTION SYSTEM BOOSTER | CONTINUOUS |  | 7.50 HP AW | F | [10 empty] | 213JM | [5 empty] | 1.15 | THREE PHASE VERT | HORIZONTAL | AW |  | 3500 |  |  |  | 0 °C | 230 | XX
5103805 | US MOTORS |  | PEDR-PMP Booster #1 5hp /MOTOR |  | NJPG | E | NJPG-PG-PEDR.-PMP. | P203 | INSV | INST | HUSSAARM | 2013-10-13 | 17 CAROLINA RD |  |  |  |  | DISTRIBUTION SYSTEM BOOSTER | CONTINUOUS |  | 5.00 HP AW | F | [10 empty] | 184JM | [5 empty] | 1.15 | THREE PHASE VERT | HORIZONTAL | AW |  | 1800 |  |  |  | 0 °C | 230 | XX
5103804 | UNKNOWN |  | LAYT Lime /MOTOR |  | NJPG | E | NJPG-PG-LAYT. | P203 | OOS | INAC INST | HUSSAARM | 2013-10-13 | 51 N Pennsville Auburn Rd |  |  |  |  | CHEMICAL |  |  | 999.00 HP AW | [18 empty] | SINGLE PHASE | XX | AW |  | XX | [5 empty] | XX
5103803 | UNKNOWN |  | LAYT-W04 0 /MOTOR |  | NJPG | E | NJPG-PG-LAYT.-W04. | P203 | INSV | INST | HUSSAARM | 2013-10-13 | 63 PENNSVILLE-AUBURN RD |  |  |  |  | RAW WATER (GROUND) |  |  | 999.00 HP AW | [18 empty] | SUBMERSIBLE MOT | XX | AW |  | XX |  |  |  | 0 °C |  | XX
5103802 | UNKNOWN |  | LAYT-W02 0 /MOTOR |  | NJPG | E | NJPG-PG-LAYT.-W02. | P203 | INSV | INST | HUSSAARM | 2013-10-13 | 50 PENNSVILLE-AUBURN RD |  |  |  |  | RAW WATER (GROUND) |  |  | 999.00 HP AW | [18 empty] | SUBMERSIBLE MOT | XX | AW |  | XX | [5 empty] | XX
5103801 | EMERSON |  | LAYT-W11A 0 /MOTOR |  | NJPG | E | NJPG-PG-LAYT.-W11A | P203 | INSV | INST | HUSSAARM | 2013-10-13 | 54 PENNSVILLE-AUBURN RD |  |  |  |  | RAW WATER (GROUND) | CONTINUOUS |  | 30.00 HP AW | [11 empty] | 286TPA | [5 empty] | 1.15 | THREE PHASE VERT | XX | AW |  | 1800 |  |  |  | 0 °C | 460 | XX
5103800 | UNKNOWN |  | RANN Lime /MOTOR |  | NJPG | E | NJPG-PG-RANN. | P203 | OOS | INAC INST | HUSSAARM | 2013-10-13 | 370 HARDING HWY |  |  |  |  | CHEMICAL |  |  | 999.00 HP AW | [18 empty] | SINGLE PHASE | XX | AW |  | XX |  |  |  | 0 °C |  | XX
5102825 | UNKNOWN |  | MANS-W8 Air Line /COMPRESSOR MOTOR |  | NJBC | E | NJBC-MF-MANS.-W8.. | P203 | INSV | INST | HUSSAARM | 2013-10-13 | 3165 RTE 206 |  |  |  |  | WATER PROCESSING |  |  | 999.00 HP AW | [18 empty] | THREE PHASE HORIZ | XX | AW |  | XX |  |  |  | 0 °C |  | XX
5102801 | UNKNOWN |  | MANS-W7 Air Line /COMPRESSOR MOTOR |  | NJBC | E | NJBC-MF-MANS.-W7.. | P203 | INSV | INST | HUSSAARM | 2013-10-13 | 3165 RTE 206 |  |  |  |  | WATER PROCESSING |  |  | 999.00 HP AW | [18 empty] | THREE PHASE HORIZ | XX | AW |  | XX |  |  |  | 0 °C |  | XX
5102579 | UNKNOWN |  | MANS-W5 Air Line /COMPRESSOR MOTOR |  | NJBC | E | NJBC-MF-MANS.-W5.. | P203 | INSV | INST | HUSSAARM | 2013-10-13 | 3165 RTE 206 |  |  |  |  | WATER PROCESSING |  |  | 999.00 HP AW | [18 empty] | THREE PHASE HORIZ | XX | AW |  | XX |  |  |  | 0 °C |  | XX
5102557 | UNKNOWN |  | MANS-W4 Air Line /COMPRESSOR MOTOR |  | NJBC | E | NJBC-MF-MANS.-W4.. | P203 | INSV | INST | HUSSAARM | 2013-10-13 | 3165 RTE 206 |  |  |  |  | WATER PROCESSING |  |  | 999.00 HP AW | [18 empty] | THREE PHASE HORIZ | XX | AW |  | XX |  |  |  | 0 °C |  | XX
5102532 | UNKNOWN |  | MANS-W3 Air Line /COMPRESSOR MOTOR |  | NJBC | E | NJBC-MF-MANS.-W3.. | P203 | INSV | INST | HUSSAARM | 2013-10-13 | 3165 RTE 206 |  |  |  |  | WATER PROCESSING |  |  | 999.00 HP AW | [18 empty] | THREE PHASE HORIZ | XX | AW |  | XX |  |  |  | 0 °C |  | XX
5102508 | UNKNOWN |  | MANS-W2 Air Line /COMPRESSOR MOTOR |  | NJBC | E | NJBC-MF-MANS.-W2.. | P203 | INSV | INST | HUSSAARM | 2013-10-13 | 3165 RTE 206 |  |  |  |  | WATER PROCESSING |  |  | 999.00 HP AW | [18 empty] | THREE PHASE HORIZ | XX | AW |  | XX |  |  |  | 0 °C |  | XX
5102186 | UNKNOWN |  | MANS-W1 Air Line /COMPRESSOR MOTOR |  | NJBC | E | NJBC-MF-MANS.-W1.. | P203 | INSV | INST | HUSSAARM | 2013-10-13 | 3165 RTE 206 |  |  |  |  | WATER PROCESSING |  |  | 999.00 HP AW | [18 empty] | THREE PHASE HORIZ | XX | AW |  | XX |  |  |  | 0 °C |  | XX
5102175 | UNKNOWN |  | WOOD Permanganate 2 /MIXER MOTOR |  | NJBC | E | NJBC-MH-WOOD. | P203 | OOS | INAC INST | HUSSAARM | 2013-10-13 | WOODLANE RD |  |  |  |  | WATER PROCESSING |  |  | 999.00 HP AW | [18 empty] | THREE PHASE VERT | XX | AW |  | XX |  |  |  | 0 °C |  | XX
5102156 | UNKNOWN |  | WOOD Permanganate 1 /MIXER MOTOR |  | NJBC | E | NJBC-MH-WOOD. | P203 | OOS | INAC INST | HUSSAARM | 2013-10-13 | WOODLANE RD |  |  |  |  | WATER PROCESSING |  |  | 999.00 HP AW | [18 empty] | THREE PHASE VERT | XX | AW |  | XX |  |  |  | 0 °C |  | XX
5097299 | US MOTORS |  | RANN-W7 /MOTOR |  | NJPG | E | NJPG-PG-RANN.-W7.. | P203 | INSV | INST | HUSSAARM | 2013-10-13 | 370 HARDING HWY |  |  |  |  | RAW WATER (GROUND) | CONTINUOUS |  | 40.00 HP AW | F | [10 empty] | 364TP | [5 empty] | 1.15 | THREE PHASE VERT | XX | AW |  | 1800 |  |  |  | 0 °C | 480 | XX
5097298 | UNKNOWN |  | RANN-W3A 0 /MOTOR |  | NJPG | E | NJPG-PG-RANN.-W3A. | P203 | OOS | INAC INST | HUSSAARM | 2013-10-13 | 370 HARDING HWY |  |  |  |  | RAW WATER (GROUND) |  |  | 999.00 HP AW | [18 empty] | SINGLE PHASE | XX | AW |  | XX |  |  |  | 0 °C |  | XX
5097297 | UNKNOWN |  | RANN-W2B /MOTOR |  | NJPG | E | NJPG-PG-RANN.-W2B. | P203 | INSV | INST | HUSSAARM | 2013-10-13 | 370 HARDING HWY |  |  |  |  | RAW WATER (GROUND) |  |  | 999.00 HP AW | [18 empty] | SUBMERSIBLE MOT | XX | AW |  | XX | [5 empty] | XX
5097296 | UNKNOWN |  | RANN-W1A /MOTOR |  | NJPG | E | NJPG-PG-RANN.-W1A. | P203 | INSV | INST | HUSSAARM | 2013-10-13 | 370 HARDING HWY |  |  |  |  | RAW WATER (GROUND) |  |  | 999.00 HP AW | [18 empty] | SUBMERSIBLE MOT | XX | AW |  | XX | [5 empty] | XX
5097295 | US MOTORS |  | RANN High Service 20hp /MOTOR |  | NJPG | E | NJPG-PG-RANN. | P203 | OOS | INAC INST | HUSSAARM | 2013-10-13 | 370 HARDING HWY |  |  |  |  | PLANT TO DISTRIBUTION PUMP | CONTINUOUS |  | 20.00 HP AW | [11 empty] | 256TPA | [5 empty] | 1.15 | THREE PHASE VERT | VERTICAL | AW |  | 1800 |  |  |  | 0 °C | 230 | XX
5097294 | UNKNOWN |  | RANN High Service 40hp /MOTOR |  | NJPG | E | NJPG-PG-RANN. | P203 | OOS | INAC INST | HUSSAARM | 2013-10-13 | 370 HARDING HWY |  |  |  |  | PLANT TO DISTRIBUTION PUMP |  |  | 999.00 HP AW | [18 empty] | THREE PHASE VERT | VERTICAL | AW |  | XX |  |  |  | 0 °C |  | XX
5096641 | UNKNOWN |  | WOOD Air Draw Down /COMPRESSOR MOTOR |  | NJHR | E | NJHR-Z1-WOOD. | P203 | INSV | INST | HUSSAARM | 2013-10-13 | 260 Woodland Ave |  |  |  |  | ENVIRONMENTAL COMPLIANCE |  |  | 999.00 HP AW | [18 empty] | SINGLE PHASE | XX | AW |  | XX |  |  |  | 0 °C | 120 | XX
5096640 | #N/A |  | WALN-W06 Air Draw Down /COMPRESSOR MOTOR |  | NJHR | E | NJHR-Z1-WALN.-W06. | P203 | INSV | INST | HUSSAARM | 2013-10-13 | 102 BRIDGETON PIKE |  |  |  |  | ENVIRONMENTAL COMPLIANCE |  |  | 999.00 HP AW | [18 empty] | SINGLE PHASE | XX | AW |  | XX |  |  |  | 0 °C | 120 | XX
5096639 | #N/A |  | HIGHPO Sump /MOTOR |  | NJHR | E | NJHR-Z1-HIGHP | P203 | INSV | INST | HUSSAARM | 2013-10-13 | 230 STRAWBRIDGE LN |  |  |  |  | SUMP |  |  | 999.00 HP AW | [18 empty] | SINGLE PHASE | XX | AW |  | XX |  |  |  | 0 °C |  | 120
5096638 | #N/A |  | WOOD-W07 Sump /MOTOR |  | NJHR | E | NJHR-Z1-WOOD.-W07. | P203 | INSV | INST | HUSSAARM | 2013-10-13 | 260 WOODLAND AVE |  |  |  |  | SUMP |  |  | 999.00 HP AW | [18 empty] | SINGLE PHASE | XX | AW |  | XX |  |  |  | 0 °C |  | 120
5096636 | #N/A |  | WOOD-W07 /MOTOR |  | NJHR | E | NJHR-Z1-WOOD.-W07. | P203 | INSV | INST | HUSSAARM | 2013-10-13 | 260 WOODLAND AVE |  |  |  |  | RAW WATER (GROUND) |  |  | 999.00 HP AW | [18 empty] | THREE PHASE VERT | XX | AW |  | XX |  |  |  | 0 °C |  | 480
5096635 | #N/A |  | WOOD-W05 /MOTOR |  | NJHR | E | NJHR-Z1-WOOD.-W05. | P203 | INSV | INST | HUSSAARM | 2013-10-13 | 260 WOODLAND AVE |  |  |  |  | RAW WATER (GROUND) | CONTINUOUS |  | 150.00 HP AW | F | [10 empty] | 444TP | [5 empty] | 1.15 | THREE PHASE VERT | XX | AW |  | 1800 |  |  |  | 0 °C | 460 | 480
5096634 | #N/A |  | WALN-W06 /MOTOR |  | NJHR | E | NJHR-Z1-WALN.-W06. | P203 | INSV | INST | HUSSAARM | 2013-10-13 | 102 BRIDGETON PIKE |  |  |  |  | RAW WATER (GROUND) | CONTINUOUS |  | 999.00 HP AW | [11 empty] | 324TP | [5 empty] | 1.15 | THREE PHASE VERT | XX | AW |  | 1800 |  |  |  | 0 °C | 460 | XX
5096633 | #N/A |  | WALN Booster Fire #3 /MOTOR |  | NJHR | E | NJHR-Z1-WALN. | P203 | INSV | INST | HUSSAARM | 2013-10-13 | 102 BRIDGETON PIKE |  |  |  |  | DISTRIBUTION SYSTEM BOOSTER | CONTINUOUS |  | 125.00 HP AW | F | [10 empty] | A405TS | [5 empty] | 1.15 | THREE PHASE HORIZ | XX | AW |  | 1725 |  |  |  | 0 °C | 460 | 480
5096632 | #N/A |  | WALN Booster #2 /MOTOR |  | NJHR | E | NJHR-Z1-WALN. | P203 | INSV | INST | HUSSAARM | 2013-10-13 | 102 BRIDGETON PIKE |  |  |  |  | DISTRIBUTION SYSTEM BOOSTER | CONTINUOUS |  | 30.00 HP AW | B | [10 empty] | 286T | [5 empty] | 1.15 | THREE PHASE HORIZ | XX | AW |  | 1800 |  |  |  | 0 °C | 460 | 480
5096631 | #N/A |  | WALN Booster #1 /MOTOR |  | NJHR | E | NJHR-Z1-WALN. | P203 | INSV | INST | HUSSAARM | 2013-10-13 | 102 BRIDGETON PIKE |  |  |  |  | DISTRIBUTION SYSTEM BOOSTER | CONTINUOUS |  | 30.00 HP AW | B | [10 empty] | 286T | [5 empty] | 1.15 | THREE PHASE HORIZ | XX | AW |  | 1800 |  |  |  | 0 °C | 460 | 480
5096630 | #N/A |  | MILL-W03 /MOTOR |  | NJHR | E | NJHR-Z1-MILL.-W03. | P203 | OOS | INST | HUSSAARM | 2013-10-13 | 14 MILL ROAD |  |  |  |  | RAW WATER (GROUND) |  |  | 999.00 HP AW | [18 empty] | SUBMERSIBLE MOT | XX | AW |  | XX | [5 empty] | XX
5096629 | #N/A |  | MILL-W02 /MOTOR |  | NJHR | E | NJHR-Z1-MILL.-W02. | P203 | OOS | INST | HUSSAARM | 2013-10-13 | 14 MILL ROAD |  |  |  |  | RAW WATER (GROUND) |  |  | 999.00 HP AW | [18 empty] | THREE PHASE VERT | XX | AW |  | XX | [5 empty] | XX
5096155 | #N/A |  | BRIG Sump /MOTOR |  | NJBP | E | NJBP-Z1-BRIG. | P203 | INSV | INST | HUSSAARM | 2013-10-13 | 9 Railroad Ave |  |  |  |  | SUMP |  |  | 999.00 HP AW | [18 empty] | SUBMERSIBLE MOT | XX | AW |  | XX |  |  |  | 0 °C | 240 | XX
5096154 | #N/A |  | REPA Sump /MOTOR |  | NJBP | E | NJBP-Z1-REPA. | P203 | INSV | INST | HUSSAARM | 2013-10-13 | 560 ASBURY STATION RD |  |  |  |  | SUMP |  |  | 999.00 HP AW | [18 empty] | SUBMERSIBLE MOT | XX | AW |  | XX |  |  |  | 0 °C | 240 | XX
5096153 | #N/A |  | BRIG-W3 /MOTOR |  | NJBP | E | NJBP-Z1-BRIG.-W3.. | P203 | INSV | INST | HUSSAARM | 2013-10-13 | 9 RAILROAD AVE |  |  |  |  | RAW WATER (GROUND) | CONTINUOUS |  | 999.00 HP AW | [18 empty] | SUBMERSIBLE MOT | XX | AW |  | XX |  |  |  | 0 °C | 480 | XX
5096152 | #N/A |  | BRIG-W2 /MOTOR |  | NJBP | E | NJBP-Z1-BRIG.-W2.. | P203 | INSV | INST | HUSSAARM | 2013-10-13 | 9 RAILROAD AVE |  |  |  |  | RAW WATER (GROUND) | CONTINUOUS |  | 999.00 HP AW | [18 empty] | SUBMERSIBLE MOT | XX | AW |  | XX |  |  |  | 0 °C | 480 | XX
5099017 | US ELECTRIC |  | GREEN Booster #2 /MOTOR |  | NJBC | E | NJBC-MH-GREEN | P203 | OOS | INAC INST | HUSSAARM | 2013-10-13 | GREEN STREET |  |  |  |  | IN PLANT BOOSTER | CONTINUOUS |  | 50.00 HP AW | B | [10 empty] | 326TS | [5 empty] | 1.15 | THREE PHASE HORIZ | XX | AW |  | 1800 |  |  |  | 0 °C | 460 | XX
5099016 | US ELECTRIC |  | GREEN Booster #1 /MOTOR |  | NJBC | E | NJBC-MH-GREEN | P203 | OOS | INAC INST | HUSSAARM | 2013-10-13 | GREEN STREET |  |  |  |  | IN PLANT BOOSTER | CONTINUOUS |  | 60.00 HP AW | F | [10 empty] | 364TS | [5 empty] | 1.15 | THREE PHASE HORIZ | XX | AW |  | 1800 |  |  |  | 0 °C | 460 | XX
5099015 | UNKNOWN |  | MANS-W8 Well /MOTOR |  | NJBC | E | NJBC-MF-MANS.-W8.. | P203 | INSV | INST | HUSSAARM | 2013-10-13 | 3165 RTE 206 |  |  |  |  | RAW WATER (GROUND) |  |  | 999.00 HP AW | [18 empty] | SUBMERSIBLE MOT | XX | AW |  | XX | [5 empty] | XX
5099014 | UNKNOWN |  | MANS-W7 Well /MOTOR |  | NJBC | E | NJBC-MF-MANS.-W7.. | P203 | INSV | INST | HUSSAARM | 2013-10-13 | 3165 RTE 206 |  |  |  |  | RAW WATER (GROUND) |  |  | 999.00 HP AW | [18 empty] | SUBMERSIBLE MOT | XX | AW |  | XX | [5 empty] | XX
5099013 | UNKNOWN |  | MANS-W5 Well /MOTOR |  | NJBC | E | NJBC-MF-MANS.-W5.. | P203 | INSV | INST | HUSSAARM | 2013-10-13 | 3165 RTE 206 |  |  |  |  | RAW WATER (GROUND) |  |  | 999.00 HP AW | [18 empty] | SUBMERSIBLE MOT | XX | AW |  | XX | [5 empty] | XX
5099005 | UNKNOWN |  | MANS-W4 Well /MOTOR |  | NJBC | E | NJBC-MF-MANS.-W4.. | P203 | INSV | INST | HUSSAARM | 2013-10-13 | 3165 RTE 206 |  |  |  |  | RAW WATER (GROUND) |  |  | 999.00 HP AW | [18 empty] | SUBMERSIBLE MOT | XX | AW |  | XX | [5 empty] | XX
5098494 | UNKNOWN |  | MANS-W3 Well /MOTOR |  | NJBC | E | NJBC-MF-MANS.-W3.. | P203 | INSV | INST | HUSSAARM | 2013-10-13 | 3165 RTE 206 |  |  |  |  | RAW WATER (GROUND) |  |  | 999.00 HP AW | [18 empty] | SUBMERSIBLE MOT | XX | AW |  | XX | [5 empty] | XX
5098483 | UNKNOWN |  | MANS-W2 Well /MOTOR |  | NJBC | E | NJBC-MF-MANS.-W2.. | P203 | INSV | INST | HUSSAARM | 2013-10-13 | 3165 RTE 206 |  |  |  |  | RAW WATER (GROUND) |  |  | 999.00 HP AW | [18 empty] | SUBMERSIBLE MOT | XX | AW |  | XX | [5 empty] | XX
5098472 | UNKNOWN |  | MANS-W1 Well /MOTOR |  | NJBC | E | NJBC-MF-MANS.-W1.. | P203 | INSV | INST | HUSSAARM | 2013-10-13 | 3165 RTE 206 |  |  |  |  | RAW WATER (GROUND) |  |  | 999.00 HP AW | [18 empty] | SUBMERSIBLE MOT | XX | AW |  | XX | [5 empty] | XX
5098461 | UNKNOWN |  | MANS-PLT Supernatant #3 /MOTOR |  | NJBC | E | NJBC-MF-MANS.-PLT. | P203 | INSV | INST | HUSSAARM | 2013-10-13 | 3165 RTE 206 |  |  |  |  | RAW WATER (GROUND) |  |  | 999.00 HP AW | [18 empty] | THREE PHASE HORIZ | XX | AW |  | XX |  |  |  | 0 °C |  | XX
5098450 | UNKNOWN |  | MANS-PLT Supernatant #2 /MOTOR |  | NJBC | E | NJBC-MF-MANS.-PLT. | P203 | INSV | INST | HUSSAARM | 2013-10-13 | 3165 RTE 206 |  |  |  |  | RAW WATER (GROUND) |  |  | 999.00 HP AW | [18 empty] | THREE PHASE HORIZ | XX | AW |  | XX |  |  |  | 0 °C |  | XX
5098439 | UNKNOWN |  | MANS-PLT Supernatant #1 /MOTOR |  | NJBC | E | NJBC-MF-MANS.-PLT. | P203 | INSV | INST | HUSSAARM | 2013-10-13 | 3165 RTE 206 |  |  |  |  | RAW WATER (GROUND) |  |  | 999.00 HP AW | [18 empty] | THREE PHASE HORIZ | XX | AW |  | XX |  |  |  | 0 °C |  | XX
5098428 | BALDOR |  | MANS-PLT Sludge #2 /MOTOR |  | NJBC | E | NJBC-MF-MANS.-PLT. | P203 | INSV | INST | HUSSAARM | 2013-10-13 | 3165 RTE 206 |  |  |  |  | SLUDGE |  | 4.6 | 3.00 HP AW | [11 empty] | 213T | [6 empty] | THREE PHASE HORIZ | XX | AW |  | 1200 |  |  |  | 0 °C | 460 | XX
5098417 | UNKNOWN |  | MANS-PLT Lagoon Sludge #2 /MOTOR |  | NJBC | E | NJBC-MF-MANS.-PLT. | P203 | INSV | INST | HUSSAARM | 2013-10-13 | 3165 RTE 206 |  |  |  |  | RAW WATER (GROUND) |  |  | 999.00 HP AW | [18 empty] | SUBMERSIBLE MOT | XX | AW |  | XX | [5 empty] | XX
5098407 | UNKNOWN |  | MANS-PLT Lagoon Sludge #1 /MOTOR |  | NJBC | E | NJBC-MF-MANS.-PLT. | P203 | INSV | INST | HUSSAARM | 2013-10-13 | 3165 RTE 206 |  |  |  |  | RAW WATER (GROUND) |  |  | 999.00 HP AW | [18 empty] | SUBMERSIBLE MOT | XX | AW |  | XX | [5 empty] | XX
5097896 | BALDOR |  | MANS Sludge #1 /MOTOR |  | NJBC | E | NJBC-MF-MANS. | P203 | INSV | INST | HUSSAARM | 2013-10-13 | 3165 RTE 206 |  |  |  |  | SLUDGE |  | 4.6 | 3.00 HP AW | [11 empty] | 213T | [6 empty] | THREE PHASE HORIZ | XX | AW |  | 1200 |  |  |  | 0 °C | 460 | XX
5097886 | UNKNOWN |  | HOME-W2 Well /MOTOR |  | NJBC | E | NJBC-HS-HOME.-W2.. | P203 | INSV | INST | HUSSAARM | 2013-10-13 | 59 LAKE VIEW TER |  |  |  |  | RAW WATER (GROUND) | CONTINUOUS |  | 30.00 HP AW | F | [10 empty] | 286TPH | [5 empty] | 1.15 | SUBMERSIBLE MOT | XX | AW |  | 1800 | [5 empty] | 480
5097880 | US ELECTRIC |  | HOME-W1 Well /MOTOR |  | NJBC | E | NJBC-HS-HOME.-W1.. | P203 | OOS | INAC INST | HUSSAARM | 2013-10-13 | JACK HEDDING ROAD |  |  |  |  | RAW WATER (GROUND) | CONTINUOUS |  | 30.00 HP AW | F | [10 empty] | 286TPH | [5 empty] | 1.15 | SUBMERSIBLE MOT | XX | AW |  | 1800 | [5 empty] | 480
5097871 | UNKNOWN |  | HOME Supernatant#2 /MOTOR |  | NJBC | E | NJBC-HS-HOME. | P203 | INSV | INST | HUSSAARM | 2013-10-13 | JACK HEDDING ROAD |  |  |  |  | RAW WATER (GROUND) |  |  | 999.00 HP AW | [18 empty] | THREE PHASE HORIZ | XX | AW |  | XX |  |  |  | 0 °C |  | XX
5097860 | UNKNOWN |  | HOME Supernatant#1 /MOTOR |  | NJBC | E | NJBC-HS-HOME. | P203 | INSV | INST | HUSSAARM | 2013-10-13 | JACK HEDDING ROAD |  |  |  |  | RAW WATER (GROUND) |  |  | 999.00 HP AW | [18 empty] | THREE PHASE HORIZ | XX | AW |  | XX |  |  |  | 0 °C |  | XX
5097849 | MARATHON |  | HOME Backwash #2 /MOTOR |  | NJBC | E | NJBC-HS-HOME. | P203 | INSV | INST | HUSSAARM | 2013-10-13 | JACK HEDDING ROAD |  |  |  |  | RAW WATER (SURFACE) | CONTINUOUS | 25 | 20.00 HP AW | B | [10 empty] | 256JM | [5 empty] | 1.15 | THREE PHASE HORIZ | XX | AW |  | 1800 |  |  |  | 0 °C |  | 480
5097838 | MARATHON |  | HOME Backwash #1 /MOTOR |  | NJBC | E | NJBC-HS-HOME. | P203 | INSV | INST | HUSSAARM | 2013-10-13 | JACK HEDDING ROAD |  |  |  |  | RAW WATER (SURFACE) | CONTINUOUS | 25 | 20.00 HP AW | B | [10 empty] | 256JM | [5 empty] | 1.15 | THREE PHASE HORIZ | XX | AW |  | 1800 |  |  |  | 0 °C |  | 480
5111246 | UNKNOWN | NJHH-11-EMTR-13 | ELLISBERG-W13 /MOTOR |  | NJBC | E | NJBC-CM-ELLIS-W13. | P203 | INSV | INST | HUSSAARM | 2013-10-13 | 105 PARK DR |  |  |  |  | RAW WATER (GROUND) |  |  | 75.00 HP AW | [18 empty] | THREE PHASE VERT | VERTICAL | AW |  | XX |  |  |  | 0 °C |  | XX
5111244 | UNKNOWN | NJHH-11-EMTR-4 | ELLISBERG High Service #4 /MOTOR |  | NJBC | E | NJBC-CM-ELLIS | P203 | INSV | INST | HUSSAARM | 2013-10-13 | 129 PARK DR |  |  |  |  | PLANT TO DISTRIBUTION PUMP |  |  | 75.00 HP AW | [18 empty] | THREE PHASE HORIZ | HORIZONTAL | AW |  | XX |  |  |  | 0 °C |  | XX
5111242 | UNKNOWN | NJHH-11-EMTR-3 | ELLISBERG High Service #3 /MOTOR |  | NJBC | E | NJBC-CM-ELLIS | P203 | INSV | INST | HUSSAARM | 2013-10-13 | 129 PARK DR |  |  |  |  | PLANT TO DISTRIBUTION PUMP |  |  | 75.00 HP AW | [18 empty] | THREE PHASE HORIZ | HORIZONTAL | AW |  | XX |  |  |  | 0 °C |  | XX
5111240 | UNKNOWN | NJHH-11-EMTR-2 | ELLISBERG High Service #2 /MOTOR |  | NJBC | E | NJBC-CM-ELLIS | P203 | INSV | INST | HUSSAARM | 2013-10-13 | 129 PARK DR |  |  |  |  | PLANT TO DISTRIBUTION PUMP |  |  | 999.00 HP AW | [18 empty] | THREE PHASE HORIZ | HORIZONTAL | AW |  | XX |  |  |  | 0 °C |  | XX
5111239 | UNKNOWN | NJHH-10-EMTR-5 | COLUMBIALK-W31 /MOTOR |  | NJBC | E | NJBC-CM-COLUM-W31. | P203 | INSV | INST | HUSSAARM | 2013-10-13 | 21 POPLAR CT |  |  |  |  | RAW WATER (GROUND) |  |  | 999.00 HP AW | [18 empty] | THREE PHASE VERT | VERTICAL | AW |  | XX |  |  |  | 0 °C |  | XX
5111238 | UNKNOWN | NJHH-10-EMTR-24 | COLUMBIALK-W24 /MOTOR |  | NJBC | E | NJBC-CM-COLUM-W24. | P203 | INSV | INST | HUSSAARM | 2013-10-13 | 1 LANDOVER LN |  |  |  |  | RAW WATER (GROUND) |  |  | 999.00 HP AW | [18 empty] | THREE PHASE VERT | VERTICAL | AW |  | XX |  |  |  | 0 °C |  | XX
5111237 | UNKNOWN | NJHH-10-EMTR-22 | COLUMBIALK-W22 /MOTOR |  | NJBC | E | NJBC-CM-COLUM-W22. | P203 | INSV | INST | HUSSAARM | 2013-10-13 | 330 OAK AVE |  |  |  |  | RAW WATER (GROUND) |  |  | 999.00 HP AW | [18 empty] | THREE PHASE VERT | VERTICAL | AW |  | XX |  |  |  | 0 °C |  | XX
5111236 | UNKNOWN | NJHH-10-EMTR-3 | COLUMBIALK High Service #3 /MOTOR |  | NJBC | E | NJBC-CM-COLUM | P203 | INSV | INST | HUSSAARM | 2013-10-13 | 330 OAK AVE |  |  |  |  | PLANT TO DISTRIBUTION PUMP |  |  | 999.00 HP AW | [18 empty] | THREE PHASE HORIZ | HORIZONTAL | AW |  | XX |  |  |  | 0 °C |  | XX
5111235 | UNKNOWN | NJHH-10-EMTR-2 | COLUMBIALK High Service #2 /MOTOR |  | NJBC | E | NJBC-CM-COLUM | P203 | INSV | INST | HUSSAARM | 2013-10-13 | 330 OAK AVE |  |  |  |  | PLANT TO DISTRIBUTION PUMP |  |  | 999.00 HP AW | [18 empty] | THREE PHASE HORIZ | HORIZONTAL | AW |  | XX |  |  |  | 0 °C |  | XX
5111234 | UNKNOWN | NJHH-10-EMTR-1 | COLUMBIALK High Service #1 /MOTOR |  | NJBC | E | NJBC-CM-COLUM | P203 | INSV | INST | HUSSAARM | 2013-10-13 | 330 OAK AVE |  |  |  |  | PLANT TO DISTRIBUTION PUMP |  |  | 999.00 HP AW | [18 empty] | THREE PHASE HORIZ | HORIZONTAL | AW |  | XX |  |  |  | 0 °C |  | XX
5111233 | UNKNOWN | NJHH-20-EMTR-55 | CAMDEN-W55 /MOTOR |  | NJBC | E | NJBC-CM-CASTA-WL55 | P203 | INSV | INST | HUSSAARM | 2013-10-13 | 786 N 30TH ST |  |  |  |  | RAW WATER (GROUND) |  |  | 62.00 HP AW | [18 empty] | THREE PHASE VERT | VERTICAL | AW |  | XX |  |  |  | 0 °C |  | XX
5111232 | UNKNOWN | NJHH-20-EMTR-54 | CAMDEN-W54 /MOTOR |  | NJBC | E | NJBC-CM-CASTA-WL54 | P203 | INSV | INST | HUSSAARM | 2013-10-13 | 812 N 34TH ST |  |  |  |  | RAW WATER (GROUND) |  |  | 61.00 HP AW | [18 empty] | THREE PHASE VERT | VERTICAL | AW |  | XX |  |  |  | 0 °C |  | XX
5111231 | UNKNOWN | NJHH-20-EMTR-53 | CAMDEN-W53 /MOTOR |  | NJBC | E | NJBC-CM-CASTA-WL53 | P203 | INSV | INST | HUSSAARM | 2013-10-13 | 800 BERGEN AVE |  |  |  |  | RAW WATER (GROUND) |  |  | 60.00 HP AW | [18 empty] | THREE PHASE VERT | VERTICAL | AW |  | XX |  |  |  | 0 °C |  | XX
5111228 | UNKNOWN | NJHH-20-EMTR-52 | CAMDEN-W52 /MOTOR |  | NJBC | E | NJBC-CM-CASTA-WL52 | P203 | INSV | INST | HUSSAARM | 2013-10-13 | 710 N 29TH AND CLEVELAND AVE |  |  |  |  | RAW WATER (GROUND) |  |  | 50.00 HP AW | [18 empty] | THREE PHASE VERT | VERTICAL | AW |  | XX |  |  |  | 0 °C |  | XX
5111227 | UNKNOWN | NJHH-20-EMTR-51 | CAMDEN-W51 /MOTOR |  | NJBC | E | NJBC-CM-CASTA-WL51 | P203 | INSV | INST | HUSSAARM | 2013-10-13 | 807 LOIS AVE |  |  |  |  | RAW WATER (GROUND) |  |  | 60.00 HP AW | [18 empty] | THREE PHASE VERT | VERTICAL | AW |  | XX |  |  |  | 0 °C |  | XX
5111226 | UNKNOWN | NJHH-20-EMTR-50 | CAMDEN-W50 /MOTOR |  | NJBC | E | NJBC-CM-CASTA-WL50 | P203 | INSV | INST | HUSSAARM | 2013-10-13 | 922 REEVES AVE |  |  |  |  | RAW WATER (GROUND) |  |  | 30.00 HP AW | [18 empty] | THREE PHASE VERT | VERTICAL | AW |  | XX |  |  |  | 0 °C |  | XX
5111225 | UNKNOWN |  | CAMDEN Rinse #1 /MOTOR |  | NJBC | E | NJBC-CM-CASTA | P203 | INSV | INST | HUSSAARM | 2013-10-13 | 791 N 30TH ST |  |  |  |  | IN PLANT TRANSFER |  |  | 999.00 HP AW | [18 empty] | THREE PHASE HORIZ | HORIZONTAL | AW |  | XX |  |  |  | 0 °C |  | XX
5111224 | UNKNOWN | NJHH-20-EMTR-2 | CAMDEN Low Service/Intake #2 /MOTOR |  | NJBC | E | NJBC-CM-CASTA | P203 | INSV | INST | HUSSAARM | 2013-10-13 | 791 N 30TH ST |  |  |  |  | IN PLANT TRANSFER |  |  | 150.00 HP AW | [18 empty] | THREE PHASE VERT | HORIZONTAL | AW |  | XX |  |  |  | 0 °C |  | XX
5111223 | UNKNOWN | NJHH-20-EMTR-1 | CAMDEN Low Service/Intake #1 /MOTOR |  | NJBC | E | NJBC-CM-CASTA | P203 | INSV | INST | HUSSAARM | 2013-10-13 | 791 N 30TH ST |  |  |  |  | IN PLANT TRANSFER |  |  | 100.00 HP AW | [18 empty] | THREE PHASE VERT | HORIZONTAL | AW |  | XX |  |  |  | 0 °C |  | XX
5111222 | UNKNOWN | NJHH-20-EMTR-3 | CAMDEN High Service #3 /MOTOR |  | NJBC | E | NJBC-CM-CASTA | P203 | INSV | INST | HUSSAARM | 2013-10-13 | 791 N 30TH ST |  |  |  |  | PLANT TO DISTRIBUTION PUMP |  |  | 150.00 HP AW | [18 empty] | THREE PHASE HORIZ | HORIZONTAL | AW |  | XX |  |  |  | 0 °C |  | XX
5111221 | UNKNOWN | NJHH-20-EMTR-7 | CAMDEN High Service #2 /MOTOR |  | NJBC | E | NJBC-CM-CASTA | P203 | INSV | INST | HUSSAARM | 2013-10-13 | 791 N 30TH ST |  |  |  |  | PLANT TO DISTRIBUTION PUMP |  |  | 999.00 HP AW | [18 empty] | THREE PHASE HORIZ | HORIZONTAL | AW |  | XX |  |  |  | 0 °C |  | XX
5111220 | UNKNOWN | NJHH-20-EMTR-5 | CAMDEN High Service #1 /MOTOR |  | NJBC | E | NJBC-CM-CASTA | P203 | INSV | INST | HUSSAARM | 2013-10-13 | 791 N 30TH ST |  |  |  |  | PLANT TO DISTRIBUTION PUMP |  |  | 100.00 HP AW | [18 empty] | THREE PHASE HORIZ | HORIZONTAL | AW |  | XX |  |  |  | 0 °C |  | XX
5111290 | BALDOR | NJHH-32-EMTR-2 | HADDONCRIC Booster #2 /MOTOR |  | NJBC | E | NJBC-CM-HACIC | P203 | INSV | INST | HUSSAARM | 2013-10-13 | 429 W CRYSTAL LAKE AVE |  | 595C-341 |  |  | DISTRIBUTION SYSTEM BOOSTER |  |  | 25.00 HP AW | B | [10 empty] | 284JP | [5 empty] | 1.15 | THREE PHASE HORIZ | HORIZONTAL | AW |  | 1800 |  |  |  | 0 °C | 460 | XX
5111288 | BALDOR | NJHH-32-EMTR-1 | HADDONCRIC Booster #1 /MOTOR |  | NJBC | E | NJBC-CM-HACIC | P203 | INSV | INST | HUSSAARM | 2013-10-13 | 429 W CRYSTAL LAKE AVE |  | 695C-995R |  |  | DISTRIBUTION SYSTEM BOOSTER |  |  | 25.00 HP AW | B | [10 empty] | 284JP | [5 empty] | 1.15 | THREE PHASE HORIZ | HORIZONTAL | AW |  | 1800 |  |  |  | 0 °C | 460 | XX
5111286 | US MOTORS | NJHH-89-EMTR-57 | GIBBSSTA-W57 /MOTOR |  | NJBC | E | NJBC-CM-GBSTA-WL57 | P203 | INSV | INST | HUSSAARM | 2013-10-13 | 1 LINDEN AVE |  |  |  |  | RAW WATER (GROUND) | CONTINUOUS |  | 25.00 HP AW | [11 empty] | 284TPH | [5 empty] | 1.15 | THREE PHASE VERT | VERTICAL | AW |  | 1800 |  |  |  | 0 °C | 460 | XX
5111284 | US MOTORS | NJHH-89-EMTR-56 | GIBBSSTA-W56 /MOTOR |  | NJBC | E | NJBC-CM-GBSTA-WL56 | P203 | INSV | INST | HUSSAARM | 2013-10-13 | 1 LINDEN AVE |  |  |  |  | RAW WATER (GROUND) | CONTINUOUS |  | 25.00 HP AW | [11 empty] | 284TPH | [5 empty] | 1.15 | THREE PHASE VERT | VERTICAL | AW |  | 1800 |  |  |  | 0 °C | 460 | XX
5111282 | UNKNOWN | NJHH-89-EMTR-43 | GIBBSSTA-W43 /MOTOR |  | NJBC | E | NJBC-CM-GBSTA-WL43 | P203 | INSV | INST | HUSSAARM | 2013-10-13 | 1 LINDEN AVE |  |  |  |  | RAW WATER (GROUND) |  |  | 125.00 HP AW | [18 empty] | SUBMERSIBLE MOT | VERTICAL | AW |  | XX | [5 empty] | XX
5111280 | UNKNOWN | NJHH-89-EMTR-42 | GIBBSSTA-W42 /MOTOR |  | NJBC | E | NJBC-CM-GBSTA-WL42 | P203 | INSV | INST | HUSSAARM | 2013-10-13 | 1 LINDEN AVE |  |  |  |  | RAW WATER (GROUND) |  |  | 125.00 HP AW | [18 empty] | SUBMERSIBLE MOT | VERTICAL | AW |  | XX | [5 empty] | XX
5111278 | UNKNOWN | NJHH-89-EMTR-41 | GIBBSSTA-W41 /MOTOR |  | NJBC | E | NJBC-CM-GBSTA-WL41 | P203 | INSV | INST | HUSSAARM | 2013-10-13 | 1 LINDEN AVE |  |  |  |  | RAW WATER (GROUND) |  |  | 100.00 HP AW | [18 empty] | SUBMERSIBLE MOT | VERTICAL | AW |  | XX | [5 empty] | XX
5111276 | WESTINGHOUSE | NJHH-89-EMTR-14 | GIBBSSTA Wash Water #2 /MOTOR |  | NJBC | E | NJBC-CM-GBSTA | P203 | INSV | INST | HUSSAARM | 2013-10-13 | 1 LINDEN AVE |  | 7210 |  |  | PROCESS EQUIPMENT | CONTINUOUS |  | 25.00 HP AW | B | [10 empty] | 324TS | [5 empty] | 1.15 | THREE PHASE HORIZ | HORIZONTAL | AW |  | 1200 |  |  |  | 0 °C | 460 | XX
5111274 | WESTINGHOUSE | NJHH-89-EMTR-13 | GIBBSSTA Wash Water #1 /MOTOR |  | NJBC | E | NJBC-CM-GBSTA | P203 | INSV | INST | HUSSAARM | 2013-10-13 | 1 LINDEN AVE |  | 7210 |  |  | PROCESS EQUIPMENT | CONTINUOUS |  | 25.00 HP AW | B | [10 empty] | 324TS | [5 empty] | 1.15 | THREE PHASE HORIZ | HORIZONTAL | AW |  | 1200 |  |  |  | 0 °C | 460 | XX
5111271 | UNKNOWN |  | GIBBSSTA SLDGE1 CLARIF 2 HLDINGTK /MOTOR |  | NJBC | E | NJBC-CM-GBSTA | P203 | INSV | INST | HUSSAARM | 2013-10-13 | 1 LINDEN AVE |  |  |  |  | SLUDGE |  |  | 999.00 HP AW | [18 empty] | THREE PHASE HORIZ | HORIZONTAL | AW |  | XX |  |  |  | 0 °C |  | XX
5111270 | WESTINGHOUSE | NJHH-89-EMTR-12 | GIBBSSTA High Service #3 /MOTOR |  | NJBC | E | NJBC-CM-GBSTA | P203 | INSV | INST | HUSSAARM | 2013-10-13 | 1 LINDEN AVE |  | 7206 |  |  | PLANT TO DISTRIBUTION PUMP | CONTINUOUS |  | 75.00 HP AW | B | [10 empty] | 365TS | [5 empty] | 1.15 | THREE PHASE HORIZ | HORIZONTAL | AW |  | 1800 |  |  |  | 0 °C | 460 | XX
5111267 | US MOTORS | NJHH-89-EMTR-11 | GIBBSSTA High Service #2 /MOTOR |  | NJBC | E | NJBC-CM-GBSTA | P203 | INSV | INST | HUSSAARM | 2013-10-13 | 1 LINDEN AVE |  |  |  |  | PLANT TO DISTRIBUTION PUMP | CONTINUOUS |  | 75.00 HP AW | B | [10 empty] | 365TS | [5 empty] | 1.15 | THREE PHASE HORIZ | HORIZONTAL | AW |  | 1800 |  |  |  | 0 °C | 460 | XX
5111265 | WESTINGHOUSE | NJHH-89-EMTR-10 | GIBBSSTA High Service #1 /MOTOR |  | NJBC | E | NJBC-CM-GBSTA | P203 | INSV | INST | HUSSAARM | 2013-10-13 | 1 LINDEN AVE |  | 7210 |  |  | PLANT TO DISTRIBUTION PUMP | CONTINUOUS |  | 100.00 HP AW | B | [10 empty] | 404TS | [5 empty] | 1.15 | THREE PHASE HORIZ | HORIZONTAL | AW |  | 1800 |  |  |  | 0 °C | 460 | XX
5111263 | US MOTORS | NJHH-87-EMTR-2 | GIBBSBOROBS Booster #4 /MOTOR |  | NJBC | E | NJBC-CM-GBBST | P203 | INSV | INST | HUSSAARM | 2013-10-13 | 79 LUCAS BLVD |  |  |  |  | DISTRIBUTION SYSTEM BOOSTER | CONTINUOUS |  | 125.00 HP AW | [11 empty] | 405T | [5 empty] | 1.15 | THREE PHASE HORIZ | HORIZONTAL | AW |  | 1800 |  |  |  | 0 °C | 460 | XX
5111261 | US MOTORS | NJHH-87-EMTR-1 | GIBBSBOROBS Booster #3 /MOTOR |  | NJBC | E | NJBC-CM-GBBST | P203 | INSV | INST | HUSSAARM | 2013-10-13 | 79 LUCAS BLVD |  |  |  |  | DISTRIBUTION SYSTEM BOOSTER | CONTINUOUS |  | 100.00 HP AW | B | [10 empty] | 404TS | [5 empty] | 1.15 | THREE PHASE HORIZ | HORIZONTAL | AW |  | 1800 |  |  |  | 0 °C | 460 | XX
5111259 | UNKNOWN | NJHH-40-EMTR-2 | EVESHAM-BST Booster #2 /MOTOR |  | NJBC | E | NJBC-CM-EVBST-BSTA | P203 | INSV | INST | HUSSAARM | 2013-10-13 | EVERGREEN RD |  |  |  |  | DISTRIBUTION SYSTEM BOOSTER |  |  | 100.00 HP AW | [18 empty] | THREE PHASE HORIZ | HORIZONTAL | AW |  | XX |  |  |  | 0 °C |  | XX
5111257 | UNKNOWN | NJHH-40-EMTR-1 | EVESHAM-BST Booster #1 /MOTOR |  | NJBC | E | NJBC-CM-EVBST-BSTA | P203 | INSV | INST | HUSSAARM | 2013-10-13 | EVERGREEN RD |  |  |  |  | DISTRIBUTION SYSTEM BOOSTER |  |  | 100.00 HP AW | [18 empty] | THREE PHASE HORIZ | HORIZONTAL | AW |  | XX |  |  |  | 0 °C |  | XX
5111255 | US MOTORS |  | HIGHLAND Caustic Transfer /MOTOR |  | NJBC | E | NJBC-BU-HIGHL | P203 | INSV | INST | HUSSAARM | 2013-10-13 | 1007 Highland Ave |  |  |  |  | CHEMICAL |  |  | 999.00 HP AW | [18 empty] | THREE PHASE HORIZ | XX | AW |  | XX |  |  |  | 0 °C |  | XX
5111253 | UNKNOWN |  | OLDORCHARD-W69 /MOTOR |  | NJBC | E | NJBC-CM-OLDOR-W69. | P203 | INSV | INST | HUSSAARM | 2013-10-13 | ROUTE 70 EAST AT OLD ORCHARD ROAD |  |  |  |  | RAW WATER (GROUND) |  |  | 75.00 HP AW | [18 empty] | THREE PHASE HORIZ | VERTICAL | AW |  | XX |  |  |  | 0 °C |  | XX
5111251 | UNKNOWN | NJHH-88-EMTR-26 | ELMTREE-W26 /MOTOR |  | NJBC | E | NJBC-CM-ELMTR-W26. | P203 | INSV | INST | HUSSAARM | 2013-10-13 | 16 THOMAS RD |  |  |  |  | RAW WATER (GROUND) |  |  | 40.00 HP AW | [18 empty] | THREE PHASE VERT | VERTICAL | AW |  | XX |  |  |  | 0 °C |  | XX
5111249 | UNKNOWN | NJHH-11-EMTR-23 | ELLISBERG-W23 /MOTOR |  | NJBC | E | NJBC-CM-ELLIS-W23. | P203 | INSV | INST | HUSSAARM | 2013-10-13 | 135 PARK DR |  |  |  |  | RAW WATER (GROUND) |  |  | 75.00 HP AW | [18 empty] | THREE PHASE VERT | VERTICAL | AW |  | XX |  |  |  | 0 °C |  | XX
5111248 | UNKNOWN | NJHH-11-EMTR-16 | ELLISBERG-W16 /MOTOR |  | NJBC | E | NJBC-CM-ELLIS-W16. | P203 | INSV | INST | HUSSAARM | 2013-10-13 | 115 PARK DR |  |  |  |  | RAW WATER (GROUND) |  |  | 75.00 HP AW | [18 empty] | THREE PHASE VERT | VERTICAL | AW |  | XX |  |  |  | 0 °C |  | XX
5110493 | UNKNOWN | NJHH-71-EMTR-1 | TAYLORS Booster #2 /MOTOR |  | NJBC | E | NJBC-BU-TAYLO | P203 | INSV | INST | HUSSAARM | 2013-10-13 | 1906 TAYLORS LN |  |  |  |  | DISTRIBUTION SYSTEM BOOSTER |  |  | 60.00 HP AW | [18 empty] | THREE PHASE HORIZ | HORIZONTAL | AW |  | XX |  |  |  | 0 °C |  | XX
5110492 | UNKNOWN | NJHH-71-EMTR-2 | TAYLORS Booster #1 /MOTOR |  | NJBC | E | NJBC-BU-TAYLO | P203 | INSV | INST | HUSSAARM | 2013-10-13 | 1906 TAYLORS LN |  |  |  |  | DISTRIBUTION SYSTEM BOOSTER |  |  | 60.00 HP AW | [18 empty] | THREE PHASE HORIZ | HORIZONTAL | AW |  | XX |  |  |  | 0 °C |  | XX
5110491 | UNKNOWN | NJHH-74-EMTR-31 | STEPHENS-W31 /MOTOR |  | NJBC | E | NJBC-BU-STEPH-W31. | P203 | INSV | INST | HUSSAARM | 2013-10-13 | 210 STEPHEN DR |  |  |  |  | RAW WATER (GROUND) |  |  | 100.00 HP AW | [18 empty] | SUBMERSIBLE MOT | VERTICAL | AW |  | XX | [5 empty] | XX
5110490 | UNKNOWN | NJHH-74-EMTR-28 | STEPHENS-W28 /MOTOR |  | NJBC | E | NJBC-BU-STEPH-W28. | P203 | INSV | INST | HUSSAARM | 2013-10-13 | 208 STEPHEN DR |  |  |  |  | RAW WATER (GROUND) |  |  | 999.00 HP AW | [18 empty] | THREE PHASE VERT | VERTICAL | AW |  | XX |  |  |  | 0 °C |  | XX
5110489 | UNKNOWN | NJHH-5-EMTR-3 | RIVERROAD-BST Booster #3 /MOTOR |  | NJBC | E | NJBC-BU-RVBST-BPMP | P203 | INSV | INST | HUSSAARM | 2013-10-13 | 2767 BROAD ST |  |  |  |  | DISTRIBUTION SYSTEM BOOSTER |  |  | 40.00 HP AW | [18 empty] | THREE PHASE HORIZ | HORIZONTAL | AW |  | XX |  |  |  | 0 °C |  | XX
5110488 | UNKNOWN | NJHH-5-EMTR-2 | RIVERROAD-BST Booster #2 /MOTOR |  | NJBC | E | NJBC-BU-RVBST-BPMP | P203 | INSV | INST | HUSSAARM | 2013-10-13 | 2767 BROAD ST |  |  |  |  | DISTRIBUTION SYSTEM BOOSTER |  |  | 100.00 HP AW | [18 empty] | THREE PHASE HORIZ | HORIZONTAL | AW |  | XX |  |  |  | 0 °C |  | XX
5110487 | UNKNOWN | NJHH-5-EMTR-1 | RIVERROAD-BST Booster #1 /MOTOR |  | NJBC | E | NJBC-BU-RVBST-BPMP | P203 | INSV | INST | HUSSAARM | 2013-10-13 | 2767 BROAD ST |  |  |  |  | DISTRIBUTION SYSTEM BOOSTER |  |  | 100.00 HP AW | [18 empty] | THREE PHASE HORIZ | HORIZONTAL | AW |  | XX |  |  |  | 0 °C |  | XX
5110486 | EMERSON | NJHH-73-EMTR-12 | POMONA-W12 /MOTOR |  | NJBC | E | NJBC-BU-POMON-W12. | P203 | INSV | INST | HUSSAARM | 2013-10-13 | 915 POMONA RD |  |  |  |  | RAW WATER (GROUND) | CONTINUOUS |  | 60.00 HP AW | F | [10 empty] | 364TP | [5 empty] | 1.15 | THREE PHASE VERT | VERTICAL | AW |  | 1800 |  |  |  | 0 °C | 460 | XX
5110484 | UNKNOWN | NJHH-73-EMTR-10 | POMONA-W10 /MOTOR |  | NJBC | E | NJBC-BU-POMON-W10. | P203 | INSV | INST | HUSSAARM | 2013-10-13 | 915 POMONA RD |  |  |  |  | RAW WATER (GROUND) |  |  | 75.00 HP AW | [18 empty] | THREE PHASE VERT | VERTICAL | AW |  | XX |  |  |  | 0 °C |  | XX
5110483 | UNKNOWN | NJHH-69-EMTR-26 | POMONA-ALB-W26 /MOTOR |  | NJBC | E | NJBC-BU-POMON-ALB.-W26. | P203 | INSV | INST | HUSSAARM | 2013-10-13 | 2712 NEW ALBANY RD |  |  |  |  | RAW WATER (GROUND) |  |  | 60.00 HP AW | [18 empty] | THREE PHASE VERT | VERTICAL | AW |  | XX |  |  |  | 0 °C |  | XX
5110481 | UNKNOWN |  | COOPER Caustic Transfer /MOTOR |  | NJBC | E | NJBC-BU-COOPE | P203 | INSV | INST | HUSSAARM | 2013-10-13 | 100 HENDRICKSON AVE |  |  |  |  | CHEMICAL |  |  | 999.00 HP AW | [18 empty] | THREE PHASE HORIZ | XX | AW |  | XX |  |  |  | 0 °C |  | XX
5110480 | UNKNOWN | NJHH-69-EMTR-14 | POMONA-ALB-W14 /MOTOR |  | NJBC | E | NJBC-BU-POMON-ALB.-W14. | P203 | INSV | INST | HUSSAARM | 2013-10-13 | 2712 NEW ALBANY RD |  |  |  |  | RAW WATER (GROUND) |  |  | 999.00 HP AW | [18 empty] | THREE PHASE VERT | VERTICAL | AW |  | XX |  |  |  | 0 °C |  | XX
5110479 | UNKNOWN | NJHH-58-EMTR-19 | LEONAVE-W30 /MOTOR |  | NJBC | E | NJBC-BU-LEONA-W30. | P203 | INSV | INST | HUSSAARM | 2013-10-13 | 525 LEON AVE |  |  |  |  | RAW WATER (GROUND) |  |  | 50.00 HP AW | [18 empty] | THREE PHASE VERT | VERTICAL | AW |  | XX |  |  |  | 0 °C |  | XX
5110478 | EMERSON | NJHH-76-EMTR-27 | HIGHLAND-W27 /MOTOR |  | NJBC | E | NJBC-BU-HIGHL-W27. | P203 | INSV | INST | HUSSAARM | 2013-10-13 | 1007 HIGHLAND AVE |  |  |  |  | RAW WATER (GROUND) | CONTINUOUS |  | 60.00 HP AW | F | [10 empty] | 364TP | [5 empty] | 1.15 | THREE PHASE VERT | VERTICAL | AW |  | 1800 |  |  |  | 0 °C | 460 | XX
5110477 | US ELECTRIC | NJHH-76-EMTR-13 | HIGHLAND-W13 /MOTOR |  | NJBC | E | NJBC-BU-HIGHL-W13. | P203 | INSV | INST | HUSSAARM | 2013-10-13 | 1102 MORGAN AVE |  |  |  |  | RAW WATER (GROUND) | CONTINUOUS |  | 60.00 HP AW | F | [10 empty] | 364TP | [5 empty] | 1.15 | THREE PHASE VERT | VERTICAL | AW |  | 1800 |  |  |  | 0 °C | 460 | XX
5110476 | UNKNOWN |  | FELLOWSHIP-BST Booster #2 /MOTOR |  | NJBC | E | NJBC-BU-FELLO-BST. | P203 | INSV | INST | HUSSAARM | 2013-10-13 | FELLOWSHIP RD & OLNEY |  |  |  |  | DISTRIBUTION SYSTEM BOOSTER | CONTINUOUS |  | 100.00 HP AW | B | [10 empty] | 404TS | [6 empty] | THREE PHASE HORIZ | HORIZONTAL | AW |  | 1800 |  |  |  | 0 °C | 460 | XX
5110475 | UNKNOWN |  | FELLOWSHIP-BST Booster #1 /MOTOR |  | NJBC | E | NJBC-BU-FELLO-BST. | P203 | INSV | INST | HUSSAARM | 2013-10-13 | FELLOWSHIP RD & OLNEY |  |  |  |  | DISTRIBUTION SYSTEM BOOSTER | CONTINUOUS |  | 100.00 HP AW | B | [10 empty] | 404TS | [6 empty] | THREE PHASE HORIZ | HORIZONTAL | AW |  | 1800 |  |  |  | 0 °C | 460 | XX
5110474 | UNKNOWN | NJHH-41-EMTR-35 | EGBERT-W35 /MOTOR |  | NJBC | E | NJBC-CM-EGBER-W35. | P203 | INSV | INST | HUSSAARM | 2013-10-13 | 1328 SYLVAN AVE |  |  |  |  | RAW WATER (GROUND) |  |  | 60.00 HP AW | [18 empty] | THREE PHASE VERT | VERTICAL | AW |  | XX |  |  |  | 0 °C |  | XX
5110473 | UNKNOWN | NJHH-41-EMTR-18 | EGBERT-W18 /MOTOR |  | NJBC | E | NJBC-CM-EGBER-W18. | P203 | INSV | INST | HUSSAARM | 2013-10-13 | 1328 SYLVAN AVE |  |  |  |  | RAW WATER (GROUND) |  |  | 40.00 HP AW | [18 empty] | THREE PHASE VERT | VERTICAL | AW |  | XX |  |  |  | 0 °C |  | XX
5110472 | UNKNOWN | NJHH-41-EMTR-2 | EGBERT High Service #2 /MOTOR |  | NJBC | E | NJBC-CM-EGBER | P203 | INSV | INST | HUSSAARM | 2013-10-13 | 1328 SYLVAN AVE |  |  |  |  | PLANT TO DISTRIBUTION PUMP |  |  | 60.00 HP AW | [18 empty] | THREE PHASE HORIZ | HORIZONTAL | AW |  | XX |  |  |  | 0 °C |  | XX
5110470 | UNKNOWN | NJHH-41-EMTR-1 | EGBERT High Service #1 /MOTOR |  | NJBC | E | NJBC-CM-EGBER | P203 | INSV | INST | HUSSAARM | 2013-10-13 | 1328 SYLVAN AVE |  |  |  |  | PLANT TO DISTRIBUTION PUMP |  |  | 30.00 HP AW | [18 empty] | THREE PHASE HORIZ | HORIZONTAL | AW |  | XX |  |  |  | 0 °C |  | XX
5110469 | US ELECTRIC |  | COOPER-W32 /MOTOR |  | NJBC | E | NJBC-BU-COOPE-W32. | P203 | INSV | INST | HUSSAARM | 2013-10-13 | 100 HENDRICKSON AVE |  |  |  |  | RAW WATER (GROUND) | CONTINUOUS |  | 75.00 HP AW | F | [10 empty] | 365TP | [5 empty] | 1.15 | THREE PHASE VERT | VERTICAL | AW |  | 1800 |  |  |  | 0 °C | 460 | XX
5111219 | UNKNOWN | NJHH-20-EMTR-8 | CAMDEN Air Stripper #3 /MOTOR |  | NJBC | E | NJBC-CM-CASTA | P203 | INSV | INST | HUSSAARM | 2013-10-13 | 791 N 30TH ST |  |  |  |  | PROCESS EQUIPMENT |  |  | 999.00 HP AW | [18 empty] | THREE PHASE HORIZ | VERTICAL | AW |  | XX |  |  |  | 0 °C |  | XX
5111217 | UNKNOWN | NJHH-20-EMTR-6 | CAMDEN Air Stripper #2 /MOTOR |  | NJBC | E | NJBC-CM-CASTA | P203 | INSV | INST | HUSSAARM | 2013-10-13 | 791 N 30TH ST |  |  |  |  | PROCESS EQUIPMENT |  |  | 999.00 HP AW | [18 empty] | THREE PHASE HORIZ | VERTICAL | AW |  | XX |  |  |  | 0 °C |  | XX
5111216 | UNKNOWN | NJHH-20-EMTR-4 | CAMDEN Air Stripper #1 /MOTOR |  | NJBC | E | NJBC-CM-CASTA | P203 | INSV | INST | HUSSAARM | 2013-10-13 | 791 N 30TH ST |  |  |  |  | PROCESS EQUIPMENT |  |  | 40.00 HP AW | [18 empty] | THREE PHASE HORIZ | VERTICAL | AW |  | XX |  |  |  | 0 °C |  | XX
5111215 | UNKNOWN | NJHH-16-EMTR-13 | BROWNING-W65 /MOTOR |  | NJBC | E | NJBC-CM-BROWN-W65. | P203 | INSV | INST | HUSSAARM | 2013-10-13 | BROWINING LANE |  |  |  |  | RAW WATER (GROUND) |  |  | 75.00 HP AW | [18 empty] | SUBMERSIBLE MOT | VERTICAL | AW |  | XX | [5 empty] | XX
5111214 | UNKNOWN | NJHH-16-EMTR-12 | BROWNING-W46 /MOTOR |  | NJBC | E | NJBC-CM-BROWN-W46. | P203 | INSV | INST | HUSSAARM | 2013-10-13 | BROWINING LANE |  |  |  |  | RAW WATER (GROUND) |  |  | 125.00 HP AW | [18 empty] | SUBMERSIBLE MOT | VERTICAL | AW |  | XX | [5 empty] | XX
5111212 | UNKNOWN | NJHH-16-EMTR-11 | BROWNING-W45 /MOTOR |  | NJBC | E | NJBC-CM-BROWN-W45. | P203 | INSV | INST | HUSSAARM | 2013-10-13 | BROWINING LANE |  |  |  |  | RAW WATER (GROUND) |  |  | 125.00 HP AW | [18 empty] | SUBMERSIBLE MOT | VERTICAL | AW |  | XX | [5 empty] | XX
5111211 | UNKNOWN | NJHH-16-EMTR-10 | BROWNING-W44 /MOTOR |  | NJBC | E | NJBC-CM-BROWN-W44. | P203 | INSV | INST | HUSSAARM | 2013-10-13 | BROWINING LANE |  |  |  |  | RAW WATER (GROUND) |  |  | 125.00 HP AW | [18 empty] | SUBMERSIBLE MOT | VERTICAL | AW |  | XX | [5 empty] | XX
5111210 | WESTINGHOUSE | NJHH-16-EMTR-15 | BROWNING Wash Water #2 /MOTOR |  | NJBC | E | NJBC-CM-BROWN | P203 | INSV | INST | HUSSAARM | 2013-10-13 | BROWINING LANE |  |  |  |  | PROCESS EQUIPMENT | CONTINUOUS |  | 25.00 HP AW | OTHER | [10 empty] | 324TS | [5 empty] | 1.15 | THREE PHASE HORIZ | HORIZONTAL | AW |  | 1200 |  |  |  | 0 °C | 460 | XX
5111209 | WESTINGHOUSE | NJHH-16-EMTR-14 | BROWNING Wash Water #1 /MOTOR |  | NJBC | E | NJBC-CM-BROWN | P203 | INSV | INST | HUSSAARM | 2013-10-13 | BROWINING LANE |  | 7406 |  |  | PROCESS EQUIPMENT | CONTINUOUS |  | 25.00 HP AW | B | [10 empty] | 324TS | [5 empty] | 1.15 | THREE PHASE HORIZ | HORIZONTAL | AW |  | 1200 |  |  |  | 0 °C | 460 | XX
5111208 | UNKNOWN | NJHH-16-EMTR-21 | BROWNING Supernatant #2 /MOTOR |  | NJBC | E | NJBC-CM-BROWN | P203 | INSV | INST | HUSSAARM | 2013-10-13 | BROWINING LANE |  |  |  |  | PROCESS EQUIPMENT |  |  | 999.00 HP AW | [18 empty] | THREE PHASE HORIZ | HORIZONTAL | AW |  | XX |  |  |  | 0 °C |  | XX
5111207 | UNKNOWN | NJHH-16-EMTR-20 | BROWNING Supernatant #1 /MOTOR |  | NJBC | E | NJBC-CM-BROWN | P203 | INSV | INST | HUSSAARM | 2013-10-13 | BROWINING LANE |  |  |  |  | PROCESS EQUIPMENT |  |  | 999.00 HP AW | [18 empty] | THREE PHASE HORIZ | HORIZONTAL | AW |  | XX |  |  |  | 0 °C |  | XX
5110494 | UNKNOWN | NJHH-27-EMTR-1 | 30TH High Service #2 /MOTOR |  | NJBC | E | NJBC-CM-30TH. | P203 | INSV | INST | HUSSAARM | 2013-10-13 | 2940 SAUNDERS ST |  |  |  |  | PLANT TO DISTRIBUTION PUMP |  |  | 40.00 HP AW | [18 empty] | THREE PHASE HORIZ | HORIZONTAL | AW |  | XX |  |  |  | 0 °C |  | XX
5110495 | UNKNOWN | NJHH-27-EMTR-2 | 30TH High Service #3 /MOTOR |  | NJBC | E | NJBC-CM-30TH. | P203 | INSV | INST | HUSSAARM | 2013-10-13 | 2940 SAUNDERS ST |  |  |  |  | PLANT TO DISTRIBUTION PUMP |  |  | 999.00 HP AW | [18 empty] | THREE PHASE HORIZ | HORIZONTAL | AW |  | XX |  |  |  | 0 °C |  | XX
5110496 | UNKNOWN | NJHH-9-EMTR-17 | ASHLAND-W17 /MOTOR |  | NJBC | E | NJBC-CM-ASHLA-W17. | P203 | INSV | INST | HUSSAARM | 2013-10-13 | 107 ATLANTIC AVE |  |  |  |  | RAW WATER (GROUND) |  |  | 60.00 HP AW | [18 empty] | THREE PHASE VERT | VERTICAL | AW |  | XX |  |  |  | 0 °C |  | XX
5110497 | UNKNOWN | NJHH-9-EMTR-32 | ASHLAND-W32 /MOTOR |  | NJBC | E | NJBC-CM-ASHLA-W32. | P203 | INSV | INST | HUSSAARM | 2013-10-13 | 107 ATLANTIC AVE |  |  |  |  | RAW WATER (GROUND) |  |  | 50.00 HP AW | [18 empty] | THREE PHASE VERT | VERTICAL | AW |  | XX |  |  |  | 0 °C |  | XX
5110499 | US MOTORS | NJHH-16-EMTR-16 | BROWNING High Service #1 /MOTOR |  | NJBC | E | NJBC-CM-BROWN | P203 | INSV | INST | HUSSAARM | 2013-10-13 | BROWINING LANE |  |  |  |  | PLANT TO DISTRIBUTION PUMP | CONTINUOUS |  | 100.00 HP AW | B | [10 empty] | 404TS | [5 empty] | 1.15 | THREE PHASE HORIZ | HORIZONTAL | AW |  | 1800 |  |  |  | 0 °C | 460 | XX
5111200 | WESTINGHOUSE | NJHH-16-EMTR-17 | BROWNING High Service #2 /MOTOR |  | NJBC | E | NJBC-CM-BROWN | P203 | INSV | INST | HUSSAARM | 2013-10-13 | BROWINING LANE |  | 7402 |  |  | PLANT TO DISTRIBUTION PUMP | CONTINUOUS |  | 100.00 HP AW | B | [10 empty] | 404TS | [5 empty] | 1.15 | THREE PHASE HORIZ | HORIZONTAL | AW |  | 1800 |  |  |  | 0 °C | 460 | XX
5111206 | UNKNOWN |  | BROWNING SLDGE3 HLDINGTK 2 TRAIL /MOTOR |  | NJBC | E | NJBC-CM-BROWN | P203 | INSV | INST | HUSSAARM | 2013-10-13 | BROWINING LANE |  |  |  |  | PROCESS EQUIPMENT |  |  | 999.00 HP AW | [18 empty] | THREE PHASE VERT | HORIZONTAL | AW |  | XX |  |  |  | 0 °C |  | XX
5111205 | UNKNOWN | NJHH-16-EMTR-23 | BROWNING SLDGE2 CLARIF 2 HLDINGTK /MOTOR |  | NJBC | E | NJBC-CM-BROWN | P203 | INSV | INST | HUSSAARM | 2013-10-13 | BROWINING LANE |  |  |  |  | PROCESS EQUIPMENT |  |  | 999.00 HP AW | [18 empty] | THREE PHASE HORIZ | HORIZONTAL | AW |  | XX |  |  |  | 0 °C |  | XX
5111204 | UNKNOWN | NJHH-16-EMTR-22 | BROWNING SLDGE1 CLARIF 2 HLDINGTK /MOTOR |  | NJBC | E | NJBC-CM-BROWN | P203 | INSV | INST | HUSSAARM | 2013-10-13 | BROWINING LANE |  |  |  |  | PROCESS EQUIPMENT |  |  | 999.00 HP AW | [18 empty] | THREE PHASE HORIZ | HORIZONTAL | AW |  | XX |  |  |  | 0 °C |  | XX
5111202 | WESTINGHOUSE | NJHH-16-EMTR-18 | BROWNING High Service #3 /MOTOR |  | NJBC | E | NJBC-CM-BROWN | P203 | INSV | INST | HUSSAARM | 2013-10-13 | BROWINING LANE |  | 7402 |  |  | PLANT TO DISTRIBUTION PUMP | CONTINUOUS |  | 100.00 HP AW | [11 empty] | 404TS | [5 empty] | 1.15 | THREE PHASE HORIZ | HORIZONTAL | AW |  | 1800 |  |  |  | 0 °C | 460 | XX
5111203 | UNKNOWN |  | OLDORCHARD-W68 /MOTOR |  | NJBC | E | NJBC-CM-OLDOR-W68. | P203 | INSV | INST | HUSSAARM | 2013-10-13 | ROUTE 70 EAST AT OLD ORCHARD ROAD |  |  |  |  | RAW WATER (GROUND) |  |  | 100.00 HP AW | [18 empty] | SUBMERSIBLE MOT | VERTICAL | AW |  | XX | [5 empty] | XX
5188439 | GOULDS |  | HOME-W1 Well /MOTOR |  | NJBC | M | NJBC-HS-HOME.-W1.. | P203 | INSV | INST | TAYLORDM | 2014-06-03 | Wagon Wheel Drive |  |  | IP68 |  | RAW WATER (GROUND) | CONTINUOUS | 41/82 | 30.00 HP AW | E | [5 empty] | 6M304/IP68 |  |  |  |  | 286TPH | [5 empty] | 1.15 | SUBMERSIBLE MOT | XX | AW |  | 3500 |  |  |  | 80 °C |  | 230/460
5199146 | UNKNOWN |  | CENTRE (HADDFLD) DRV 1500 GPM PMP /MOTOR |  | NJBC | E | NJBC-CM-CENT. | P203 | INSV | INST | LOD_EAM_01 | 2015-05-28 | 555 CENTRE STREET | [7 empty] | 100.00 HP AW | [18 empty] | XX |  | AW
5199145 | UNKNOWN |  | CENTRE (HADDFLD) DRV 1100 GPM PMP /MOTOR |  | NJBC | E | NJBC-CM-CENT. | P203 | INSV | INST | LOD_EAM_01 | 2015-05-28 | 555 CENTRE STREET | [7 empty] | 75.00 HP AW | [18 empty] | XX |  | AW
5199127 | UNKNOWN |  | CENTRE (HADDFLD)-WL1B /MOTOR |  | NJBC | E | NJBC-CM-CENT.-WL1B | P203 | INSV | INST | LOD_EAM_01 | 2015-05-28 | 555 CENTRE STREET | [7 empty] | 50.00 HP AW | [18 empty] | XX |  | AW
5199126 | UNKNOWN |  | CENTRE (HADDFLD)-WL07 /MOTOR |  | NJBC | E | NJBC-CM-CENT.-WL07 | P203 | INSV | INST | LOD_EAM_01 | 2015-05-28 | 555 CENTRE STREET | [7 empty] | 100.00 HP AW | [18 empty] | XX |  | AW
5199125 | UNKNOWN |  | CENTRE (HADDFLD)-WL05 /MOTOR |  | NJBC | E | NJBC-CM-CENT.-WL05 | P203 | INSV | INST | LOD_EAM_01 | 2015-05-28 | 555 CENTRE STREET | [7 empty] | 50.00 HP AW | [18 empty] | XX |  | AW
5208310 | US ELECTRIC | NJHH-7-EMTR-67 | DRWTP-TRMT-OZNE Dest Blwr 1 /MOTOR |  | NJBC | E | NJBC-BU-DRWTP-TRMT-OZNE | P203 | INSV | INST | TAYLORDM | 2015-11-05 | 213 CARRIAGE LANE |  |  |  |  | PROCESS EQUIPMENT |  |  | 10.00 HP AW | [18 empty] | THREE PHASE HORIZ | XX | AW |  | XX |  |  |  | 0 °C | 460 | XX
5208311 | US ELECTRIC | NJHH-7-EMTR-68 | DRWTP-TRMT-OZNE Dest Blwr 2 /MOTOR |  | NJBC | E | NJBC-BU-DRWTP-TRMT-OZNE | P203 | INSV | INST | TAYLORDM | 2015-11-05 | 213 CARRIAGE LANE |  |  |  |  | PROCESS EQUIPMENT |  |  | 10.00 HP AW | [18 empty] | THREE PHASE HORIZ | XX | AW |  | XX |  |  |  | 0 °C | 460 | XX
5208312 | US ELECTRIC | NJHH-7-EMTR-69 | DRWTP-TRMT-OZNE Dest Blwr 3 /MOTOR |  | NJBC | E | NJBC-BU-DRWTP-TRMT-OZNE | P203 | INSV | INST | TAYLORDM | 2015-11-05 | 213 CARRIAGE LANE |  |  |  |  | PROCESS EQUIPMENT |  |  | 10.00 HP AW | [18 empty] | THREE PHASE HORIZ | XX | AW |  | XX |  |  |  | 0 °C | 460 | XX
5211328 | CENTURY |  | RANN WELL 2B /MOTOR |  | NJPG | E | NJPG-PG-RANN.-TRT. | P203 | INSV | INAC INST | LOD_EAM_02 | 2016-02-04 | 370 HARDING HWY | [7 empty] | 0.00 HP AW | [18 empty] | DC |  | AW
5211327 | LEESON |  | RANN KOH PUMP 3 /MOTOR |  | NJPG | E | NJPG-PG-RANN.-TRT. | P203 | INSV | INST | LOD_EAM_02 | 2016-02-04 | 370 HARDING HWY | [7 empty] | 0.00 HP AW | [18 empty] | DC |  | AW
5211326 | LEESON |  | RANN KOH PUMP 2 /MOTOR |  | NJPG | E | NJPG-PG-RANN.-TRT. | P203 | INSV | INST | LOD_EAM_02 | 2016-02-04 | 370 HARDING HWY | [7 empty] | 0.00 HP AW | [18 empty] | DC |  | AW
5211325 | LEESON |  | RANN KOH PUMP 1 /MOTOR |  | NJPG | E | NJPG-PG-RANN.-TRT. | P203 | INSV | INST | LOD_EAM_02 | 2016-02-04 | 370 HARDING HWY | [7 empty] | 0.00 HP AW | [18 empty] | DC |  | AW
5211324 | LEESON |  | RANN POST HYPO PUMP 2 /MOTOR |  | NJPG | E | NJPG-PG-RANN.-TRT. | P203 | INSV | INST | LOD_EAM_02 | 2016-02-04 | 370 HARDING HWY | [7 empty] | 0.00 HP AW | [18 empty] | DC |  | AW
5211323 | LEESON |  | RANN POST HYPO PUMP 1 /MOTOR |  | NJPG | E | NJPG-PG-RANN.-TRT. | P203 | INSV | INST | LOD_EAM_02 | 2016-02-04 | 370 HARDING HWY | [7 empty] | 0.00 HP AW | [18 empty] | DC |  | AW
5211322 | LEESON |  | RANN PRE HYPO PUMP 2 /MOTOR |  | NJPG | E | NJPG-PG-RANN.-TRT. | P203 | INSV | INST | LOD_EAM_02 | 2016-02-04 | 370 HARDING HWY | [7 empty] | 0.00 HP AW | [18 empty] | DC |  | AW
5211321 | LEESON |  | RANN PRE HYPO PUMP 1 /MOTOR |  | NJPG | E | NJPG-PG-RANN.-TRT. | P203 | INSV | INST | LOD_EAM_02 | 2016-02-04 | 370 HARDING HWY | [7 empty] | 0.00 HP AW | [18 empty] | DC |  | AW
5211320 | WEG |  | RANN DECANT PMP 2 /MOTOR |  | NJPG | E | NJPG-PG-RANN.-TRT. | P203 | INSV | INST | LOD_EAM_02 | 2016-02-04 | 370 HARDING HWY |  | 1015198926 | [5 empty] | 0.00 HP AW | [18 empty] | DC |  | AW | [5 empty] | 0 °C
5211319 | WEG |  | RANN DECANT PMP 1 /MOTOR |  | NJPG | E | NJPG-PG-RANN.-TRT. | P203 | INSV | INST | LOD_EAM_02 | 2016-02-04 | 370 HARDING HWY |  | 1015198926 | [5 empty] | 0.00 HP AW | [18 empty] | DC |  | AW | [5 empty] | 0 °C
5211318 | BALDOR |  | RANN SLUDGE PMP 2 /MOTOR |  | NJPG | E | NJPG-PG-RANN.-TRT. | P203 | INSV | INST | LOD_EAM_02 | 2016-02-04 | 370 HARDING HWY |  | F1309044024 | [5 empty] | 0.00 HP AW | [18 empty] | DC |  | AW | [5 empty] | 0 °C
5211317 | BALDOR |  | RANN SLUDGE PMP 1 /MOTOR |  | NJPG | E | NJPG-PG-RANN.-TRT. | P203 | INSV | INST | LOD_EAM_02 | 2016-02-04 | 370 HARDING HWY |  | F1309044024 | [5 empty] | 0.00 HP AW | [18 empty] | DC |  | AW | [5 empty] | 0 °C
5211316 | LEESON |  | RANN KOH TRANSFER PMP 2 /MOTOR |  | NJPG | E | NJPG-PG-RANN.-TRT. | P203 | INSV | INST | LOD_EAM_02 | 2016-02-04 | 370 HARDING HWY | [7 empty] | 0.00 HP AW | [18 empty] | DC |  | AW
5211315 | LEESON |  | RANN KOH TRANSFER PMP 1 /MOTOR |  | NJPG | E | NJPG-PG-RANN.-TRT. | P203 | INSV | INST | LOD_EAM_02 | 2016-02-04 | 370 HARDING HWY | [7 empty] | 0.00 HP AW | [18 empty] | DC |  | AW
5211314 | UNKNOWN |  | LAYT WELL 11A /MOTOR |  | NJPG | E | NJPG-PG-LAYT.-W11A | P203 | INSV | INST | LOD_EAM_02 | 2016-02-04 | 370 HARDING HWY |  | DT94 | [5 empty] | 0.00 HP AW | [18 empty] | DC |  | AW | [5 empty] | 0 °C
5211313 | UNKNOWN |  | RANN WELL 7 /MOTOR |  | NJPG | E | NJPG-PG-RANN.-W7.. | P203 | INSV | INST | LOD_EAM_02 | 2016-02-04 | 370 HARDING HWY |  | DT95 | [5 empty] | 0.00 HP AW | [18 empty] | DC |  | AW
5211702 | BALDOR |  | ELKAUIC BOOSTER PUMP 1 /MOTOR |  | NJBC | E | NJBC-GL-ELKAU | P203 | INSV | INST | TAYLORDM | 2016-03-09 | 603 AURA RD |  |  |  |  | DISTRIBUTION SYSTEM BOOSTER |  | 8.2/4.1 | 3.00 HP AW | [18 empty] | DC |  | AW |  | OTHER |  |  |  |  | 230/460
5211703 | BALDOR |  | ELKAUIC BOOSTER PUMP 2 /MOTOR |  | NJBC | E | NJBC-GL-ELKAU | P203 | INSV | INST | TAYLORDM | 2016-03-09 | 603 AURA RD |  |  |  |  | DISTRIBUTION SYSTEM BOOSTER |  | 8.2/4.1 | 3.00 HP AW | [18 empty] | DC |  | AW |  | OTHER |  |  |  |  | 230/460

## Mixer
Equipment |  | Inventory no. | Description | Full Name | AuthorizGroup | EquipCategory | Functional Loc. | Planning plant | User status | System status | Created by | Created on | Street | Size/dimens. | ManufSerialNo. | ManufPartNo. | Install. date | Application | BHP Rating | Flow UOM | Mixer Type | Owned By | RPM Operating | Special Mtn Note | Special Mtn Note Det
5145282 | UNKNOWN |  | PURE Lime Tank /MIXER |  | NJLO | M | NJLO-Z1-PURE. | P203 | INSV | INST | HUSSAARM | 2013-10-13 | 2255 High Hill Rd | [5 empty] | 0.00 HP AW |  | ROTATING MIXER | AW
5145279 | UNKNOWN |  | BIRCH Permanganate Tank /MIXER |  | NJLO | M | NJLO-Z1-BIRCH | P203 | INSV | INST | HUSSAARM | 2013-10-13 | 322 BIRCH CREEK ROAD | [5 empty] | 0.00 HP AW |  | ROTATING MIXER | AW
5145278 | UNKNOWN |  | BIRCH Lime Slurry Tank /MIXER |  | NJLO | M | NJLO-Z1-BIRCH | P203 | INSV | INST | HUSSAARM | 2013-10-13 | 322 BIRCH CREEK ROAD | [5 empty] | 0.00 HP AW |  | ROTATING MIXER | AW
5145270 | UNKNOWN |  | BECK Cationic Polymer Tank #1 /MIXER |  | NJLO | M | NJLO-Z1-BECK. | P203 | INSV | INST | HUSSAARM | 2013-10-13 | 1547 High Hill Rd | [5 empty] | 0.00 HP AW |  | ROTATING MIXER | AW
5145269 | UNKNOWN |  | BECK Permanganate Tank #1 /MIXER |  | NJLO | M | NJLO-Z1-BECK. | P203 | INSV | INST | HUSSAARM | 2013-10-13 | 1547 High Hill Rd | [5 empty] | 0.00 HP AW |  | ROTATING MIXER | AW
5145268 | UNKNOWN |  | BECK Lime Tank #2 /MIXER |  | NJLO | M | NJLO-Z1-BECK. | P203 | INSV | INST | HUSSAARM | 2013-10-13 | 1547 High Hill Rd | [5 empty] | 0.00 HP AW |  | ROTATING MIXER | AW
5145267 | UNKNOWN |  | BECK Lime Tank #1 /MIXER |  | NJLO | M | NJLO-Z1-BECK. | P203 | INSV | INST | HUSSAARM | 2013-10-13 | 1547 High Hill Rd | [5 empty] | 0.00 HP AW |  | ROTATING MIXER | AW
5130016 | UNKNOWN | NJHH-7-CTMP-11 | DRWTP-RSHS-PRES AGING TANK /MIXER |  | NJBC | M | NJBC-BU-DRWTP-RSHS-PRES | P203 | INSV | INST | HUSSAARM | 2013-10-13 | 213 CARRIAGE LANE |  |  |  |  | WATER PROCESSING | 0.00 HP AW |  | ROTATING MIXER | AW
5130014 | UNKNOWN | NJHH-7-CTMP-10 | DRWTP-RSHS-THCK AGING TANK /MIXER |  | NJBC | M | NJBC-BU-DRWTP-RSHS-THCK | P203 | INSV | INST | HUSSAARM | 2013-10-13 | 213 CARRIAGE LANE |  |  |  |  | WATER PROCESSING | 0.00 HP AW |  | ROTATING MIXER | AW
5130012 | PHILADELPHIA | NJHH-7-FLMX-11 | DRWTP-TRMT-MXBN RAPID #2 /MIXER |  | NJBC | M | NJBC-BU-DRWTP-TRMT-MXBN | P203 | INSV | INST | HUSSAARM | 2013-10-13 | 213 CARRIAGE LANE |  |  |  |  | WATER PROCESSING | 0.00 HP AW |  | ROTATING MIXER | AW
5130010 | PHILADELPHIA | NJHH-7-FLMX-10 | DRWTP-TRMT-MXBN RAPID #1 /MIXER |  | NJBC | M | NJBC-BU-DRWTP-TRMT-MXBN | P203 | INSV | INST | HUSSAARM | 2013-10-13 | 213 CARRIAGE LANE |  |  |  |  | WATER PROCESSING | 0.00 HP AW |  | ROTATING MIXER | AW
5130008 | UNKNOWN | NJHH-7-MSBT-10 | DRWTP-TRMT SBP DAY TANK /MIXER |  | NJBC | M | NJBC-BU-DRWTP-TRMT | P203 | INSV | INST | HUSSAARM | 2013-10-13 | 213 CARRIAGE LANE |  |  |  |  | WATER PROCESSING |  |  | ROTATING MIXER | AW
5130006 | UNKNOWN | NJHH-7-RHTK-4 | DRWTP-RSHS SLUDGE HOLDING TANK 2 /MIXER |  | NJBC | M | NJBC-BU-DRWTP-RSHS | P203 | INSV | INST | HUSSAARM | 2013-10-13 | 213 CARRIAGE LANE |  |  |  |  | WATER PROCESSING |  |  | ROTATING MIXER | AW
5130004 | UNKNOWN | NJHH-7-RHTK-3 | DRWTP-RSHS SLUDGE HOLDING TANK 1 /MIXER |  | NJBC | M | NJBC-BU-DRWTP-RSHS | P203 | INSV | INST | HUSSAARM | 2013-10-13 | 213 CARRIAGE LANE |  |  |  |  | WATER PROCESSING |  |  | ROTATING MIXER | AW
5130002 | UNKNOWN | NJHH-7-RETK-4 | DRWTP-RSHS SLUDGE EQ TANK 2 /MIXER |  | NJBC | M | NJBC-BU-DRWTP-RSHS | P203 | INSV | INST | HUSSAARM | 2013-10-13 | 213 CARRIAGE LANE |  |  |  |  | WATER PROCESSING |  |  | ROTATING MIXER | AW
5130000 | UNKNOWN | NJHH-7-RETK-3 | DRWTP-RSHS SLUDGE EQ TANK 1 /MIXER |  | NJBC | M | NJBC-BU-DRWTP-RSHS | P203 | INSV | INST | HUSSAARM | 2013-10-13 | 213 CARRIAGE LANE |  | 4650 410-0030096 |  |  | WATER PROCESSING |  |  | ROTATING MIXER | AW
5129990 | UNKNOWN | NJHH-7-MPMT-13 | DRWTP-LLPS KMnO4 TANK /MIXER |  | NJBC | M | NJBC-BU-DRWTP-LLPS | P203 | INSV | INST | HUSSAARM | 2013-10-13 | 213 CARRIAGE LANE |  |  |  |  | WATER PROCESSING |  |  | ROTATING MIXER | AW
5129989 | UNKNOWN | NJHH-7-MPMT-12 | DRWTP-RWPS KMnO4 TANK /MIXER |  | NJBC | M | NJBC-BU-DRWTP-RWPS | P203 | INSV | INST | HUSSAARM | 2013-10-13 | 213 CARRIAGE LN |  |  |  |  | WATER PROCESSING |  |  | ROTATING MIXER | AW
5129987 | UNKNOWN | NJHH-7-MPMT-11 | DRWTP-TRMT KMnO4 TANK B (WINDOW) /MIXER |  | NJBC | M | NJBC-BU-DRWTP-TRMT | P203 | INSV | INST | HUSSAARM | 2013-10-13 | 213 CARRIAGE LANE |  |  |  |  | WATER PROCESSING |  |  | ROTATING MIXER | AW
5129985 | UNKNOWN | NJHH-7-MPMT-10 | DRWTP-TRMT KMnO4 TANK A (DOOR) /MIXER |  | NJBC | M | NJBC-BU-DRWTP-TRMT | P203 | INSV | INST | HUSSAARM | 2013-10-13 | 213 CARRIAGE LANE |  |  |  |  | WATER PROCESSING |  |  | ROTATING MIXER | AW
5129983 | UNKNOWN | NJHH-7-MCST-11 | DRWTP-TRMT PAC TANK 2 (STAIRS) /MIXER |  | NJBC | M | NJBC-BU-DRWTP-TRMT | P203 | INSV | INST | HUSSAARM | 2013-10-13 | 213 CARRIAGE LANE |  |  |  |  | WATER PROCESSING | 0.00 HP AW |  | ROTATING MIXER | AW
5129981 | UNKNOWN | NJHH-7-MCST-10 | DRWTP-TRMT PAC TANK 2 (DOOR) /MIXER |  | NJBC | M | NJBC-BU-DRWTP-TRMT | P203 | INSV | INST | HUSSAARM | 2013-10-13 | 213 CARRIAGE LANE |  |  |  |  | WATER PROCESSING | 0.00 HP AW |  | ROTATING MIXER | AW
5129979 | UNKNOWN | NJHH-7-MLST-13 | DRWTP-TRMT SLURRY TANK OUTLET 2 /MIXER |  | NJBC | M | NJBC-BU-DRWTP-TRMT | P203 | INSV | INST | HUSSAARM | 2013-10-13 | 213 CARRIAGE LANE |  |  |  |  | WATER PROCESSING |  |  | ROTATING MIXER | AW
5129977 | UNKNOWN | NJHH-7-MLST-12 | DRWTP-TRMT SLURRY TANK INLET 2 /MIXER |  | NJBC | M | NJBC-BU-DRWTP-TRMT | P203 | INSV | INST | HUSSAARM | 2013-10-13 | 213 CARRIAGE LANE |  |  |  |  | WATER PROCESSING |  |  | ROTATING MIXER | AW
5129975 | UNKNOWN | NJHH-7-MLST-11 | DRWTP-TRMT SLURRY TANK OUTLET 1 /MIXER |  | NJBC | M | NJBC-BU-DRWTP-TRMT | P203 | INSV | INST | HUSSAARM | 2013-10-13 | 213 CARRIAGE LANE |  |  |  |  | WATER PROCESSING |  |  | ROTATING MIXER | AW
5129973 | UNKNOWN | NJHH-7-MLST-10 | DRWTP-TRMT SLURRY TANK INLET 1 /MIXER |  | NJBC | M | NJBC-BU-DRWTP-TRMT | P203 | INSV | INST | HUSSAARM | 2013-10-13 | 213 CARRIAGE LANE |  |  |  |  | WATER PROCESSING |  |  | ROTATING MIXER | AW
5129955 | UNKNOWN | NJHH-7-MCUT-10 | DRWTP-TRMT LLPS CuSO4 TANK /MIXER |  | NJBC | M | NJBC-BU-DRWTP-TRMT | P203 | INSV | INST | HUSSAARM | 2013-10-13 | 213 CARRIAGE LANE |  |  |  |  | WATER PROCESSING |  |  | ROTATING MIXER | AW
5097539 | UNKNOWN |  | WOOD Permanganate 2 /MIXER |  | NJBC | M | NJBC-MH-WOOD. | P203 | OOS | INAC INST | HUSSAARM | 2013-10-13 | WOODLANE RD |  |  |  |  | WATER PROCESSING | 0.00 HP AW |  | ROTATING MIXER | AW
5097518 | UNKNOWN |  | WOOD Permanganate 1 /MIXER |  | NJBC | M | NJBC-MH-WOOD. | P203 | OOS | INAC INST | HUSSAARM | 2013-10-13 | WOODLANE RD |  |  |  |  | WATER PROCESSING | 0.00 HP AW |  | ROTATING MIXER | AW
5097293 | UNKNOWN |  | LAYT Lime /MIXER |  | NJPG | M | NJPG-PG-LAYT. | P203 | OOS | INAC INST | HUSSAARM | 2013-10-13 | 51 N Pennsville Auburn Rd |  |  |  |  | WATER PROCESSING |  |  | ROTATING MIXER | AW
5097292 | UNKNOWN |  | RANN Lime /MIXER |  | NJPG | M | NJPG-PG-RANN. | P203 | OOS | INAC INST | HUSSAARM | 2013-10-13 | 370 HARDING HWY |  |  |  |  | WATER PROCESSING | 0.00 HP AW |  | ROTATING MIXER | AW
5097291 | UNKNOWN |  | RANN HTH /MIXER |  | NJPG | M | NJPG-PG-RANN. | P203 | OOS | INAC INST | HUSSAARM | 2013-10-13 | 370 HARDING HWY |  |  |  |  | WATER PROCESSING | 0.00 HP AW |  | ROTATING MIXER | AW
5096996 | UNKNOWN |  | MANS-PLT Permanganate /MIXER |  | NJBC | M | NJBC-MF-MANS.-PLT. | P203 | INSV | INST | HUSSAARM | 2013-10-13 | 3165 RTE 206 |  |  |  |  | WATER PROCESSING | 0.00 HP AW |  | ROTATING MIXER | AW
5096985 | UNKNOWN |  | HOME Permanganate /MIXER |  | NJBC | M | NJBC-HS-HOME. | P203 | INSV | INST | HUSSAARM | 2013-10-13 | JACK HEDDING ROAD |  |  |  |  | WATER PROCESSING | 0.00 HP AW |  | ROTATING MIXER | AW

## Kit
Equipment |  | Inventory no. | Description | Full Name | AuthorizGroup | EquipCategory | Functional Loc. | Planning plant | User status | System status | Created by | Created on | Street | Size/dimens. | ManufSerialNo. | ManufPartNo. | Install. date | Kit Type | Owned By | Retest Required | Special Mtn Note | Special Mtn Note Det
5107725 | NEW PIG |  | DRWTP-TRMT-LIME SPILL /KIT |  | NJBC | K | NJBC-BU-DRWTP-TRMT-LIME | P203 | INSV | INST | HUSSAARM | 2013-10-13 | 213 CARRIAGE LANE |  |  |  |  | SPILL KIT | AW | Y
5107727 | NEW PIG |  | DRWTP-TRMT-SBPS SPILL /KIT |  | NJBC | K | NJBC-BU-DRWTP-TRMT-SBPS | P203 | INSV | INST | HUSSAARM | 2013-10-13 | 213 CARRIAGE LANE |  |  |  |  | SPILL KIT | AW | Y
5107729 | NEW PIG |  | DRWTP-TRMT HAZ MAT SPILL #2 /KIT |  | NJBC | K | NJBC-BU-DRWTP-TRMT | P203 | INSV | INST | HUSSAARM | 2013-10-13 | 213 CARRIAGE LANE |  |  |  |  | SPILL KIT | AW | Y
5107730 | UNKNOWN |  | DRWTP-TRMT-FERR SPILL /KIT |  | NJBC | K | NJBC-BU-DRWTP-TRMT-FERR | P203 | INSV | INST | HUSSAARM | 2013-10-13 | 213 CARRIAGE LANE |  | KIT303 |  |  | SPILL KIT | AW | Y
5107732 | NEW PIG |  | DRWTP-TRMT POLYMER AREA SPILL /KIT |  | NJBC | K | NJBC-BU-DRWTP-TRMT | P203 | INSV | INST | HUSSAARM | 2013-10-13 | 213 CARRIAGE LANE |  |  |  |  | SPILL KIT | AW | Y
5107734 | NEW PIG |  | DRWTP-TRMT STNDBY GEN RM SPILL #5 /KIT |  | NJBC | K | NJBC-BU-DRWTP-TRMT | P203 | INSV | INST | HUSSAARM | 2013-10-13 | 213 CARRIAGE LANE |  |  |  |  | SPILL KIT | AW | Y
5107736 | NEW PIG |  | DRWTP-HSPS SPILL /KIT |  | NJBC | K | NJBC-BU-DRWTP-HSPS | P203 | INSV | INST | HUSSAARM | 2013-10-13 | 213 CARRIAGE LANE |  |  |  |  | SPILL KIT | AW | Y
5107737 | NEW PIG |  | DRWTP-RSHS-PRES BELT PRSS SPILL /KIT |  | NJBC | K | NJBC-BU-DRWTP-RSHS-PRES | P203 | INSV | INST | HUSSAARM | 2013-10-13 | 213 CARRIAGE LANE |  |  |  |  | SPILL KIT | AW | Y
5107739 | NEW PIG |  | DRWTP-RWPS SPILL /KIT |  | NJBC | K | NJBC-BU-DRWTP-RWPS | P203 | INSV | INST | HUSSAARM | 2013-10-13 | 213 CARRIAGE LN |  | LS422904 |  |  | SPILL KIT | AW | Y
5120814 | UNKNOWN |  | RANN A Kit /KIT |  | NJPG | K | NJPG-PG-RANN. | P203 | OOS | INAC INST | HUSSAARM | 2013-10-13 | 370 HARDING HWY |  |  |  |  | CHLORINE A KIT | AW
5125986 | UNKNOWN |  | DRWTP Garage /FIRST AID KIT |  | NJBC | K | NJBC-BU-DRWTP | P203 | INSV | INST | HUSSAARM | 2013-10-13 | 213 CARRIAGE LANE |  |  |  |  | SAFETY KIT | AW
5125987 | UNKNOWN |  | DRWTP Ready Room /FIRST AID KIT |  | NJBC | K | NJBC-BU-DRWTP | P203 | INSV | INST | HUSSAARM | 2013-10-13 | 213 CARRIAGE LANE |  |  |  |  | SAFETY KIT | AW
5149024 | UNKNOWN | NJHH-7-CLBK-1 | DRWTP-TRMT CL2 B B-12493 /KIT |  | NJBC | K | NJBC-BU-DRWTP-TRMT | P203 | INSV | INST | HUSSAARM | 2013-10-13 | 213 CARRIAGE LANE |  |  |  |  | CHLORINE B KIT | AW | Y
5149027 | UNKNOWN | NJHH-7-CLBK-2 | DRWTP-TRMT CL2 B B-11442 /KIT |  | NJBC | K | NJBC-BU-DRWTP-TRMT | P203 | INSV | INST | HUSSAARM | 2013-10-13 | 213 CARRIAGE LANE |  |  |  |  | CHLORINE B KIT | AW | Y
5211310 | UNKNOWN |  | RANN KOH RM SPILL KIT /KIT |  | NJPG | K | NJPG-PG-RANN. | P203 | INSV | INST | LOD_EAM_02 | 2016-02-04 | 370 HARDING HWY |  |  |  |  | SPILL KIT | AW
5211311 | UNKNOWN |  | RANN HYPO RM SPILL KIT /KIT |  | NJPG | K | NJPG-PG-RANN. | P203 | INSV | INST | LOD_EAM_02 | 2016-02-04 | 370 HARDING HWY |  |  |  |  | SPILL KIT | AW
5211312 | UNKNOWN |  | RANN KLENPHOS RM SPILL KIT /KIT |  | NJPG | K | NJPG-PG-RANN. | P203 | INSV | INST | LOD_EAM_02 | 2016-02-04 | 370 HARDING HWY |  |  |  |  | SPILL KIT | AW

## Instrument Switch
Equipment |  | Inventory no. | Description | Full Name | AuthorizGroup | EquipCategory | Functional Loc. | Planning plant | User status | System status | Created by | Created on | Street | Size/dimens. | ManufSerialNo. | ManufPartNo. | Install. date | Instrument Range | Instrument UOM | Loop Power | NEMA Enclosure | On SCADA? | Output Type | Owned By | Special Mtn Note | Special Mtn Note Det | Switch Type
5132822 | UNKNOWN | NJHH-7-IPSW-12 | DRWTP-TRMT-OZNE GEN3 LOLO PRES/SWITCH |  | NJBC | 6 | NJBC-BU-DRWTP-TRMT-OZNE | P203 | INSV | INST | HUSSAARM | 2013-10-13 | 213 CARRIAGE LANE | [5 empty] | PSI |  |  | Y |  | AW |  |  | PRESSURE SW
5132821 | UNKNOWN | NJHH-7-IPSW-11 | DRWTP-TRMT-OZNE GEN2 LOLO PRES/SWITCH |  | NJBC | 6 | NJBC-BU-DRWTP-TRMT-OZNE | P203 | INSV | INST | HUSSAARM | 2013-10-13 | 213 CARRIAGE LANE | [5 empty] | PSI |  |  | Y |  | AW |  |  | PRESSURE SW
5132819 | UNKNOWN | NJHH-7-IPSW-10 | DRWTP-TRMT-OZNE GEN1 LOLO PRES/SWITCH |  | NJBC | 6 | NJBC-BU-DRWTP-TRMT-OZNE | P203 | INSV | INST | HUSSAARM | 2013-10-13 | 213 CARRIAGE LANE | [5 empty] | PSI |  |  | Y |  | AW |  |  | PRESSURE SW
5132439 | UNKNOWN | NJHH-7-ITMS-27 | DRWTP-TRMT-OZNE PSU3 INVR HI TMP/SWITCH |  | NJBC | 6 | NJBC-BU-DRWTP-TRMT-OZNE | P203 | INSV | INST | HUSSAARM | 2013-10-13 | 213 CARRIAGE LANE |  | IL28-3 |  |  |  | DEG C |  |  | N |  | AW |  |  | TEMPERATURE SW
5132437 | UNKNOWN | NJHH-7-ITMS-26 | DRWTP-TRMT-OZNE PSU2 INVR HI TMP/SWITCH |  | NJBC | 6 | NJBC-BU-DRWTP-TRMT-OZNE | P203 | INSV | INST | HUSSAARM | 2013-10-13 | 213 CARRIAGE LANE |  | IL28-2 |  |  |  | DEG C |  |  | N |  | AW |  |  | TEMPERATURE SW
5132435 | UNKNOWN | NJHH-7-ITMS-25 | DRWTP-TRMT-OZNE PSU1 INVR HI TMP/SWITCH |  | NJBC | 6 | NJBC-BU-DRWTP-TRMT-OZNE | P203 | INSV | INST | HUSSAARM | 2013-10-13 | 213 CARRIAGE LANE |  | IL28-1 |  |  |  | DEG C |  |  | N |  | AW |  |  | TEMPERATURE SW
5132433 | UNKNOWN | NJHH-7-ITMS-24 | DRWTP-TRMT-OZNE GEN3 CL HIHI TMP/SWITCH |  | NJBC | 6 | NJBC-BU-DRWTP-TRMT-OZNE | P203 | INSV | INST | HUSSAARM | 2013-10-13 | 213 CARRIAGE LANE |  | TSHH-336 |  |  |  | DEG C |  |  | N |  | AW |  |  | TEMPERATURE SW
5132431 | UNKNOWN | NJHH-7-ITMS-23 | DRWTP-TRMT-OZNE GEN2 CL HIHI TMP/SWITCH |  | NJBC | 6 | NJBC-BU-DRWTP-TRMT-OZNE | P203 | INSV | INST | HUSSAARM | 2013-10-13 | 213 CARRIAGE LANE |  | TSHH-326 |  |  |  | DEG C |  |  | N |  | AW |  |  | TEMPERATURE SW
5132429 | UNKNOWN | NJHH-7-ITMS-22 | DRWTP-TRMT-OZNE GEN1 CL HIHI TMP/SWITCH |  | NJBC | 6 | NJBC-BU-DRWTP-TRMT-OZNE | P203 | INSV | INST | HUSSAARM | 2013-10-13 | 213 CARRIAGE LANE |  | TSHH-316 |  |  |  | DEG C |  |  | N |  | AW |  |  | TEMPERATURE SW
5132427 | UNKNOWN | NJHH-7-ITMS-21 | DRWTP-TRMT-OZNE GEN3 CL HI TMP/SWITCH |  | NJBC | 6 | NJBC-BU-DRWTP-TRMT-OZNE | P203 | INSV | INST | HUSSAARM | 2013-10-13 | 213 CARRIAGE LANE |  | TSH-336 |  |  |  | DEG C |  |  | N |  | AW |  |  | TEMPERATURE SW
5132424 | UNKNOWN | NJHH-7-ITMS-20 | DRWTP-TRMT-OZNE GEN2 CL HI TMP/SWITCH |  | NJBC | 6 | NJBC-BU-DRWTP-TRMT-OZNE | P203 | INSV | INST | HUSSAARM | 2013-10-13 | 213 CARRIAGE LANE |  | TSH-326 |  |  |  | DEG C |  |  | N |  | AW |  |  | TEMPERATURE SW
5132422 | UNKNOWN | NJHH-7-ITMS-19 | DRWTP-TRMT-OZNE GEN1 CWR HI TMP SWITCH |  | NJBC | 6 | NJBC-BU-DRWTP-TRMT-OZNE | P203 | INSV | INST | HUSSAARM | 2013-10-13 | 213 CARRIAGE LANE |  | TSH-316 |  |  |  | DEG C |  |  | N |  | AW |  |  | TEMPERATURE SW
5132420 | UNKNOWN | NJHH-7-ITMS-18 | DRWTP-TRMT-OZNE GEN3 OT HIHI TMP/SWITCH |  | NJBC | 6 | NJBC-BU-DRWTP-TRMT-OZNE | P203 | INSV | INST | HUSSAARM | 2013-10-13 | 213 CARRIAGE LANE |  | TSHH-332 |  |  |  | DEG C |  |  | N |  | AW |  |  | TEMPERATURE SW
5132417 | UNKNOWN | NJHH-7-ITMS-17 | DRWTP-TRMT-OZNE GEN2 OT HIHI TMP/SWITCH |  | NJBC | 6 | NJBC-BU-DRWTP-TRMT-OZNE | P203 | INSV | INST | HUSSAARM | 2013-10-13 | 213 CARRIAGE LANE |  | TSHH-322 |  |  |  | DEG C |  |  | N |  | AW |  |  | TEMPERATURE SW
5132416 | UNKNOWN | NJHH-7-ITMS-16 | DRWTP-TRMT-OZNE GEN1 OT HIHI TMP/SWITCH |  | NJBC | 6 | NJBC-BU-DRWTP-TRMT-OZNE | P203 | INSV | INST | HUSSAARM | 2013-10-13 | 213 CARRIAGE LANE |  | TSHH-312 |  |  |  | DEG C |  |  | N |  | AW |  |  | TEMPERATURE SW
5132415 | UNKNOWN | NJHH-7-ITMS-15 | DRWTP-TRMT-OZNE GEN3 OT HI TMP/SWITCH |  | NJBC | 6 | NJBC-BU-DRWTP-TRMT-OZNE | P203 | INSV | INST | HUSSAARM | 2013-10-13 | 213 CARRIAGE LANE |  | TSH-332 |  |  |  | DEG C |  |  | N |  | AW |  |  | TEMPERATURE SW
5132414 | UNKNOWN | NJHH-7-ITMS-14 | DRWTP-TRMT-OZNE GEN2 OT HI TMP/SWITCH |  | NJBC | 6 | NJBC-BU-DRWTP-TRMT-OZNE | P203 | INSV | INST | HUSSAARM | 2013-10-13 | 213 CARRIAGE LANE |  | TSH-322 |  |  |  | DEG C |  |  | N |  | AW |  |  | TEMPERATURE SW
5132413 | UNKNOWN | NJHH-7-ITMS-13 | DRWTP-TRMT-OZNE GEN1 OT HI TMP/SWITCH |  | NJBC | 6 | NJBC-BU-DRWTP-TRMT-OZNE | P203 | INSV | INST | HUSSAARM | 2013-10-13 | 213 CARRIAGE LANE |  | TSH-312 |  |  |  | DEG C |  |  | N |  | AW |  |  | TEMPERATURE SW
5132412 | UNKNOWN | NJHH-7-ITMS-12 | DRWTP-TRMT-OZNE GEN3 IN HI TMP/SWITCH |  | NJBC | 6 | NJBC-BU-DRWTP-TRMT-OZNE | P203 | INSV | INST | HUSSAARM | 2013-10-13 | 213 CARRIAGE LANE |  | TSH-330 |  |  |  | DEG C |  |  | N |  | AW |  |  | TEMPERATURE SW
5132411 | UNKNOWN | NJHH-7-ITMS-11 | DRWTP-TRMT-OZNE GEN2 IN HI TMP/SWITCH |  | NJBC | 6 | NJBC-BU-DRWTP-TRMT-OZNE | P203 | INSV | INST | HUSSAARM | 2013-10-13 | 213 CARRIAGE LANE |  | TSH-320 |  |  |  | DEG C |  |  | N |  | AW |  |  | TEMPERATURE SW
5132410 | UNKNOWN | NJHH-7-ITMS-10 | DRWTP-TRMT-OZNE GEN1 IN HI TMP/SWITCH |  | NJBC | 6 | NJBC-BU-DRWTP-TRMT-OZNE | P203 | INSV | INST | HUSSAARM | 2013-10-13 | 213 CARRIAGE LANE |  | TSH-310 |  |  |  | DEG C |  |  | N |  | AW |  |  | TEMPERATURE SW
5132406 | UNKNOWN | NJHH-7-IPRS-29 | DRWTP-RSHS FLT PRES PMP 3 PRES/SWITCH |  | NJBC | 6 | NJBC-BU-DRWTP-RSHS | P203 | INSV | INST | HUSSAARM | 2013-10-13 | 213 CARRIAGE LANE | [5 empty] | PSI |  |  | N |  | AW |  |  | PRESSURE SW
5132405 | UNKNOWN | NJHH-7-IPRS-28 | DRWTP-RSHS FLT PRES PMP 2 PRES/SWITCH |  | NJBC | 6 | NJBC-BU-DRWTP-RSHS | P203 | INSV | INST | HUSSAARM | 2013-10-13 | 213 CARRIAGE LANE | [5 empty] | PSI |  |  | N |  | AW |  |  | PRESSURE SW
5132404 | UNKNOWN | NJHH-7-IPRS-27 | DRWTP-RSHS FLT PRES PMP 1 PRES/SWITCH |  | NJBC | 6 | NJBC-BU-DRWTP-RSHS | P203 | INSV | INST | HUSSAARM | 2013-10-13 | 213 CARRIAGE LANE | [5 empty] | PSI |  |  | N |  | AW |  |  | PRESSURE SW
5132403 | UNKNOWN | NJHH-7-IPRS-26 | DRWTP-RSHS THCK RES PMP 2 PRES/SWITCH |  | NJBC | 6 | NJBC-BU-DRWTP-RSHS | P203 | INSV | INST | HUSSAARM | 2013-10-13 | 213 CARRIAGE LANE | [5 empty] | PSI |  |  | N |  | AW |  |  | PRESSURE SW
5132402 | UNKNOWN | NJHH-7-IPRS-25 | DRWTP-RSHS THCK RES PMP 1 PRES/SWITCH |  | NJBC | 6 | NJBC-BU-DRWTP-RSHS | P203 | INSV | INST | HUSSAARM | 2013-10-13 | 213 CARRIAGE LANE | [5 empty] | PSI |  |  | N |  | AW |  |  | PRESSURE SW
5132401 | UNKNOWN | NJHH-7-IPRS-24 | DRWTP-RSHS THCK FD PMP 2 PRES/SWITCH |  | NJBC | 6 | NJBC-BU-DRWTP-RSHS | P203 | INSV | INST | HUSSAARM | 2013-10-13 | 213 CARRIAGE LANE | [5 empty] | PSI |  |  | N |  | AW |  |  | PRESSURE SW
5132400 | UNKNOWN | NJHH-7-IPRS-23 | DRWTP-RSHS THCK FD PMP 1 PRES/SWITCH |  | NJBC | 6 | NJBC-BU-DRWTP-RSHS | P203 | INSV | INST | HUSSAARM | 2013-10-13 | 213 CARRIAGE LANE | [5 empty] | PSI |  |  | N |  | AW |  |  | PRESSURE SW
5131899 | UNKNOWN | NJHH-7-IPRS-22 | DRWTP-HSPS BACKWASH PMP 2 PRES/SWITCH |  | NJBC | 6 | NJBC-BU-DRWTP-HSPS | P203 | INSV | INST | HUSSAARM | 2013-10-13 | 213 CARRIAGE LANE | [5 empty] | PSI |  |  | N |  | AW |  |  | PRESSURE SW
5156764 | UNKNOWN |  | DRWTP-TRMT-OZNE GEN4 LOLO PRES/SWITCH |  | NJBC | 6 | NJBC-BU-DRWTP-TRMT-OZNE | P203 | INSV | INST | HUSSAARM | 2013-10-13 | 213 CARRIAGE LANE | [5 empty] | PSI |  |  | Y |  | AW |  |  | PRESSURE SW
5156763 | UNKNOWN |  | DRWTP-TRMT-OZNE GEN4LO O2 INPRES /SWITCH |  | NJBC | 6 | NJBC-BU-DRWTP-TRMT-OZNE | P203 | INSV | INST | HUSSAARM | 2013-10-13 | 213 CARRIAGE LANE | [5 empty] | PSI |  |  | Y |  | AW |  |  | PRESSURE SW
5156761 | UNKNOWN |  | DRWTP-TRMT-OZNE GEN4 HIHI PRES/SWITCH |  | NJBC | 6 | NJBC-BU-DRWTP-TRMT-OZNE | P203 | INSV | INST | HUSSAARM | 2013-10-13 | 213 CARRIAGE LANE | [5 empty] | PSI |  |  | Y |  | AW |  |  | PRESSURE SW
5156759 | UNKNOWN |  | DRWTP-TRMT-OZNE GEN4HI O2 INPRES /SWITCH |  | NJBC | 6 | NJBC-BU-DRWTP-TRMT-OZNE | P203 | INSV | INST | HUSSAARM | 2013-10-13 | 213 CARRIAGE LANE | [5 empty] | PSI |  |  | Y |  | AW |  |  | PRESSURE SW
5156757 | UNKNOWN |  | DRWTP-TRMT-OZNE GEN4 HI PSU PRES/SWITCH |  | NJBC | 6 | NJBC-BU-DRWTP-TRMT-OZNE | P203 | INSV | INST | HUSSAARM | 2013-10-13 | 213 CARRIAGE LANE | [5 empty] | PSI |  |  | Y |  | AW |  |  | PRESSURE SW
5156755 | UNKNOWN |  | DRWTP-TRMT-OZNE GEN4 HI O2 INPRES/SWITCH |  | NJBC | 6 | NJBC-BU-DRWTP-TRMT-OZNE | P203 | INSV | INST | HUSSAARM | 2013-10-13 | 213 CARRIAGE LANE | [5 empty] | PSI |  |  | Y |  | AW |  |  | PRESSURE SW
5156754 | UNKNOWN |  | DRWTP-TRMT-OZNE GEN4 HI CL PRES/SWITCH |  | NJBC | 6 | NJBC-BU-DRWTP-TRMT-OZNE | P203 | INSV | INST | HUSSAARM | 2013-10-13 | 213 CARRIAGE LANE | [5 empty] | PSI |  |  | Y |  | AW |  |  | PRESSURE SW
5132875 | UNKNOWN | NJHH-7-IFLS-12 | DRWTP-TRMT-OZNE GEN3 HI PSU FLO/SWITCH |  | NJBC | 6 | NJBC-BU-DRWTP-TRMT-OZNE | P203 | INSV | INST | HUSSAARM | 2013-10-13 | 213 CARRIAGE LANE | [8 empty] | N |  | AW |  |  | FLOW SW
5132873 | UNKNOWN | NJHH-7-IFLS-11 | DRWTP-TRMT-OZNE GEN2 HI PSU FLO/SWITCH |  | NJBC | 6 | NJBC-BU-DRWTP-TRMT-OZNE | P203 | INSV | INST | HUSSAARM | 2013-10-13 | 213 CARRIAGE LANE | [8 empty] | N |  | AW |  |  | FLOW SW
5132871 | UNKNOWN | NJHH-7-IFLS-10 | DRWTP-TRMT-OZNE GEN1 HI PSU FLO/SWITCH |  | NJBC | 6 | NJBC-BU-DRWTP-TRMT-OZNE | P203 | INSV | INST | HUSSAARM | 2013-10-13 | 213 CARRIAGE LANE | [8 empty] | N |  | AW |  |  | FLOW SW
5132869 | UNKNOWN | NJHH-7-IPG-10 | DRWTP-TRMT-OZNE GEN1 HIHI GASPRES/SWITCH |  | NJBC | 6 | NJBC-BU-DRWTP-TRMT-OZNE | P203 | INSV | INST | HUSSAARM | 2013-10-13 | 213 CARRIAGE LANE | [5 empty] | PSI |  |  | N |  | AW |  |  | PRESSURE SW
5132853 | UNKNOWN | NJHH-7-IPSW-33 | DRWTP-TRMT-OZNE GEN3HI O2 INPRES /SWITCH |  | NJBC | 6 | NJBC-BU-DRWTP-TRMT-OZNE | P203 | INSV | INST | HUSSAARM | 2013-10-13 | 213 CARRIAGE LANE |  | PSHH-330 |  |  |  | PSI |  |  | N |  | AW |  |  | PRESSURE SW
5132852 | UNKNOWN | NJHH-7-IPSW-32 | DRWTP-TRMT-OZNE GEN2HI O2 INPRES /SWITCH |  | NJBC | 6 | NJBC-BU-DRWTP-TRMT-OZNE | P203 | INSV | INST | HUSSAARM | 2013-10-13 | 213 CARRIAGE LANE |  | PSHH-320 |  |  |  | PSI |  |  | N |  | AW |  |  | PRESSURE SW
5132851 | UNKNOWN | NJHH-7-IPSW-31 | DRWTP-TRMT-OZNE GEN1HI O2 INPRES /SWITCH |  | NJBC | 6 | NJBC-BU-DRWTP-TRMT-OZNE | P203 | INSV | INST | HUSSAARM | 2013-10-13 | 213 CARRIAGE LANE |  | PSHH-310 |  |  |  | PSI |  |  | N |  | AW |  |  | PRESSURE SW
5132850 | UNKNOWN | NJHH-7-IPSW-30 | DRWTP-TRMT-OZNE GEN3 HI O2 INPRES/SWITCH |  | NJBC | 6 | NJBC-BU-DRWTP-TRMT-OZNE | P203 | INSV | INST | HUSSAARM | 2013-10-13 | 213 CARRIAGE LANE |  | PSH-330 |  |  |  | PSI |  |  | N |  | AW |  |  | PRESSURE SW
5132848 | UNKNOWN | NJHH-7-IPSW-29 | DRWTP-TRMT-OZNE GEN2 HI O2 INPRES/SWITCH |  | NJBC | 6 | NJBC-BU-DRWTP-TRMT-OZNE | P203 | INSV | INST | HUSSAARM | 2013-10-13 | 213 CARRIAGE LANE |  | PSH-320 |  |  |  | PSI |  |  | N |  | AW |  |  | PRESSURE SW
5132847 | UNKNOWN | NJHH-7-IPSW-28 | DRWTP-TRMT-OZNE GEN1 HI O2 INPRES/SWITCH |  | NJBC | 6 | NJBC-BU-DRWTP-TRMT-OZNE | P203 | INSV | INST | HUSSAARM | 2013-10-13 | 213 CARRIAGE LANE |  | PSH-310 |  |  |  | PSI |  |  | N |  | AW |  |  | PRESSURE SW
5132845 | UNKNOWN | NJHH-7-IPSW-27 | DRWTP-TRMT-OZNE GEN3LO O2 INPRES /SWITCH |  | NJBC | 6 | NJBC-BU-DRWTP-TRMT-OZNE | P203 | INSV | INST | HUSSAARM | 2013-10-13 | 213 CARRIAGE LANE |  | PSLL-330 |  |  |  | PSI |  |  | N |  | AW |  |  | PRESSURE SW
5132843 | UNKNOWN | NJHH-7-IPSW-26 | DRWTP-TRMT-OZNE GEN2LO O2 INPRES /SWITCH |  | NJBC | 6 | NJBC-BU-DRWTP-TRMT-OZNE | P203 | INSV | INST | HUSSAARM | 2013-10-13 | 213 CARRIAGE LANE |  | PSLL-320 |  |  |  | PSI |  |  | N |  | AW |  |  | PRESSURE SW
5132841 | UNKNOWN | NJHH-7-IPSW-25 | DRWTP-TRMT-OZNE GEN1LO O2 INPRES /SWITCH |  | NJBC | 6 | NJBC-BU-DRWTP-TRMT-OZNE | P203 | INSV | INST | HUSSAARM | 2013-10-13 | 213 CARRIAGE LANE |  | PSLL-310 |  |  |  | PSI |  |  | N |  | AW |  |  | PRESSURE SW
5132840 | UNKNOWN | NJHH-7-IPSW-24 | DRWTP-TRMT-OZNE GEN3 HI PSU PRES/SWITCH |  | NJBC | 6 | NJBC-BU-DRWTP-TRMT-OZNE | P203 | INSV | INST | HUSSAARM | 2013-10-13 | 213 CARRIAGE LANE |  | PSH-334 |  |  |  | PSI |  |  | N |  | AW |  |  | PRESSURE SW
5132838 | UNKNOWN | NJHH-7-IPSW-23 | DRWTP-TRMT-OZNE GEN2 HI PSU PRES/SWITCH |  | NJBC | 6 | NJBC-BU-DRWTP-TRMT-OZNE | P203 | INSV | INST | HUSSAARM | 2013-10-13 | 213 CARRIAGE LANE |  | PSH-324 |  |  |  | PSI |  |  | N |  | AW |  |  | PRESSURE SW
5132836 | UNKNOWN | NJHH-7-IPSW-22 | DRWTP-TRMT-OZNE GEN1 HI PSU PRES/SWITCH |  | NJBC | 6 | NJBC-BU-DRWTP-TRMT-OZNE | P203 | INSV | INST | HUSSAARM | 2013-10-13 | 213 CARRIAGE LANE |  | PSH-314 |  |  |  | PSI |  |  | N |  | AW |  |  | PRESSURE SW
5132834 | UNKNOWN | NJHH-7-IPSW-21 | DRWTP-TRMT-OZNE GEN3 HI CL PRES/SWITCH |  | NJBC | 6 | NJBC-BU-DRWTP-TRMT-OZNE | P203 | INSV | INST | HUSSAARM | 2013-10-13 | 213 CARRIAGE LANE |  | PSH-335 |  |  |  | PSI |  |  | N |  | AW |  |  | PRESSURE SW
5132832 | UNKNOWN | NJHH-7-IPSW-20 | DRWTP-TRMT-OZNE GEN2 HI CL PRES/SWITCH |  | NJBC | 6 | NJBC-BU-DRWTP-TRMT-OZNE | P203 | INSV | INST | HUSSAARM | 2013-10-13 | 213 CARRIAGE LANE |  | PSH-325 |  |  |  | PSI |  |  | N |  | AW |  |  | PRESSURE SW
5132830 | UNKNOWN | NJHH-7-IPSW-19 | DRWTP-TRMT-OZNE GEN1 HI CL PRES/SWITCH |  | NJBC | 6 | NJBC-BU-DRWTP-TRMT-OZNE | P203 | INSV | INST | HUSSAARM | 2013-10-13 | 213 CARRIAGE LANE |  | PSH-315 |  |  |  | PSI |  |  | N |  | AW |  |  | PRESSURE SW
5132828 | UNKNOWN | NJHH-7-IPSW-18 | DRWTP-TRMT-OZNE GEN3 HIHI PRES/SWITCH |  | NJBC | 6 | NJBC-BU-DRWTP-TRMT-OZNE | P203 | INSV | INST | HUSSAARM | 2013-10-13 | 213 CARRIAGE LANE |  | PSHH-330 |  |  |  | PSI |  |  | Y |  | AW |  |  | PRESSURE SW
5132826 | UNKNOWN | NJHH-7-IPSW-17 | DRWTP-TRMT-OZNE GEN2 HIHI PRES/SWITCH |  | NJBC | 6 | NJBC-BU-DRWTP-TRMT-OZNE | P203 | INSV | INST | HUSSAARM | 2013-10-13 | 213 CARRIAGE LANE |  | PSHH-320 |  |  |  | PSI |  |  | Y |  | AW |  |  | PRESSURE SW
5132824 | UNKNOWN | NJHH-7-IPSW-16 | DRWTP-TRMT-OZNE GEN1 HIHI PRES/SWITCH |  | NJBC | 6 | NJBC-BU-DRWTP-TRMT-OZNE | P203 | INSV | INST | HUSSAARM | 2013-10-13 | 213 CARRIAGE LANE |  | PSHH-310 |  |  |  | PSI |  |  | Y |  | AW |  |  | PRESSURE SW
5117195 | UNKNOWN |  | WOODBURY Level Alarm /SWITCH |  | NJBC | 6 | NJBC-GL-WOODB | P203 | INSV | INST | HUSSAARM | 2013-10-13 | 770 Clearview Ave | [8 empty] | Y |  | AW |  |  | LEVEL SW
5117150 | UNKNOWN |  | DEPTCLIC Level Alarm /SWITCH |  | NJBC | 6 | NJBC-GL-DEPTC | P203 | INSV | INST | HUSSAARM | 2013-10-13 | 1570 CLEMENTS BRIDGE RD | [10 empty] | AW |  |  | LEVEL SW
5117137 | ALLEN BRADLEY |  | STATION-BAR Pressure /SWITCH |  | NJBC | 6 | NJBC-CM-STATI-BAR. | P203 | INSV | INST | HUSSAARM | 2013-10-13 | 2 STATION AVE |  |  |  |  | 4/150 | PSI | Y | 1,2 INDOOR | Y | 4-20MA | AW |  |  | PRESSURE SW
5117106 | UNKNOWN |  | CHAPELAVIC Level Alarm /SWITCH |  | NJBC | 6 | NJBC-CM-CHAPE | P203 | INSV | INST | HUSSAARM | 2013-10-13 | CHAPEL AVENUE | [6 empty] | Y | 1,2 INDOOR | Y | 4-20MA | AW |  |  | LEVEL SW
5116894 | UNKNOWN |  | BERLINCOIC Level Alarm /SWITCH |  | NJBC | 6 | NJBC-CM-BERLI | P203 | INSV | INST | HUSSAARM | 2013-10-13 | 74 COOPER RD | [10 empty] | AW |  |  | LEVEL SW
5116862 | UNKNOWN |  | WDEPTPRKIC Level Alarm /SWITCH |  | NJBC | 6 | NJBC-GL-WDEPT | P203 | INSV | INST | HUSSAARM | 2013-10-13 | 901 DANTE CT | [10 empty] | AW |  |  | LEVEL SW
5116852 | UNKNOWN |  | MTHOLLYIC Temperature /SWITCH |  | NJBC | 6 | NJBC-BU-MTHOL | P203 | INSV | INST | HUSSAARM | 2013-10-13 | 2909 MARNE HWY |  |  |  |  | 0-200 | PSI | Y | 1,2 INDOOR | Y | 4-20MA | AW |  |  | TEMPERATURE SW
5116836 | UNKNOWN |  | EGREENHAIC SUMP PMP2 LVL ALRM /SWITCH |  | NJBC | 6 | NJBC-GL-EGHIC | P203 | INSV | INST | HUSSAARM | 2013-10-13 | 208 Harrison Ave | [10 empty] | AW |  |  | LEVEL SW
5116807 | UNKNOWN |  | PITMANIC Level Alarm /SWITCH |  | NJBC | 6 | NJBC-GL-PITMA | P203 | INSV | INST | HUSSAARM | 2013-10-13 | 598 PITMAN RD | [10 empty] | AW |  |  | LEVEL SW
5116263 | UNKNOWN |  | OLDORCHARD-W69 Flow /SWITCH |  | NJBC | 6 | NJBC-CM-OLDOR-W69. | P203 | INSV | INST | HUSSAARM | 2013-10-13 | ROUTE 70 EAST AT OLD ORCHARD ROAD | [6 empty] | Y | 1,2 INDOOR | Y | 4-20MA | AW |  |  | FLOW SW
5116260 | UNKNOWN |  | OLDORCHARD-W68 Flow /SWITCH |  | NJBC | 6 | NJBC-CM-OLDOR-W68. | P203 | INSV | INST | HUSSAARM | 2013-10-13 | ROUTE 70 EAST AT OLD ORCHARD ROAD | [6 empty] | Y | 1,2 INDOOR | Y | 4-20MA | AW |  |  | FLOW SW
5116258 | UNKNOWN |  | HIGHLAND-W27 Flow /SWITCH |  | NJBC | 6 | NJBC-BU-HIGHL-W27. | P203 | INSV | INST | HUSSAARM | 2013-10-13 | 1007 HIGHLAND AVE | [6 empty] | Y | 1,2 INDOOR | Y | 4-20MA | AW |  |  | FLOW SW
5116257 | UNKNOWN |  | HIGHLAND-W13 Flow /SWITCH |  | NJBC | 6 | NJBC-BU-HIGHL-W13. | P203 | INSV | INST | HUSSAARM | 2013-10-13 | 1102 MORGAN AVE | [6 empty] | Y | 1,2 INDOOR | Y | 4-20MA | AW |  |  | FLOW SW
5116201 | UNKNOWN | NJHH-43-IFLS-64 | MAGNOLIA-W64 Flow /SWITCH |  | NJBC | 6 | NJBC-CM-MAGNO-W64. | P203 | INSV | INST | HUSSAARM | 2013-10-13 | 616 N WALNUT AVENUE | [6 empty] | Y | 1,2 INDOOR | Y | 4-20MA | AW |  |  | FLOW SW
5115559 | UNKNOWN | NJHH-36-ILVA-1 | HADDONHTS SLDGE TK HILVL ALRM /SWITCH |  | NJBC | 6 | NJBC-CM-HAHTS | P203 | INSV | INST | HUSSAARM | 2013-10-13 | 614 W. Atlantic Ave | [6 empty] | Y | 1,2 INDOOR | Y | 4-20MA | AW |  |  | LEVEL SW
5115521 | UNKNOWN | NJHH-87-IFLS-2 | GIBBSBOROBS BSTPMP4 DISCHRGFLW /SWITCH |  | NJBC | 6 | NJBC-CM-GBBST | P203 | INSV | INST | HUSSAARM | 2013-10-13 | 79 LUCAS BLVD | [6 empty] | Y | 1,2 INDOOR | Y | 4-20MA | AW |  |  | FLOW SW
5115519 | UNKNOWN | NJHH-87-IFLS-1 | GIBBSBOROBS BSTPMP3 DISCHRGFLW /SWITCH |  | NJBC | 6 | NJBC-CM-GBBST | P203 | INSV | INST | HUSSAARM | 2013-10-13 | 79 LUCAS BLVD | [6 empty] | Y | 1,2 INDOOR | Y | 4-20MA | AW |  |  | FLOW SW
5115504 | UNKNOWN | NJHH-16-IFLS-13 | BROWNING-W65 Flow /SWITCH |  | NJBC | 6 | NJBC-CM-BROWN-W65. | P203 | INSV | INST | HUSSAARM | 2013-10-13 | BROWINING LANE | [6 empty] | Y | 1,2 INDOOR | Y | 4-20MA | AW |  |  | FLOW SW
5115502 | UNKNOWN | NJHH-16-IFLS-12 | BROWNING-W46 Flow /SWITCH |  | NJBC | 6 | NJBC-CM-BROWN-W46. | P203 | INSV | INST | HUSSAARM | 2013-10-13 | BROWINING LANE | [6 empty] | Y | 1,2 INDOOR | Y | 4-20MA | AW |  |  | FLOW SW
5115500 | UNKNOWN | NJHH-16-IFLS-11 | BROWNING-W45 Flow /SWITCH |  | NJBC | 6 | NJBC-CM-BROWN-W45. | P203 | INSV | INST | HUSSAARM | 2013-10-13 | BROWINING LANE | [6 empty] | Y | 1,2 INDOOR | Y | 4-20MA | AW |  |  | FLOW SW
5114998 | UNKNOWN | NJHH-16-IFLS-10 | BROWNING-W44 Flow /SWITCH |  | NJBC | 6 | NJBC-CM-BROWN-W44. | P203 | INSV | INST | HUSSAARM | 2013-10-13 | BROWINING LANE | [6 empty] | Y | 1,2 INDOOR | Y | 4-20MA | AW |  |  | FLOW SW
5114955 | UNKNOWN | NJHH-73-IFLS-1 | POMONA-W12 Flow /SWITCH |  | NJBC | 6 | NJBC-BU-POMON-W12. | P203 | INSV | INST | HUSSAARM | 2013-10-13 | 915 POMONA RD | [6 empty] | Y | 1,2 INDOOR | Y | 4-20MA | AW |  |  | FLOW SW
5114937 | UNKNOWN | NJHH-76-IFLS-1 | HIGHLAND Flow /SWITCH |  | NJBC | 6 | NJBC-BU-HIGHL | P203 | INSV | INST | HUSSAARM | 2013-10-13 | 1007 Highland Ave | [6 empty] | Y | 1,2 INDOOR | Y | 4-20MA | AW |  |  | FLOW SW
5102101 | UNKNOWN | NJHH-7-IFLS-5 | DRWTP-TRMT RECIRC PMP 2 FLO/SWITCH |  | NJBC | 6 | NJBC-BU-DRWTP-TRMT-OZNE | P203 | INSV | INST | HUSSAARM | 2013-10-13 | 213 CARRIAGE LANE | [8 empty] | N |  | AW |  |  | FLOW SW
5101598 | UNKNOWN | NJHH-7-IFLS-4 | DRWTP-TRMT RECIRC PMP 1 FLO/SWITCH |  | NJBC | 6 | NJBC-BU-DRWTP-TRMT-OZNE | P203 | INSV | INST | HUSSAARM | 2013-10-13 | 213 CARRIAGE LANE | [8 empty] | N |  | AW |  |  | FLOW SW
5096650 | UNKNOWN |  | WOOD-W07 Flow /SWITCH |  | NJHR | 6 | NJHR-Z1-WOOD.-W07. | P203 | INSV | INST | HUSSAARM | 2013-10-13 | 260 WOODLAND AVE | [8 empty] | Y |  | AW |  |  | FLOW SW
5096649 | UNKNOWN |  | WOOD-W05 Flow /SWITCH |  | NJHR | 6 | NJHR-Z1-WOOD.-W05. | P203 | INSV | INST | HUSSAARM | 2013-10-13 | 260 WOODLAND AVE | [8 empty] | Y |  | AW |  |  | FLOW SW
5096161 | UNKNOWN |  | BRIG-W3 Flow /SWITCH |  | NJBP | 6 | NJBP-Z1-BRIG.-W3.. | P203 | INSV | INST | HUSSAARM | 2013-10-13 | 9 RAILROAD AVE | [8 empty] | Y |  | AW |  |  | FLOW SW
5096160 | UNKNOWN |  | BRIG-W2 Flow /SWITCH |  | NJBP | 6 | NJBP-Z1-BRIG.-W2.. | P203 | INSV | INST | HUSSAARM | 2013-10-13 | 9 RAILROAD AVE | [8 empty] | Y |  | AW |  |  | FLOW SW
5131898 | UNKNOWN | NJHH-7-IPRS-21 | DRWTP-HSPS BACKWASH PMP 1 PRES/SWITCH |  | NJBC | 6 | NJBC-BU-DRWTP-HSPS | P203 | INSV | INST | HUSSAARM | 2013-10-13 | 213 CARRIAGE LANE | [5 empty] | PSI |  |  | N |  | AW |  |  | PRESSURE SW
5131895 | UNKNOWN | NJHH-7-IPRS-20 | DRWTP-HSPS PMP 5 PRES/SWITCH |  | NJBC | 6 | NJBC-BU-DRWTP-HSPS | P203 | INSV | INST | HUSSAARM | 2013-10-13 | 213 CARRIAGE LANE | [5 empty] | PSI |  |  | N |  | AW |  |  | PRESSURE SW
5131893 | UNKNOWN | NJHH-7-IPRS-19 | DRWTP-HSPS PMP 4 PRES/SWITCH |  | NJBC | 6 | NJBC-BU-DRWTP-HSPS | P203 | INSV | INST | HUSSAARM | 2013-10-13 | 213 CARRIAGE LANE | [5 empty] | PSI |  |  | N |  | AW |  |  | PRESSURE SW
5131891 | UNKNOWN | NJHH-7-IPRS-18 | DRWTP-HSPS PMP 3 PRES/SWITCH |  | NJBC | 6 | NJBC-BU-DRWTP-HSPS | P203 | INSV | INST | HUSSAARM | 2013-10-13 | 213 CARRIAGE LANE | [5 empty] | PSI |  |  | N |  | AW |  |  | PRESSURE SW
5131890 | UNKNOWN | NJHH-7-IPRS-17 | DRWTP-HSPS PMP 2 PRES/SWITCH |  | NJBC | 6 | NJBC-BU-DRWTP-HSPS | P203 | INSV | INST | HUSSAARM | 2013-10-13 | 213 CARRIAGE LANE | [5 empty] | PSI |  |  | N |  | AW |  |  | PRESSURE SW
5131888 | UNKNOWN | NJHH-7-IPRS-16 | DRWTP-HSPS PMP 1 PRES/SWITCH |  | NJBC | 6 | NJBC-BU-DRWTP-HSPS | P203 | INSV | INST | HUSSAARM | 2013-10-13 | 213 CARRIAGE LANE | [5 empty] | PSI |  |  | N |  | AW |  |  | PRESSURE SW
5131886 | UNKNOWN | NJHH-7-IPRS-15 | DRWTP-LLPS PMP 3 PRES/SWITCH |  | NJBC | 6 | NJBC-BU-DRWTP-LLPS | P203 | INSV | INST | HUSSAARM | 2013-10-13 | 213 CARRIAGE LANE | [5 empty] | PSI |  |  | N |  | AW |  |  | PRESSURE SW
5131884 | UNKNOWN | NJHH-7-IPRS-14 | DRWTP-LLPS PMP 2 PRES/SWITCH |  | NJBC | 6 | NJBC-BU-DRWTP-LLPS | P203 | INSV | INST | HUSSAARM | 2013-10-13 | 213 CARRIAGE LANE | [5 empty] | PSI |  |  | N |  | AW |  |  | PRESSURE SW
5131883 | UNKNOWN | NJHH-7-IPRS-13 | DRWTP-LLPS PMP 1 PRES/SWITCH |  | NJBC | 6 | NJBC-BU-DRWTP-LLPS | P203 | INSV | INST | HUSSAARM | 2013-10-13 | 213 CARRIAGE LANE | [5 empty] | PSI |  |  | N |  | AW |  |  | PRESSURE SW
5131881 | UNKNOWN | NJHH-7-IPRS-12 | DRWTP-RWPS PMP 4 PRES/SWITCH |  | NJBC | 6 | NJBC-BU-DRWTP-RWPS | P203 | INSV | INST | HUSSAARM | 2013-10-13 | 213 CARRIAGE LN | [5 empty] | PSI |  |  | N |  | AW |  |  | PRESSURE SW
5131879 | UNKNOWN | NJHH-7-IPRS-11 | DRWTP-RWPS PMP 2 PRES/SWITCH |  | NJBC | 6 | NJBC-BU-DRWTP-RWPS | P203 | INSV | INST | HUSSAARM | 2013-10-13 | 213 CARRIAGE LN | [5 empty] | PSI |  |  | N |  | AW |  |  | PRESSURE SW
5131877 | UNKNOWN | NJHH-7-IPRS-10 | DRWTP-RWPS PMP 1 PRES/SWITCH |  | NJBC | 6 | NJBC-BU-DRWTP-RWPS | P203 | INSV | INST | HUSSAARM | 2013-10-13 | 213 CARRIAGE LN | [5 empty] | PSI |  |  | N |  | AW |  |  | PRESSURE SW
5131224 | UNKNOWN | NJHH-7-ILVA-25 | DRWTP-TRMT-PACS SUMP HI LV LARM/SWITCH |  | NJBC | 6 | NJBC-BU-DRWTP-TRMT-PACS | P203 | INSV | INST | HUSSAARM | 2013-10-13 | 213 CARRIAGE LANE | [5 empty] | FT H20 |  |  | Y |  | AW |  |  | LEVEL SW
5131222 | UNKNOWN | NJHH-7-ILVA-24 | DRWTP-TRMT-CAUS SUMP HILV ALRM/SWITCH |  | NJBC | 6 | NJBC-BU-DRWTP-TRMT-CAUS | P203 | INSV | INST | HUSSAARM | 2013-10-13 | 213 CARRIAGE LANE | [5 empty] | FT H20 |  |  | Y |  | AW |  |  | LEVEL SW
5131220 | UNKNOWN | NJHH-7-ILVA-23 | DRWTP-TRMT-ZINC SUMP HI LV ALRM/SWITCH |  | NJBC | 6 | NJBC-BU-DRWTP-TRMT-ZINC | P203 | OOS | INAC INST | HUSSAARM | 2013-10-13 | 213 CARRIAGE LANE | [5 empty] | FT H20 |  |  | Y |  | AW |  |  | LEVEL SW
5131218 | UNKNOWN | NJHH-7-ILVA-22 | DRWTP-TRMT-FLOC TL SUMP HI LV/SWITCH |  | NJBC | 6 | NJBC-BU-DRWTP-TRMT-FLOC | P203 | INSV | INST | HUSSAARM | 2013-10-13 | 213 CARRIAGE LANE | [5 empty] | FT H20 |  |  | Y |  | AW |  |  | LEVEL SW
5131216 | UNKNOWN | NJHH-7-ILVA-21 | DRWTP-TRMT KMnO4 SUMP HI LV ALRM/SWITCH |  | NJBC | 6 | NJBC-BU-DRWTP-TRMT | P203 | INSV | INST | HUSSAARM | 2013-10-13 | 213 CARRIAGE LANE | [5 empty] | FT H20 |  |  | Y |  | AW |  |  | LEVEL SW
5131214 | UNKNOWN | NJHH-7-ILVA-20 | DRWTP-TRMT-SBPS SUMP HI LV ALRM/SWITCH |  | NJBC | 6 | NJBC-BU-DRWTP-TRMT-SBPS | P203 | OOS | INAC INST | HUSSAARM | 2013-10-13 | 213 CARRIAGE LANE | [5 empty] | FT H20 |  |  | Y |  | AW |  |  | LEVEL SW
5131212 | UNKNOWN | NJHH-7-ILVA-19 | DRWTP-TRMT-LIME SUMP HI LV ALRM/SWITCH |  | NJBC | 6 | NJBC-BU-DRWTP-TRMT-LIME | P203 | INSV | INST | HUSSAARM | 2013-10-13 | 213 CARRIAGE LANE | [5 empty] | FT H20 |  |  | Y |  | AW |  |  | LEVEL SW
5131210 | UNKNOWN | NJHH-7-ILVA-18 | DRWTP-TRMT FeCl3 SUMP HI LV ALRM/SWITCH |  | NJBC | 6 | NJBC-BU-DRWTP-TRMT | P203 | INSV | INST | HUSSAARM | 2013-10-13 | 213 CARRIAGE LANE | [5 empty] | FT H20 |  |  | Y |  | AW |  |  | LEVEL SW
5131208 | SIEMENS | NJHH-7-ILVA-17 | DRWTP-TRMT O3 CONT 2 HI LV ALRM/SWITCH |  | NJBC | 6 | NJBC-BU-DRWTP-TRMT | P203 | INSV | INST | HUSSAARM | 2013-10-13 | 213 CARRIAGE LANE | [5 empty] | FT H20 |  |  | Y |  | AW |  |  | LEVEL SW
5131206 | SIEMENS | NJHH-7-ILVA-16 | DRWTP-TRMT O3 CONT 1 HI LV ALRM/SWITCH |  | NJBC | 6 | NJBC-BU-DRWTP-TRMT | P203 | INSV | INST | HUSSAARM | 2013-10-13 | 213 CARRIAGE LANE | [5 empty] | FT H20 |  |  | Y |  | AW |  |  | LEVEL SW
5131204 | UNKNOWN | NJHH-7-ILVA-15 | DRWTP-LLPS DRAIN SUMP HI LV ALRM/SWITCH |  | NJBC | 6 | NJBC-BU-DRWTP-LLPS | P203 | INSV | INST | HUSSAARM | 2013-10-13 | 213 CARRIAGE LANE | [5 empty] | FT H20 |  |  | Y |  | AW |  |  | LEVEL SW
5131202 | UNKNOWN | NJHH-7-ILVA-14 | DRWTP-LLPS KMnO4 SUMP HI LV ALRM/SWITCH |  | NJBC | 6 | NJBC-BU-DRWTP-LLPS | P203 | INSV | INST | HUSSAARM | 2013-10-13 | 213 CARRIAGE LANE | [5 empty] | FT H20 |  |  | Y |  | AW |  |  | LEVEL SW
5131200 | UNKNOWN | NJHH-7-ILVA-13 | DRWTP-LLPS CuSO4 SUMP HI LV ALRM/SWITCH |  | NJBC | 6 | NJBC-BU-DRWTP-LLPS | P203 | INSV | INST | HUSSAARM | 2013-10-13 | 213 CARRIAGE LANE | [5 empty] | FT H20 |  |  | Y |  | AW |  |  | LEVEL SW
5130698 | UNKNOWN | NJHH-7-ILVA-12 | DRWTP-RWPS HYPO SUMP HI LV ALRM/SWITCH |  | NJBC | 6 | NJBC-BU-DRWTP-RWPS | P203 | INSV | INST | HUSSAARM | 2013-10-13 | 213 CARRIAGE LN | [5 empty] | FT H20 |  |  | Y |  | AW |  |  | LEVEL SW
5130696 | UNKNOWN | NJHH-7-ILVA-11 | DRWTP-RWPS KMnO4 SUMP HI LV ALRM/SWITCH |  | NJBC | 6 | NJBC-BU-DRWTP-RWPS | P203 | INSV | INST | HUSSAARM | 2013-10-13 | 213 CARRIAGE LN | [5 empty] | FT H20 |  |  | Y |  | AW |  |  | LEVEL SW
5130694 | UNKNOWN | NJHH-7-ILVA-10 | DRWTP-RWPS POLY SUMP HI LV ALRM/SWITCH |  | NJBC | 6 | NJBC-BU-DRWTP-RWPS | P203 | INSV | INST | HUSSAARM | 2013-10-13 | 213 CARRIAGE LN | [5 empty] | FT H20 |  |  | Y |  | AW |  |  | LEVEL SW
5130668 | WALLACE-TIERNAN | NJHH-7-CLAS-1 | DRWTP-TRMT CL2 HI VAC TON CYL RM/SWITCH |  | NJBC | 6 | NJBC-BU-DRWTP-TRMT | P203 | INSV | INST | HUSSAARM | 2013-10-13 | 213 CARRIAGE LANE | [5 empty] | PSI |  |  |  |  | AW |  |  | DIFF PRESSURE SW
5208610 | UNKNOWN | NJHH-7-IPSW-34 | DRWTP-TRMT-OZNE GEN4HI O2 INPRES /SWITCH |  | NJBC | 6 | NJBC-BU-DRWTP-TRMT-OZNE | P203 | INSV | INST | TAYLORDM | 2015-11-05 | 213 CARRIAGE LANE | [5 empty] | PSI |  |  | N |  | AW |  |  | PRESSURE SW
5208611 | UNKNOWN | NJHH-7-IPSW-35 | DRWTP-TRMT-OZNE GEN4LO O2 INPRES /SWITCH |  | NJBC | 6 | NJBC-BU-DRWTP-TRMT-OZNE | P203 | INSV | INST | TAYLORDM | 2015-11-05 | 213 CARRIAGE LANE | [5 empty] | PSI |  |  | N |  | AW |  |  | PRESSURE SW
5208612 | UNKNOWN | NJHH-7-IPSW-36 | DRWTP-TRMT-OZNE GEN4 HI CL PRES/SWITCH |  | NJBC | 6 | NJBC-BU-DRWTP-TRMT-OZNE | P203 | INSV | INST | TAYLORDM | 2015-11-05 | 213 CARRIAGE LANE | [5 empty] | PSI |  |  | N |  | AW |  |  | PRESSURE SW
5208613 | UNKNOWN | NJHH-7-IPSW-37 | DRWTP-TRMT-OZNE NITROGEN PRES/SWITCH |  | NJBC | 6 | NJBC-BU-DRWTP-TRMT-OZNE | P203 | INSV | INST | TAYLORDM | 2015-11-05 | 213 CARRIAGE LANE | [5 empty] | PSI |  |  | N |  | AW |  |  | PRESSURE SW
5208627 | UNKNOWN | NJHH-7-ITMS-28 | DRWTP-TRMT-OZNE GEN4 OT HI TMP/SWITCH |  | NJBC | 6 | NJBC-BU-DRWTP-TRMT-OZNE | P203 | INSV | INST | TAYLORDM | 2015-11-05 | 213 CARRIAGE LANE |  |  | TSHH-342 |  |  | DEG C |  |  | N |  | AW |  |  | TEMPERATURE SW

## Indicator
Equipment |  | Inventory no. | Description | Full Name | AuthorizGroup | EquipCategory | Functional Loc. | Planning plant | User status | System status | Created by | Created on | Street | Size/dimens. | ManufSerialNo. | ManufPartNo. | Install. date | Indicator Type | Instrument Range | Instrument UOM | Loop Power | NEMA Enclosure | On SCADA? | Output Type | Owned By | Special Mtn Note | Special Mtn Note Det
5086801 | UNKNOWN |  | BIRCH Differential Pr Gauge#1 /INDICATOR |  | NJLO | 6 | NJLO-Z1-BIRCH-GACR | P203 | INSV | INST | HUSSAARM | 2013-10-12 | 322 BIRCH CREEK RD |  |  |  |  | ELECTRONIC INDICATOR | [6 empty] | AW
5086802 | UNKNOWN |  | BIRCH Differential Pr Gauge#2 /INDICATOR |  | NJLO | 6 | NJLO-Z1-BIRCH-GACR | P203 | INSV | INST | HUSSAARM | 2013-10-12 | 322 BIRCH CREEK RD |  |  |  |  | ELECTRONIC INDICATOR | [6 empty] | AW
5132499 | ASHCROFT | NJHH-7-IPGG-18 | DRWTP-TRMT-OZNE TR 1 DIF 1-44/INDICATOR |  | NJBC | 6 | NJBC-BU-DRWTP-TRMT-OZNE | P203 | INSV | INST | HUSSAARM | 2013-10-13 | 213 CARRIAGE LANE |  | 12L13 |  |  | ELECTRONIC INDICATOR | 0-30 | PSI |  |  | N |  | AW
5132801 | ASHCROFT | NJHH-7-IPGG-19 | DRWTP-TRMT-OZNE TR 1 DIF 45-66/INDICATOR |  | NJBC | 6 | NJBC-BU-DRWTP-TRMT-OZNE | P203 | INSV | INST | HUSSAARM | 2013-10-13 | 213 CARRIAGE LANE |  | C1018 |  |  | ELECTRONIC INDICATOR | 0-30 | PSI |  |  | N |  | AW
5132803 | ASHCROFT | NJHH-7-IPGG-20 | DRWTP-TRMT-OZNE TR 1 DIF 67-88/INDICATOR |  | NJBC | 6 | NJBC-BU-DRWTP-TRMT-OZNE | P203 | INSV | INST | HUSSAARM | 2013-10-13 | 213 CARRIAGE LANE |  | 12116 |  |  | ELECTRONIC INDICATOR | 0-30 | PSI |  |  | N |  | AW
5132805 | ASHCROFT | NJHH-7-IPGG-21 | DRWTP-TRMT-OZNE TR 2 DIF 1-44/INDICATOR |  | NJBC | 6 | NJBC-BU-DRWTP-TRMT-OZNE | P203 | INSV | INST | HUSSAARM | 2013-10-13 | 213 CARRIAGE LANE |  | C1018 |  |  | ELECTRONIC INDICATOR | 0-30 | PSI |  |  | N |  | AW
5132807 | ASHCROFT | NJHH-7-IPGG-22 | DRWTP-TRMT-OZNE TR 2 DIF 45-66/INDICATOR |  | NJBC | 6 | NJBC-BU-DRWTP-TRMT-OZNE | P203 | INSV | INST | HUSSAARM | 2013-10-13 | 213 CARRIAGE LANE |  | 12L13 |  |  | ELECTRONIC INDICATOR | 0-30 | PSI |  |  | N |  | AW
5132809 | ASHCROFT | NJHH-7-IPGG-23 | DRWTP-TRMT-OZNE TR 2 DIF 67-88/INDICATOR |  | NJBC | 6 | NJBC-BU-DRWTP-TRMT-OZNE | P203 | INSV | INST | HUSSAARM | 2013-10-13 | 213 CARRIAGE LANE |  | 12L13 |  |  | ELECTRONIC INDICATOR | 0-30 | PSI |  |  | N |  | AW
5132811 | ASHCROFT | NJHH-7-IPGG-24 | DRWTP-TRMT-OZNE DU 1 OUT PRES/INDICATOR |  | NJBC | 6 | NJBC-BU-DRWTP-TRMT-OZNE | P203 | INSV | INST | HUSSAARM | 2013-10-13 | 213 CARRIAGE LANE |  | 316L |  |  | ELECTRONIC INDICATOR | 0-30 IN H20 | PSI |  |  | N |  | AW
5132813 | ASHCROFT | NJHH-7-IPGG-25 | DRWTP-TRMT-OZNE DU 1 IN PRES/INDICATOR |  | NJBC | 6 | NJBC-BU-DRWTP-TRMT-OZNE | P203 | INSV | INST | HUSSAARM | 2013-10-13 | 213 CARRIAGE LANE |  | 316L |  |  | ELECTRONIC INDICATOR | 0-30 IN H20 | PSI |  |  | N |  | AW
5132815 | ASHCROFT | NJHH-7-IPGG-26 | DRWTP-TRMT-OZNE DU 2 OUT PRES/INDICATOR |  | NJBC | 6 | NJBC-BU-DRWTP-TRMT-OZNE | P203 | INSV | INST | HUSSAARM | 2013-10-13 | 213 CARRIAGE LANE |  | 316L |  |  | ELECTRONIC INDICATOR | 0-30 IN H20 | PSI |  |  | N |  | AW
5132817 | UNKNOWN | NJHH-7-IPGG-27 | DRWTP-TRMT-OZNE DU 2 IN PRES/INDICATOR |  | NJBC | 6 | NJBC-BU-DRWTP-TRMT-OZNE | P203 | INSV | INST | HUSSAARM | 2013-10-13 | 213 CARRIAGE LANE |  | 316L |  |  | ELECTRONIC INDICATOR | 0-30 IN H2O | PSI |  |  | N |  | AW
5132854 | ASHCROFT | NJHH-7-ITGW-10 | DRWTP-TRMT-OZNE GEN1 IN CL TMP/INDICATOR |  | NJBC | 6 | NJBC-BU-DRWTP-TRMT-OZNE | P203 | INSV | INST | HUSSAARM | 2013-10-13 | 213 CARRIAGE LANE |  | Q9724 |  |  | MECHANICAL INDICATOR | 25 - 125F | DEG F |  |  | N |  | AW
5132855 | UNKNOWN | NJHH-7-ITGW-11 | DRWTP-TRMT-OZNE GEN2 IN CL TMP/INDICATOR |  | NJBC | 6 | NJBC-BU-DRWTP-TRMT-OZNE | P203 | INSV | INST | HUSSAARM | 2013-10-13 | 213 CARRIAGE LANE |  | CR500SE |  |  | MECHANICAL INDICATOR | 30- 120 | DEG F |  |  | N |  | AW
5132856 | UNKNOWN | NJHH-7-ITGW-12 | DRWTP-TRMT-OZNE GEN3 IN CL TMP/INDICATOR |  | NJBC | 6 | NJBC-BU-DRWTP-TRMT-OZNE | P203 | INSV | INST | HUSSAARM | 2013-10-13 | 213 CARRIAGE LANE |  |  |  |  | MECHANICAL INDICATOR | 25 - 125 IN F | DEG F |  |  | N |  | AW
5132857 | UNKNOWN | NJHH-7-ITGW-13 | DRWTP-TRMT INLT HEAD CL TMP/INDICATOR |  | NJBC | 6 | NJBC-BU-DRWTP-TRMT-OZNE | P203 | INSV | INST | HUSSAARM | 2013-10-13 | 213 CARRIAGE LANE |  | TI-313 |  |  | MECHANICAL INDICATOR |  | DEG C |  |  | N |  | AW
5132858 | UNKNOWN | NJHH-7-ITGW-14 | DRWTP-TRMT-OZNE GEN1 OT CL TMP/INDICATOR |  | NJBC | 6 | NJBC-BU-DRWTP-TRMT-OZNE | P203 | INSV | INST | HUSSAARM | 2013-10-13 | 213 CARRIAGE LANE |  | CR500SE |  |  | MECHANICAL INDICATOR | 25 - 125 F | DEG F |  |  | N |  | AW
5132859 | UNKNOWN | NJHH-7-ITGW-15 | DRWTP-TRMT-OZNE GEN2 OT CL TMP/INDICATOR |  | NJBC | 6 | NJBC-BU-DRWTP-TRMT-OZNE | P203 | INSV | INST | HUSSAARM | 2013-10-13 | 213 CARRIAGE LANE |  | N/A |  |  | MECHANICAL INDICATOR | 25 - 125 F | DEG F |  |  | N |  | AW
5132860 | UNKNOWN | NJHH-7-ITGW-16 | DRWTP-TRMT-OZNE GEN3 OT CL TMP/INDICATOR |  | NJBC | 6 | NJBC-BU-DRWTP-TRMT-OZNE | P203 | INSV | INST | HUSSAARM | 2013-10-13 | 213 CARRIAGE LANE |  |  |  |  | MECHANICAL INDICATOR | 25-125 IN F | DEG F |  |  | N |  | AW
5132861 | UNKNOWN | NJHH-7-ITGW-17 | DRWTP-TRMT-OZNE GEN1 OT TMP/INDICATOR |  | NJBC | 6 | NJBC-BU-DRWTP-TRMT-OZNE | P203 | INSV | INST | HUSSAARM | 2013-10-13 | 213 CARRIAGE LANE |  | 5004C |  |  | MECHANICAL INDICATOR | 0 - 200 F | DEG F |  |  | N |  | AW
5132862 | UNKNOWN | NJHH-7-ITGW-18 | DRWTP-TRMT-OZNE GEN2 OT TMP/INDICATOR |  | NJBC | 6 | NJBC-BU-DRWTP-TRMT-OZNE | P203 | INSV | INST | HUSSAARM | 2013-10-13 | 213 CARRIAGE LANE |  | N/A |  |  | MECHANICAL INDICATOR | 0 - 200 | DEG F |  |  | N |  | AW
5132863 | UNKNOWN | NJHH-7-ITGW-19 | DRWTP-TRMT-OZNE GEN3 OT TMP/INDICATOR |  | NJBC | 6 | NJBC-BU-DRWTP-TRMT-OZNE | P203 | INSV | INST | HUSSAARM | 2013-10-13 | 213 CARRIAGE LANE |  |  |  |  | MECHANICAL INDICATOR | 0-200-IN F | DEG F |  |  | N |  | AW
5132864 | UNKNOWN | NJHH-7-ITGW-20 | DRWTP-TRMT O3 HDR TMP/INDICATOR |  | NJBC | 6 | NJBC-BU-DRWTP-TRMT-OZNE | P203 | INSV | INST | HUSSAARM | 2013-10-13 | 213 CARRIAGE LANE |  | TI-301 |  |  | MECHANICAL INDICATOR |  | DEG C |  |  | N |  | AW
5132865 | UNKNOWN | NJHH-7-ITGW-21 | DRWTP-TRMT O2 HDR TMP/INDICATOR |  | NJBC | 6 | NJBC-BU-DRWTP-TRMT-OZNE | P203 | INSV | INST | HUSSAARM | 2013-10-13 | 213 CARRIAGE LANE |  | TI-303 |  |  | MECHANICAL INDICATOR |  | DEG C |  |  | N |  | AW
5132866 | UNKNOWN | NJHH-7-ITGO-10 | DRWTP-TRMT-OZNE GEN1 IN O2 TMP/INDICATOR |  | NJBC | 6 | NJBC-BU-DRWTP-TRMT-OZNE | P203 | INSV | INST | HUSSAARM | 2013-10-13 | 213 CARRIAGE LANE |  | CR5003E |  |  | MECHANICAL INDICATOR | 30 - 120 F | DEG F |  |  | N |  | AW
5132867 | UNKNOWN | NJHH-7-ITGO-11 | DRWTP-TRMT-OZNE GEN2 IN O2 TMP/INDICATOR |  | NJBC | 6 | NJBC-BU-DRWTP-TRMT-OZNE | P203 | INSV | INST | HUSSAARM | 2013-10-13 | 213 CARRIAGE LANE |  | CR5003E |  |  | MECHANICAL INDICATOR | 30 -120 | DEG F |  |  | N |  | AW
5132868 | UNKNOWN | NJHH-7-ITGO-12 | DRWTP-TRMT-OZNE GEN3 IN O2 TMP/INDICATOR |  | NJBC | 6 | NJBC-BU-DRWTP-TRMT-OZNE | P203 | INSV | INST | HUSSAARM | 2013-10-13 | 213 CARRIAGE LANE |  |  |  |  | MECHANICAL INDICATOR | 25-125 IN F | DEG F |  |  | N |  | AW
5132870 | UNKNOWN | NJHH-7-IWET-1 | DRWTP WEATHER SYSTEM/INDICATOR |  | NJBC | 6 | NJBC-BU-DRWTP-TRMT-OZNE | P203 | INSV | INST | HUSSAARM | 2013-10-13 | 213 CARRIAGE LANE |  |  |  |  | ELECTRONIC INDICATOR |  |  |  |  | N |  | AW
5156766 | ASHCROFT |  | DRWTP-TRMT-OZNE GEN4 IN CL TMP/INDICATOR |  | NJBC | 6 | NJBC-BU-DRWTP-TRMT-OZNE | P203 | INSV | INST | HUSSAARM | 2013-10-13 | 213 CARRIAGE LANE |  | N/A |  |  | MECHANICAL INDICATOR | 0 - 200 | DEG F |  |  | N |  | AW
5156768 | ASHCROFT |  | DRWTP-TRMT-OZNE GEN4 IN CLPRES/INDICATOR |  | NJBC | 6 | NJBC-BU-DRWTP-TRMT-OZNE | P203 | INSV | INST | HUSSAARM | 2013-10-13 | 213 CARRIAGE LANE |  | C1018 |  |  | MECHANICAL INDICATOR | 0-60 | PSI |  |  | N |  | AW
5156770 | ENDRESS-HAUSER |  | DRWTP-TRMT-OZNE GEN4 IN O2 TMP/INDICATOR |  | NJBC | 6 | NJBC-BU-DRWTP-TRMT-OZNE | P203 | INSV | INST | HUSSAARM | 2013-10-13 | 213 CARRIAGE LANE |  | E10C2C23A0 |  |  | MECHANICAL INDICATOR | 30 - 150 F | DEG F |  |  | N |  | AW
5156772 | ENDRESS-HAUSER |  | DRWTP-TRMT-OZNE GEN4 IN O2PRES/INDICATOR |  | NJBC | 6 | NJBC-BU-DRWTP-TRMT-OZNE | P203 | INSV | INST | HUSSAARM | 2013-10-13 | 213 CARRIAGE LANE |  | E102B70109C |  |  | MECHANICAL INDICATOR | 0-30 | PSI |  |  | N |  | AW
5156774 | ENDRESS-HAUSER |  | DRWTP-TRMT-OZNE GEN4 OT CL TMP/INDICATOR |  | NJBC | 6 | NJBC-BU-DRWTP-TRMT-OZNE | P203 | INSV | INST | HUSSAARM | 2013-10-13 | 213 CARRIAGE LANE |  | E10C2E232A0 |  |  | MECHANICAL INDICATOR | 30-150 F | DEG F |  |  | N |  | AW
5156776 | UNKNOWN |  | DRWTP-TRMT-OZNE GEN4 OT O3PRES/INDICATOR |  | NJBC | 6 | NJBC-BU-DRWTP-TRMT-OZNE | P203 | INSV | INST | HUSSAARM | 2013-10-13 | 213 CARRIAGE LANE |  | TI-332 |  |  | MECHANICAL INDICATOR |  | DEG C |  |  | N |  | AW
5156778 | UNKNOWN |  | DRWTP-TRMT-OZNE GEN4 OT TMP/INDICATOR |  | NJBC | 6 | NJBC-BU-DRWTP-TRMT-OZNE | P203 | INSV | INST | HUSSAARM | 2013-10-13 | 213 CARRIAGE LANE |  | TI-332 |  |  | MECHANICAL INDICATOR |  | DEG C |  |  | N |  | AW
5101595 | UNKNOWN | NJHH-7-IDPG-6 | DRWTP-TRMT-OZNE DP GAUGE GEN4/INDICATOR |  | NJBC | 6 | NJBC-BU-DRWTP-TRMT-OZNE | P203 | INSV | INST | HUSSAARM | 2013-10-13 | 213 CARRIAGE LANE |  |  |  |  | MECHANICAL INDICATOR | 0 - 5 | PSI |  |  | N |  | AW
5109371 | UNKNOWN |  | WOOD Marne Highway Tank Level /INDICATOR |  | NJBC | 6 | NJBC-MH-WOOD. | P203 | INSV | INST | HUSSAARM | 2013-10-13 | WOODLANE RD |  |  |  |  | ELECTRONIC INDICATOR |  |  |  |  | N |  | AW
5109393 | UNKNOWN |  | WOOD Evergreen Tank Level /INDICATOR |  | NJBC | 6 | NJBC-MH-WOOD. | P203 | INSV | INST | HUSSAARM | 2013-10-13 | WOODLANE RD |  |  |  |  | ELECTRONIC INDICATOR |  |  |  |  | N |  | AW
5110502 | UNKNOWN |  | MONVLV Evergreen Tank Level /INDICATOR |  | NJBC | 6 | NJBC-MH-MONVL | P203 | INSV | INST | HUSSAARM | 2013-10-13 | MONMOUTH RD |  |  |  |  | ELECTRONIC INDICATOR |  |  |  |  | N |  | AW
5130671 | UNKNOWN | NJHH-7-IDPG-1 | DRWTP-TRMT-OZNE DP GAUGE GEN1/INDICATOR |  | NJBC | 6 | NJBC-BU-DRWTP-TRMT-OZNE | P203 | INSV | INST | HUSSAARM | 2013-10-13 | 213 CARRIAGE LANE |  | 403396 |  |  | MECHANICAL INDICATOR | 0-5 | PSI |  |  | N |  | AW
5130672 | UNKNOWN | NJHH-7-IDPG-2 | DRWTP-TRMT-OZNE DP GAUGE GEN2/INDICATOR |  | NJBC | 6 | NJBC-BU-DRWTP-TRMT-OZNE | P203 | INSV | INST | HUSSAARM | 2013-10-13 | 213 CARRIAGE LANE |  | 403396 |  |  | MECHANICAL INDICATOR | 0-5 | PSI |  |  | N |  | AW
5130673 | UNKNOWN | NJHH-7-IDPG-3 | DRWTP-TRMT-OZNE DP GAUGE GEN3/INDICATOR |  | NJBC | 6 | NJBC-BU-DRWTP-TRMT-OZNE | P203 | INSV | INST | HUSSAARM | 2013-10-13 | 213 CARRIAGE LANE |  | 403396-1 |  |  | MECHANICAL INDICATOR | 0-5 IN PSI | PSI |  |  | N |  | AW
5130674 | UNKNOWN | NJHH-7-IDPG-4 | DRWTP-TRMT-OZNE DP GAUGE DU 1/INDICATOR |  | NJBC | 6 | NJBC-BU-DRWTP-TRMT-OZNE | P203 | INSV | INST | HUSSAARM | 2013-10-13 | 213 CARRIAGE LANE |  | 316473 |  |  | MECHANICAL INDICATOR | 0-20 IN H2O | PSI |  |  | N |  | AW
5130675 | UNKNOWN | NJHH-7-IDPG-5 | DRWTP-TRMT-OZNE DP GAUGE DU 2/INDICATOR |  | NJBC | 6 | NJBC-BU-DRWTP-TRMT-OZNE | P203 | INSV | INST | HUSSAARM | 2013-10-13 | 213 CARRIAGE LANE |  | 422913 |  |  | MECHANICAL INDICATOR | MAX PRESS 150PSI MAX TEMP 200F | PSI |  |  | N |  | AW
5132452 | UNKNOWN | NJHH-7-IPGW-10 | DRWTP-TRMT INLT CL PRES/INDICATOR |  | NJBC | 6 | NJBC-BU-DRWTP-TRMT-OZNE | P203 | INSV | INST | HUSSAARM | 2013-10-13 | 213 CARRIAGE LANE |  | PI-313 |  |  | MECHANICAL INDICATOR |  | PSI |  |  | N |  | AW
5132454 | ASHCROFT | NJHH-7-IPGW-11 | DRWTP-TRMT-OZNE GEN1 IN CLPRES/INDICATOR |  | NJBC | 6 | NJBC-BU-DRWTP-TRMT-OZNE | P203 | INSV | INST | HUSSAARM | 2013-10-13 | 213 CARRIAGE LANE |  | N/A |  |  | MECHANICAL INDICATOR | 0 - 100 | PSI |  |  | N |  | AW
5132456 | ASHCROFT | NJHH-7-IPGW-12 | DRWTP-TRMT-OZNE GEN2 IN CLPRES/INDICATOR |  | NJBC | 6 | NJBC-BU-DRWTP-TRMT-OZNE | P203 | INSV | INST | HUSSAARM | 2013-10-13 | 213 CARRIAGE LANE |  | PI-325 |  |  | MECHANICAL INDICATOR | 0 - 100 | PSI |  |  | N |  | AW
5132458 | ASHCROFT | NJHH-7-IPGW-13 | DRWTP-TRMT-OZNE GEN3 IN CLPRES/INDICATOR |  | NJBC | 6 | NJBC-BU-DRWTP-TRMT-OZNE | P203 | INSV | INST | HUSSAARM | 2013-10-13 | 213 CARRIAGE LANE |  | N/A |  |  | MECHANICAL INDICATOR | 0-100 IN PSI | PSI |  |  | N |  | AW
5132460 | UNKNOWN | NJHH-7-IPGW-14 | DRWTP-TRMT-FERR 1 BFR BKPRS/INDICATOR |  | NJBC | 6 | NJBC-BU-DRWTP-TRMT-FERR | P203 | INSV | INST | HUSSAARM | 2013-10-13 | 213 CARRIAGE LANE |  |  |  |  | MECHANICAL INDICATOR |  |  |  |  | N |  | AW
5132462 | UNKNOWN | NJHH-7-IPGW-15 | DRWTP-TRMT-FERR 1 AFT BKPRS/INDICATOR |  | NJBC | 6 | NJBC-BU-DRWTP-TRMT-FERR | P203 | INSV | INST | HUSSAARM | 2013-10-13 | 213 CARRIAGE LANE |  |  |  |  | MECHANICAL INDICATOR |  |  |  |  | N |  | AW
5132464 | UNKNOWN | NJHH-7-IPGW-16 | DRWTP-TRMT-FERR 2 BFR BKPRS/INDICATOR |  | NJBC | 6 | NJBC-BU-DRWTP-TRMT-FERR | P203 | INSV | INST | HUSSAARM | 2013-10-13 | 213 CARRIAGE LANE |  |  |  |  | MECHANICAL INDICATOR |  |  |  |  | N |  | AW
5132466 | UNKNOWN | NJHH-7-IPGW-17 | DRWTP-TRMT-FERR 2 AFT BKPRS/INDICATOR |  | NJBC | 6 | NJBC-BU-DRWTP-TRMT-FERR | P203 | INSV | INST | HUSSAARM | 2013-10-13 | 213 CARRIAGE LANE |  |  |  |  | MECHANICAL INDICATOR |  |  |  |  | N |  | AW
5132497 | ASHCROFT | NJHH-7-IPGG-17 | DRWTP-TRMT-OZNE GEN3 OT O3PRES/INDICATOR |  | NJBC | 6 | NJBC-BU-DRWTP-TRMT-OZNE | P203 | INSV | INST | HUSSAARM | 2013-10-13 | 213 CARRIAGE LANE |  |  |  |  | MECHANICAL INDICATOR | 0-30 IN PSI | PSI |  |  | N |  | AW
5132495 | ASHCROFT | NJHH-7-IPGG-16 | DRWTP-TRMT-OZNE GEN2 OT O3PRES/INDICATOR |  | NJBC | 6 | NJBC-BU-DRWTP-TRMT-OZNE | P203 | INSV | INST | HUSSAARM | 2013-10-13 | 213 CARRIAGE LANE |  | Q-4832 |  |  | MECHANICAL INDICATOR | 0-30 | PSI |  |  | N |  | AW
5132493 | ASHCROFT | NJHH-7-IPGG-15 | DRWTP-TRMT-OZNE GEN1 OT O3PRES/INDICATOR |  | NJBC | 6 | NJBC-BU-DRWTP-TRMT-OZNE | P203 | INSV | INST | HUSSAARM | 2013-10-13 | 213 CARRIAGE LANE |  | PK1020244 |  |  | MECHANICAL INDICATOR | 0-30 | PSI |  |  | N |  | AW
5132491 | ASHCROFT | NJHH-7-IPGG-14 | DRWTP-TRMT-OZNE GEN3 IN O2PRES/INDICATOR |  | NJBC | 6 | NJBC-BU-DRWTP-TRMT-OZNE | P203 | INSV | INST | HUSSAARM | 2013-10-13 | 213 CARRIAGE LANE |  | N/A |  |  | MECHANICAL INDICATOR | 0-30 IN PSI | PSI |  |  | N |  | AW
5132489 | ASHCROFT | NJHH-7-IPGG-13 | DRWTP-TRMT-OZNE GEN2 IN O2PRES/INDICATOR |  | NJBC | 6 | NJBC-BU-DRWTP-TRMT-OZNE | P203 | INSV | INST | HUSSAARM | 2013-10-13 | 213 CARRIAGE LANE |  | Q-4832 |  |  | MECHANICAL INDICATOR | 0-30 | PSI |  |  | N |  | AW
5132487 | ASHCROFT | NJHH-7-IPGG-12 | DRWTP-TRMT-OZNE GEN1 IN O2PRES/INDICATOR |  | NJBC | 6 | NJBC-BU-DRWTP-TRMT-OZNE | P203 | INSV | INST | HUSSAARM | 2013-10-13 | 213 CARRIAGE LANE |  | 12L13 |  |  | MECHANICAL INDICATOR | 0-30 | PSI |  |  | N |  | AW
5132485 | UNKNOWN | NJHH-7-IPGG-11 | DRWTP-TRMT O2 HEAD PRSS GEN RM/INDICATOR |  | NJBC | 6 | NJBC-BU-DRWTP-TRMT-OZNE | P203 | INSV | INST | HUSSAARM | 2013-10-13 | 213 CARRIAGE LANE |  | PI-303 |  |  | MECHANICAL INDICATOR |  |  |  |  | N |  | AW
5132483 | ASHCROFT | NJHH-7-IPGG-10 | DRWTP-TRMT-OZNE ROOF HEAD PRES/INDICATOR |  | NJBC | 6 | NJBC-BU-DRWTP-TRMT-OZNE | P203 | INSV | INST | HUSSAARM | 2013-10-13 | 213 CARRIAGE LANE |  | C1018 |  |  | MECHANICAL INDICATOR | 0-30 | PSI |  |  | N |  | AW
5132481 | UNKNOWN | NJHH-7-IPGW-25 | DRWTP-TRMT KMnO4 3 AFT BKPRS/INDICATOR |  | NJBC | 6 | NJBC-BU-DRWTP-TRMT | P203 | INSV | INST | HUSSAARM | 2013-10-13 | 213 CARRIAGE LANE |  |  |  |  | MECHANICAL INDICATOR |  |  |  |  | N |  | AW
5132479 | UNKNOWN | NJHH-7-IPGW-24 | DRWTP-TRMT KMnO4 3 BFR BKPRS/INDICATOR |  | NJBC | 6 | NJBC-BU-DRWTP-TRMT | P203 | INSV | INST | HUSSAARM | 2013-10-13 | 213 CARRIAGE LANE |  |  |  |  | MECHANICAL INDICATOR |  |  |  |  | N |  | AW
5132477 | UNKNOWN | NJHH-7-IPGW-23 | DRWTP-TRMT KMnO4 2 AFT BKPRS/INDICATOR |  | NJBC | 6 | NJBC-BU-DRWTP-TRMT | P203 | INSV | INST | HUSSAARM | 2013-10-13 | 213 CARRIAGE LANE |  |  |  |  | MECHANICAL INDICATOR |  |  |  |  | N |  | AW
5132476 | UNKNOWN | NJHH-7-IPGW-22 | DRWTP-TRMT KMnO4 2 BFR BKPRS/INDICATOR |  | NJBC | 6 | NJBC-BU-DRWTP-TRMT | P203 | INSV | INST | HUSSAARM | 2013-10-13 | 213 CARRIAGE LANE |  |  |  |  | MECHANICAL INDICATOR |  |  |  |  | N |  | AW
5132474 | UNKNOWN | NJHH-7-IPGW-21 | DRWTP-TRMT KMnO4 1 AFT BKPRS/INDICATOR |  | NJBC | 6 | NJBC-BU-DRWTP-TRMT | P203 | INSV | INST | HUSSAARM | 2013-10-13 | 213 CARRIAGE LANE |  |  |  |  | MECHANICAL INDICATOR |  |  |  |  | N |  | AW
5132472 | UNKNOWN | NJHH-7-IPGW-20 | DRWTP-TRMT KMnO4 1 BFR BKPRS/INDICATOR |  | NJBC | 6 | NJBC-BU-DRWTP-TRMT | P203 | INSV | INST | HUSSAARM | 2013-10-13 | 213 CARRIAGE LANE |  |  |  |  | MECHANICAL INDICATOR |  |  |  |  | N |  | AW
5132470 | UNKNOWN | NJHH-7-IPGW-19 | DRWTP-TRMT-FERR 3 AFT BKPRS/INDICATOR |  | NJBC | 6 | NJBC-BU-DRWTP-TRMT-FERR | P203 | INSV | INST | HUSSAARM | 2013-10-13 | 213 CARRIAGE LANE |  |  |  |  | MECHANICAL INDICATOR |  |  |  |  | N |  | AW
5132468 | UNKNOWN | NJHH-7-IPGW-18 | DRWTP-TRMT-FERR 3 BFR BKPRS/INDICATOR |  | NJBC | 6 | NJBC-BU-DRWTP-TRMT-FERR | P203 | INSV | INST | HUSSAARM | 2013-10-13 | 213 CARRIAGE LANE |  |  |  |  | MECHANICAL INDICATOR |  |  |  |  | N |  | AW
5206208 | UNKNOWN |  | DRWTP-TRMT O3 Line B TMP/INDICATOR |  | NJBC | 6 | NJBC-BU-DRWTP-TRMT-OZNE | P203 | INSV | INST | TAYLORDM | 2015-09-17 | 213 CARRIAGE LANE |  |  |  |  | MECHANICAL INDICATOR |  | DEG C |  |  | N |  | AW
5208609 | ASHCROFT | NJHH-7-IPGW-35 | DRWTP-TRMT-PI416 Op L Inlet-HE/INDICATOR |  | NJBC | 6 | NJBC-BU-DRWTP-TRMT-OZNE | P203 | INSV | INST | TAYLORDM | 2015-11-05 | 213 CARRIAGE LANE |  |  |  |  | MECHANICAL INDICATOR | 0-100 IN PSI | PSI |  |  | N |  | AW
5208615 | UNKNOWN | NJHH-7-ITGW-22 | DRWTP-TRMT O3 DISC. DU #1 /INDICATOR |  | NJBC | 6 | NJBC-BU-DRWTP-TRMT-OZNE | P203 | INSV | INST | TAYLORDM | 2015-11-05 | 213 CARRIAGE LANE |  |  | TI-353 |  | MECHANICAL INDICATOR |  | DEG C |  |  | N |  | AW
5208616 | UNKNOWN | NJHH-7-ITGW-23 | DRWTP-TRMT O3 DISC. DU #2 /INDICATOR |  | NJBC | 6 | NJBC-BU-DRWTP-TRMT-OZNE | P203 | INSV | INST | TAYLORDM | 2015-11-05 | 213 CARRIAGE LANE |  |  | TI-363 |  | MECHANICAL INDICATOR |  | DEG C |  |  | N |  | AW
5208617 | UNKNOWN | NJHH-7-ITGW-24 | DRWTP-TRMT-OZNE GEN4 OT TMP/INDICATOR |  | NJBC | 6 | NJBC-BU-DRWTP-TRMT-OZNE | P203 | INSV | INST | TAYLORDM | 2015-11-05 | 213 CARRIAGE LANE |  |  | TI-342 |  | MECHANICAL INDICATOR | 0 - 200 | DEG F |  |  | N |  | AW
5208618 | UNKNOWN | NJHH-7-ITGW-25 | DRWTP-TRMT-OZNE GEN4 IN CL TMP/INDICATOR |  | NJBC | 6 | NJBC-BU-DRWTP-TRMT-OZNE | P203 | INSV | INST | TAYLORDM | 2015-11-05 | 213 CARRIAGE LANE |  |  | TI-345 |  | MECHANICAL INDICATOR | 30- 120 | DEG F |  |  | N |  | AW
5208619 | UNKNOWN | NJHH-7-ITGW-26 | DRWTP-TRMT-OZNE GEN4 OT CL TMP/INDICATOR |  | NJBC | 6 | NJBC-BU-DRWTP-TRMT-OZNE | P203 | INSV | INST | TAYLORDM | 2015-11-05 | 213 CARRIAGE LANE |  |  | TI-346 |  | MECHANICAL INDICATOR | 25 - 125 F | DEG F |  |  | N |  | AW
5208620 | UNKNOWN | NJHH-7-ITGW-27 | DRWTP-TRMT-OZNE PSU4 IN CL TMP/INDICATOR |  | NJBC | 6 | NJBC-BU-DRWTP-TRMT-OZNE | P203 | INSV | INST | TAYLORDM | 2015-11-05 | 213 CARRIAGE LANE |  |  | TI-344 |  | MECHANICAL INDICATOR | 30- 120 | DEG F |  |  | N |  | AW
5208621 | UNKNOWN | NJHH-7-ITGW-28 | DRWTP-TRMT-OZNE PSU4 OT CL TMP/INDICATOR |  | NJBC | 6 | NJBC-BU-DRWTP-TRMT-OZNE | P203 | INSV | INST | TAYLORDM | 2015-11-05 | 213 CARRIAGE LANE |  |  | TI-344.1 |  | MECHANICAL INDICATOR | 25 - 125 F | DEG F |  |  | N |  | AW
5208622 | UNKNOWN | NJHH-7-ITGW-29 | DRWTP-TRMT-OL Out-HEx TMP/INDICATOR |  | NJBC | 6 | NJBC-BU-DRWTP-TRMT-OZNE | P203 | INSV | INST | TAYLORDM | 2015-11-05 | 213 CARRIAGE LANE |  |  | TI-410 |  | MECHANICAL INDICATOR | 25 - 125 F | DEG F |  |  | N |  | AW
5208623 | UNKNOWN | NJHH-7-ITGW-30 | DRWTP-TRMT-OL HEx-Outl TMP/INDICATOR |  | NJBC | 6 | NJBC-BU-DRWTP-TRMT-OZNE | P203 | INSV | INST | TAYLORDM | 2015-11-05 | 213 CARRIAGE LANE |  |  | TI-411 |  | MECHANICAL INDICATOR | 25 - 125 F | DEG F |  |  | N |  | AW
5208624 | UNKNOWN | NJHH-7-ITGW-31 | DRWTP-TRMT-CL Out-HEx TMP/INDICATOR |  | NJBC | 6 | NJBC-BU-DRWTP-TRMT-OZNE | P203 | INSV | INST | TAYLORDM | 2015-11-05 | 213 CARRIAGE LANE |  |  | TI-419 |  | MECHANICAL INDICATOR | 25 - 125 F | DEG F |  |  | N |  | AW
5208625 | UNKNOWN | NJHH-7-ITGW-32 | DRWTP-TRMT-CL HEx-Outl TMP/INDICATOR |  | NJBC | 6 | NJBC-BU-DRWTP-TRMT-OZNE | P203 | INSV | INST | TAYLORDM | 2015-11-05 | 213 CARRIAGE LANE |  |  | TI-412 |  | MECHANICAL INDICATOR | 25 - 125 F | DEG F |  |  | N |  | AW
5208626 | UNKNOWN | NJHH-7-ITGW-33 | DRWTP-TRMT-OZNE TI 301B TMP/INDICATOR |  | NJBC | 6 | NJBC-BU-DRWTP-TRMT-OZNE | P203 | INSV | INST | TAYLORDM | 2015-11-05 | 213 CARRIAGE LANE |  |  | TI-301B |  | MECHANICAL INDICATOR | 0-200-IN F | DEG F |  |  | N |  | AW
5208608 | ASHCROFT | NJHH-7-IPGW-34 | DRWTP-TRMT-PI414 Op L Inlet-HE/INDICATOR |  | NJBC | 6 | NJBC-BU-DRWTP-TRMT-OZNE | P203 | INSV | INST | TAYLORDM | 2015-11-05 | 213 CARRIAGE LANE |  |  |  |  | MECHANICAL INDICATOR | 0-100 IN PSI | PSI |  |  | N |  | AW
5208607 | ASHCROFT | NJHH-7-IPGW-33 | DRWTP-TRMT-PI415 Op L Inlet-HE/INDICATOR |  | NJBC | 6 | NJBC-BU-DRWTP-TRMT-OZNE | P203 | INSV | INST | TAYLORDM | 2015-11-05 | 213 CARRIAGE LANE |  |  |  |  | MECHANICAL INDICATOR | 0-100 IN PSI | PSI |  |  | N |  | AW
5208606 | ASHCROFT | NJHH-7-IPGW-32 | DRWTP-TRMT-PI413 Op L Inlet-HE/INDICATOR |  | NJBC | 6 | NJBC-BU-DRWTP-TRMT-OZNE | P203 | INSV | INST | TAYLORDM | 2015-11-05 | 213 CARRIAGE LANE |  |  |  |  | MECHANICAL INDICATOR | 0-100 IN PSI | PSI |  |  | N |  | AW
5208605 | ASHCROFT | NJHH-7-IPGW-31 | DRWTP-TRMT-PI412 Op L Inlet-HE/INDICATOR |  | NJBC | 6 | NJBC-BU-DRWTP-TRMT-OZNE | P203 | INSV | INST | TAYLORDM | 2015-11-05 | 213 CARRIAGE LANE |  |  |  |  | MECHANICAL INDICATOR | 0-100 IN PSI | PSI |  |  | N |  | AW
5208604 | ASHCROFT | NJHH-7-IPGW-30 | DRWTP-TRMT-PI411.2 L Inlet-HE/INDICATOR |  | NJBC | 6 | NJBC-BU-DRWTP-TRMT-OZNE | P203 | INSV | INST | TAYLORDM | 2015-11-05 | 213 CARRIAGE LANE |  |  |  |  | MECHANICAL INDICATOR | 0-100 IN PSI | PSI |  |  | N |  | AW
5208603 | ASHCROFT | NJHH-7-IPGW-29 | DRWTP-TRMT-PI411.1 L Inlet-HE/INDICATOR |  | NJBC | 6 | NJBC-BU-DRWTP-TRMT-OZNE | P203 | INSV | INST | TAYLORDM | 2015-11-05 | 213 CARRIAGE LANE |  |  |  |  | MECHANICAL INDICATOR | 0-100 IN PSI | PSI |  |  | N |  | AW
5208602 | ASHCROFT | NJHH-7-IPGW-28 | DRWTP-TRMT-PI411 Op L Inlet-HE/INDICATOR |  | NJBC | 6 | NJBC-BU-DRWTP-TRMT-OZNE | P203 | INSV | INST | TAYLORDM | 2015-11-05 | 213 CARRIAGE LANE |  |  |  |  | MECHANICAL INDICATOR | 0-100 IN PSI | PSI |  |  | N |  | AW
5208601 | ASHCROFT | NJHH-7-IPGW-27 | DRWTP-TRMT-PI410 Op L Inlet-HE/INDICATOR |  | NJBC | 6 | NJBC-BU-DRWTP-TRMT-OZNE | P203 | INSV | INST | TAYLORDM | 2015-11-05 | 213 CARRIAGE LANE |  |  |  |  | MECHANICAL INDICATOR | 0-100 IN PSI | PSI |  |  | N |  | AW
5208600 | ASHCROFT | NJHH-7-IPGW-26 | DRWTP-TRMT-OZNE GEN4 IN CLPRES/INDICATOR |  | NJBC | 6 | NJBC-BU-DRWTP-TRMT-OZNE | P203 | INSV | INST | TAYLORDM | 2015-11-05 | 213 CARRIAGE LANE |  |  |  |  | MECHANICAL INDICATOR | 0-100 IN PSI | PSI |  |  | N |  | AW
5208325 | ASHCROFT | NJHH-7-IPGG-28 | DRWTP-TRMT-OZNE GEN4 OT O3PRES/INDICATOR |  | NJBC | 6 | NJBC-BU-DRWTP-TRMT-OZNE | P203 | INSV | INST | TAYLORDM | 2015-11-05 | 213 CARRIAGE LANE |  |  |  |  | MECHANICAL INDICATOR | 0-30 IN PSI | PSI |  |  | N |  | AW
5208317 | UNKNOWN | NJHH-7-CFOF-13 | DRWTP-TRMT-O3 O2 Gen 4 /FILTER |  | NJBC | 6 | NJBC-BU-DRWTP-TRMT-OZNE | P203 | INSV | INST | TAYLORDM | 2015-11-05 | 213 CARRIAGE LANE |  |  |  |  | MECHANICAL INDICATOR | 0-5 | PSI |  |  | N |  | AW
5208316 | UNKNOWN | NJHH-7-CFOF-12 | DRWTP-TRMT-O3 O2 Gen 3 /FILTER |  | NJBC | 6 | NJBC-BU-DRWTP-TRMT-OZNE | P203 | INSV | INST | TAYLORDM | 2015-11-05 | 213 CARRIAGE LANE |  |  |  |  | MECHANICAL INDICATOR | 0-5 | PSI |  |  | N |  | AW
5208315 | UNKNOWN | NJHH-7-CFOF-11 | DRWTP-TRMT-O3 O2 Gen 2 /FILTER |  | NJBC | 6 | NJBC-BU-DRWTP-TRMT-OZNE | P203 | INSV | INST | TAYLORDM | 2015-11-05 | 213 CARRIAGE LANE |  |  |  |  | MECHANICAL INDICATOR | 0-5 | PSI |  |  | N |  | AW
5208314 | UNKNOWN | NJHH-7-CFOF-10 | DRWTP-TRMT-O3 O2 Gen 1 /FILTER |  | NJBC | 6 | NJBC-BU-DRWTP-TRMT-OZNE | P203 | INSV | INST | TAYLORDM | 2015-11-05 | 213 CARRIAGE LANE |  |  |  |  | MECHANICAL INDICATOR | 0-5 | PSI |  |  | N |  | AW
5210001 | UNKNOWN | NJHH-7-IDPA-1 | DRWTP-TRMT-OZNE DewPt Nit. /INDICATOR |  | NJBC | 6 | NJBC-BU-DRWTP-TRMT-OZNE | P203 | INSV | INST | TAYLORDM | 2016-01-18 | 213 CARRIAGE LANE |  |  | AE/AIT-301 |  | MECHANICAL INDICATOR |  |  |  |  | Y |  | AW
5210002 | UNKNOWN | NJHH-7-IDPA-2 | DRWTP-TRMT-OZNE DewPt O2 /INDICATOR |  | NJBC | 6 | NJBC-BU-DRWTP-TRMT-OZNE | P203 | INSV | INST | TAYLORDM | 2016-01-18 | 213 CARRIAGE LANE |  |  | AE/AIT-302 |  | MECHANICAL INDICATOR |  |  |  |  | Y |  | AW
5210003 | UNKNOWN | NJHH-7-ITMT-50 | DRWTP-TRMT-OZNE GEN4 IN O2 TMP/INDICATOR |  | NJBC | 6 | NJBC-BU-DRWTP-TRMT-OZNE | P203 | INSV | INST | TAYLORDM | 2016-01-18 | 213 CARRIAGE LANE |  |  | TIT-340 |  | MECHANICAL INDICATOR |  | DEG F |  |  | N |  | AW
5210004 | UNKNOWN | NJHH-7-ITMT-6 | DRWTP-TRMT-OZNE GEN4 IN CL TMP/INDICATOR |  | NJBC | 6 | NJBC-BU-DRWTP-TRMT-OZNE | P203 | INSV | INST | TAYLORDM | 2016-01-18 | 213 CARRIAGE LANE |  |  | TIT-412 |  | MECHANICAL INDICATOR |  | DEG F |  |  | N |  | AW
5210005 | UNKNOWN | NJHH-7-ITMT-60 | DRWTP-TRMT-O3 GEN4 Cool H2O /INDICATOR |  | NJBC | 6 | NJBC-BU-DRWTP-TRMT-OZNE | P203 | INSV | INST | TAYLORDM | 2016-01-18 | 213 CARRIAGE LANE |  |  | TIT-346 |  | MECHANICAL INDICATOR |  | DEG F |  |  | N |  | AW

## Water Heater
Equipment |  | Inventory no. | Description | Full Name | AuthorizGroup | EquipCategory | Functional Loc. | Planning plant | User status | System status | Created by | Created on | Street | Size/dimens. | ManufSerialNo. | ManufPartNo. | Install. date | Amp Rating | Application | Duty Cycle | Energy Type | HVAC Water Heater | Max Pressure | Output UOM | Output Value | Owned By | Special Mtn Note | Special Mtn Note Det | Tnk-Volume (gal) | Volt Rating
5086809 | UNKNOWN |  | BIRCH GAC Room /WATER HEATER |  | NJLO | B | NJLO-Z1-BIRCH-GACR | P203 | INSV | INST | HUSSAARM | 2013-10-12 | 322 BIRCH CREEK RD | [8 empty] | ELEC FIRED |  |  |  | AW
5143829 | UNKNOWN | NJHH-33-HVHU-1 | OTTERBROOK Pump Room /WATER HEATER |  | NJBC | B | NJBC-CM-OTTER | P203 | INSV | INST | HUSSAARM | 2013-10-13 | 900 SAN JOSE DR | [5 empty] | COMFORT |  | NAT GAS | ELEC FIRED |  |  |  | AW
5143846 | UNKNOWN |  | HIGHLAND /WATER HEATER |  | NJBC | B | NJBC-BU-HIGHL | P203 | INSV | INST | HUSSAARM | 2013-10-13 | 1007 Highland Ave | [5 empty] | COMFORT |  | ELECTRIC | GAS FIRED |  |  |  | AW
5143847 | UNKNOWN |  | BROWNING /WATER HEATER |  | NJBC | B | NJBC-CM-BROWN | P203 | INSV | INST | HUSSAARM | 2013-10-13 | BROWINING LANE | [5 empty] | COMFORT |  | ELECTRIC | ELEC FIRED |  |  |  | AW
5143848 | UNKNOWN |  | HADDONHTS /WATER HEATER |  | NJBC | B | NJBC-CM-HAHTS | P203 | INSV | INST | HUSSAARM | 2013-10-13 | 614 W. Atlantic Ave | [5 empty] | COMFORT |  | ELECTRIC | ELEC FIRED |  |  |  | AW
5143866 | UNKNOWN |  | CAMDEN /WATER HEATER |  | NJBC | B | NJBC-CM-CASTA | P203 | INSV | INST | HUSSAARM | 2013-10-13 | 791 N 30TH ST | [5 empty] | COMFORT |  | ELECTRIC | ELEC FIRED |  |  |  | AW
5143869 | UNKNOWN |  | COLUMBIALK /WATER HEATER |  | NJBC | B | NJBC-CM-COLUM | P203 | INSV | INST | HUSSAARM | 2013-10-13 | 330 OAK AVE | [5 empty] | COMFORT |  | LIQ FUEL | ELEC FIRED |  |  |  | AW
5143871 | UNKNOWN |  | ELLISBERG /WATER HEATER |  | NJBC | B | NJBC-CM-ELLIS | P203 | INSV | INST | HUSSAARM | 2013-10-13 | 129 PARK DR | [5 empty] | COMFORT |  | NAT GAS | GAS FIRED |  |  |  | AW
5143874 | UNKNOWN |  | KINGSTON /WATER HEATER |  | NJBC | B | NJBC-CM-KINGS | P203 | INSV | INST | HUSSAARM | 2013-10-13 | 514 HOWARD RD | [5 empty] | COMFORT |  | ELECTRIC | ELEC FIRED |  |  |  | AW
5143877 | UNKNOWN |  | MURRAY /WATER HEATER |  | NJBC | B | NJBC-CM-MURRA | P203 | INSV | INST | HUSSAARM | 2013-10-13 | 802 MURRAY AVE | [5 empty] | COMFORT |  | ELECTRIC | ELEC FIRED |  |  |  | AW
5144927 | UNKNOWN |  | GIBBSSTA /WATER HEATER |  | NJBC | B | NJBC-CM-GBSTA | P203 | INSV | INST | HUSSAARM | 2013-10-13 | 1 LINDEN AVE | [5 empty] | OTHER |  | ELECTRIC | ELEC FIRED |  |  |  | AW
5145906 | UNKNOWN |  | MEDFORDIC /WATER HEATER |  | NJBC | B | NJBC-BU-MEDFO | P203 | INSV | INST | HUSSAARM | 2013-10-13 | 333 MEDFORD-MT HOLLY ROAD | [5 empty] | FREEZE PROTECTION |  | ELECTRIC | ELEC FIRED |  |  |  | AW |  |  |  | 120
5146815 | UNKNOWN |  | NATIONPKIC /WATER HEATER |  | NJBC | B | NJBC-GL-NATIO | P203 | INSV | INST | HUSSAARM | 2013-10-13 | 7 S GROVE AVE | [5 empty] | PROCESSING |  | ELECTRIC | ELEC FIRED |  |  |  | AW |  |  |  | 240
5211382 | UNKNOWN |  | RANN ANALYZER AREA /WATER HEATER |  | NJPG | B | NJPG-PG-RANN. | P203 | INSV | INST | LOD_EAM_02 | 2016-02-04 | 370 HARDING HWY |  | 1342V000019 | [6 empty] | XX |  |  |  | AW
5211383 | UNKNOWN |  | RANN PROCESS ROOM /WATER HEATER |  | NJPG | B | NJPG-PG-RANN. | P203 | INSV | INST | LOD_EAM_02 | 2016-02-04 | 370 HARDING HWY |  | 1342V000026 | [6 empty] | XX |  |  |  | AW

## HVAC Ventilator
Equipment |  | Inventory no. | Description | Full Name | AuthorizGroup | EquipCategory | Functional Loc. | Planning plant | User status | System status | Created by | Created on | Street | Size/dimens. | ManufSerialNo. | ManufPartNo. | Install. date | Amp Rating | Application | Duty Cycle | Energy Type | HVAC Ventilation | Output UOM | Output Value | Owned By | Special Mtn Note | Special Mtn Note Det | Volt Rating
5145930 | DAYTON |  | MAPLEWAVIC Portable /VENTILATOR |  | NJBC | B | NJBC-BU-MAWIC | P203 | INSV | INST | HUSSAARM | 2013-10-13 | 103 WAVERLY AVE | [5 empty] | VENTILATION |  | ELECTRIC | HVAC-VNT* |  |  | AW
5145926 | DAYTON |  | GLASSAUIC EXHST FAN L OF RTU /VENTIL |  | NJBC | B | NJBC-GL-GLASS | P203 | INSV | INST | HUSSAARM | 2013-10-13 | 450 AURA RD | [5 empty] | VENTILATION |  | ELECTRIC | HVAC-VNT* |  |  | AW
5145908 | UNKNOWN |  | CHEWSLNDBS Exhaust Fan /VENTILATOR |  | NJBC | B | NJBC-CM-CHEWS | P203 | INSV | INST | HUSSAARM | 2013-10-13 | 1543 CHEWS LANDING RD | [5 empty] | VENTILATION |  | ELECTRIC | HVAC-VNT* |  |  | AW
5145905 | UNKNOWN |  | MEDFORDIC EXHST FAN-PMP&CHEM RM /VENTIL |  | NJBC | B | NJBC-BU-MEDFO | P203 | INSV | INST | HUSSAARM | 2013-10-13 | 333 MEDFORD-MT HOLLY ROAD | [5 empty] | VENTILATION |  | ELECTRIC | HVAC-VNT* |  |  | AW
5145903 | DAYTON |  | ROWANLRIC Exhaust Fan /VENTILATOR |  | NJBC | B | NJBC-GL-ROLIC | P203 | INSV | INST | HUSSAARM | 2013-10-13 | 701 LAMBS RD | [5 empty] | VENTILATION |  | ELECTRIC | HVAC-VNT* |  |  | AW
5145900 | UNKNOWN |  | WINSLOWIC Exhaust Fan /VENTILATOR |  | NJBC | B | NJBC-CM-WIHIC | P203 | INSV | INST | HUSSAARM | 2013-10-13 | 210 HEARTHSTONE DR | [5 empty] | VENTILATION |  | ELECTRIC | HVAC-VNT* |  |  | AW
5144998 | UNKNOWN |  | WINSLOWBS Exhaust Fan /VENTILATOR |  | NJBC | B | NJBC-CM-WIBST | P203 | INSV | INST | HUSSAARM | 2013-10-13 | 80 COOPER RD | [5 empty] | VENTILATION |  | ELECTRIC | HVAC-VNT* |  |  | AW
5144995 | GREENTECH |  | NATIONPKIC Exhaust Fan /VENTILATOR |  | NJBC | B | NJBC-GL-NATIO | P203 | INSV | INST | HUSSAARM | 2013-10-13 | 7 S GROVE AVE |  |  |  |  | 0.00 A | VENTILATION |  | ELECTRIC | HVAC-VNT* |  | 0.00 UN | AW
5144993 | DAYTON |  | GLASSAUIC EXHST FAN OVR PMP1 /VENTIL |  | NJBC | B | NJBC-GL-GLASS | P203 | INSV | INST | HUSSAARM | 2013-10-13 | 450 AURA RD | [5 empty] | VENTILATION |  | ELECTRIC | HVAC-VNT* |  |  | AW
5144990 | DAYTON |  | PINEHILLCRIC Exhaust Fan /VENTILATOR |  | NJBC | B | NJBC-CM-PINEH | P203 | INSV | INST | HUSSAARM | 2013-10-13 | [6 empty] | VENTILATION |  | ELECTRIC | HVAC-VNT* | CFM | 510.00 UN | AW
5144988 | UNKNOWN |  | GLOUCESTERBS-BST Exhaust Fan /VENTILATOR |  | NJBC | B | NJBC-GL-GLBST-BSTA | P203 | INSV | INST | HUSSAARM | 2013-10-13 | JESSUP MILL RD AT HARRISON AVE | [5 empty] | VENTILATION |  | ELECTRIC | HVAC-VNT* |  |  | AW
5144987 | UNKNOWN |  | GLOUCESTERBS Hypo ExhFn /VENTILATOR |  | NJBC | B | NJBC-GL-GLBST | P203 | INSV | INST | HUSSAARM | 2013-10-13 | 491 HARRISON AVE | [5 empty] | VENTILATION |  | ELECTRIC | HVAC-VNT* |  |  | AW
5144979 | UNKNOWN |  | FAIRVIEVLV Exhaust Fan /VENTILATOR |  | NJBC | B | NJBC-BU-FAIRV | P203 | INSV | INST | HUSSAARM | 2013-10-13 | FAIRVIEW STREET | [5 empty] | VENTILATION |  | ELECTRIC | HVAC-VNT* |  |  | AW
5144976 | DAYTON |  | WOODBURY EXHST FAN-L OF SUMPS /VENTIL |  | NJBC | B | NJBC-GL-WOODB | P203 | INSV | INST | HUSSAARM | 2013-10-13 | 770 Clearview Ave |  |  |  |  | 0.00 A | VENTILATION |  | ELECTRIC | HVAC-VNT* |  | 0.00 UN | AW
5144974 | DAYTON |  | CAMDENFEIC Exhaust Fan /VENTILATOR |  | NJBC | B | NJBC-CM-CAFIC | P203 | INSV | INST | HUSSAARM | 2013-10-13 | FEDERAL STREET | [5 empty] | VENTILATION |  | ELECTRIC | HVAC-VNT* |  |  | AW
5144971 | DAYTON |  | WDEPTPRKIC Exhaust Fan /VENTILATOR |  | NJBC | B | NJBC-GL-WDEPT | P203 | INSV | INST | HUSSAARM | 2013-10-13 | 901 DANTE CT | [5 empty] | VENTILATION |  | ELECTRIC | HVAC-VNT* |  |  | AW
5143836 | DAYTON | NJHH-147-HVEF-1 | MERCHCHIC Exhaust Fan /VENTILATOR |  | NJBC | B | NJBC-CM-MECIC | P203 | INSV | INST | HUSSAARM | 2013-10-13 | 462 3RD AVE | [5 empty] | VENTILATION |  | ELECTRIC | HVAC-VNT* | CFM | 458.00 UN | AW
5143833 | DAYTON |  | ELKAUIC Exhaust Fan /VENTILATOR |  | NJBC | B | NJBC-GL-ELKAU | P203 | INSV | INST | HUSSAARM | 2013-10-13 | 603 AURA RD | [5 empty] | VENTILATION |  | ELECTRIC | HVAC-VNT* |  |  | AW
5143831 | UNKNOWN | NJHH-14-CLEF-1 | VOORHEES CL2 EXHST FAN /VENTIL |  | NJBC | B | NJBC-CM-VOORH | P203 | INSV | INST | HUSSAARM | 2013-10-13 | 13 GOLF VIEW DR | [5 empty] | VENTILATION |  | ELECTRIC | HVAC-VNT* |  |  | AW
5143822 | UNKNOWN | NJHH-16-HVEF-1 | BROWNING Main Exhaust Fan /VENTILATOR |  | NJBC | B | NJBC-CM-BROWN | P203 | INSV | INST | HUSSAARM | 2013-10-13 | BROWINING LANE | [5 empty] | VENTILATION |  | ELECTRIC | HVAC-VNT* |  |  | AW
5143821 | UNKNOWN | NJHH-16-HVEF-2 | BROWNING Exhaust Fan /VENTILATOR |  | NJBC | B | NJBC-CM-BROWN | P203 | INSV | INST | HUSSAARM | 2013-10-13 | BROWINING LANE | [5 empty] | VENTILATION |  | ELECTRIC | HVAC-VNT* |  |  | AW
5143815 | UNKNOWN | NJHH-73-HVEF-1 | POMONA exhaust fan /VENTILATOR |  | NJBC | B | NJBC-BU-POMON | P203 | INSV | INST | HUSSAARM | 2013-10-13 | 915 POMONA ROAD | [5 empty] | VENTILATION |  | NAT GAS | HVAC-VNT* |  |  | AW
5146819 | DAYTON |  | HADDONCRIC Exhaust Fan /VENTILATOR |  | NJBC | B | NJBC-CM-HACIC | P203 | INSV | INST | HUSSAARM | 2013-10-13 | 429 W CRYSTAL LAKE AVE | [5 empty] | VENTILATION |  | ELECTRIC | HVAC-VNT* |  |  | AW
5146812 | DAYTON |  | WOODBURY EXHST FAN-R OF SUMPS /VENTIL |  | NJBC | B | NJBC-GL-WOODB | P203 | INSV | INST | HUSSAARM | 2013-10-13 | 770 Clearview Ave | [5 empty] | VENTILATION |  | ELECTRIC | HVAC-VNT* |  |  | AW
5146808 | DAYTON |  | MANTUAIC EXHST FAN-REAR ELEC RM /VENTIL |  | NJBC | B | NJBC-GL-MANTU | P203 | INSV | INST | HUSSAARM | 2013-10-13 | 638 MAIN ST | [5 empty] | VENTILATION |  | ELECTRIC | HVAC-VNT* |  |  | AW
5146807 | DAYTON |  | MANTUAIC EXHST FAN-FRNT PIPE RM /VENTIL |  | NJBC | B | NJBC-GL-MANTU | P203 | INSV | INST | HUSSAARM | 2013-10-13 | 638 MAIN ST | [5 empty] | VENTILATION |  | ELECTRIC | HVAC-VNT* |  |  | AW
5146804 | DAYTON |  | HARRHEIC Exhaust Fan /VENTILATOR |  | NJBC | B | NJBC-GL-HARRH | P203 | INSV | INST | HUSSAARM | 2013-10-13 | 121 HELIG RD | [5 empty] | VENTILATION |  | ELECTRIC | HVAC-VNT* |  |  | AW
5146802 | DAYTON |  | PITMANIC Exhaust Fan /VENTILATOR |  | NJBC | B | NJBC-GL-PITMA | P203 | INSV | INST | HUSSAARM | 2013-10-13 | 598 PITMAN RD | [5 empty] | VENTILATION |  | ELECTRIC | HVAC-VNT* |  |  | AW
5145998 | DAYTON |  | EGREENUNIC Exhaust Fan /VENTILATOR |  | NJBC | B | NJBC-GL-EGUIC | P203 | INSV | INST | HUSSAARM | 2013-10-13 | 822 MIDDLESBOROUGH WAY | [5 empty] | VENTILATION |  | ELECTRIC | HVAC-VNT* |  |  | AW
5145994 | DAYTON |  | EGREENHAIC EXHST FAN R OF RTU /VENTIL |  | NJBC | B | NJBC-GL-EGHIC | P203 | INSV | INST | HUSSAARM | 2013-10-13 | 208 Harrison Ave | [5 empty] | VENTILATION |  | ELECTRIC | HVAC-VNT* |  |  | AW
5145993 | DAYTON |  | EGREENHAIC EXHST FAN L OF RTU /VENTIL |  | NJBC | B | NJBC-GL-EGHIC | P203 | INSV | INST | HUSSAARM | 2013-10-13 | 208 Harrison Ave | [5 empty] | VENTILATION |  | ELECTRIC | HVAC-VNT* |  |  | AW
5145990 | DAYTON |  | GREENTRIC Exhaust Fan /VENTILATOR |  | NJBC | B | NJBC-BU-GREEN | P203 | INSV | INST | HUSSAARM | 2013-10-13 | SPRINGDALE ROAD | [5 empty] | VENTILATION |  | ELECTRIC | HVAC-VNT* |  |  | AW
5145988 | DAYTON |  | BERLINCOIC EXHST FAN R OF RTU /VENTIL |  | NJBC | B | NJBC-CM-BERLI | P203 | INSV | INST | HUSSAARM | 2013-10-13 | 74 COOPER RD | [5 empty] | VENTILATION |  | ELECTRIC | HVAC-VNT* |  |  | AW
5145987 | DAYTON |  | BERLINCOIC EXHST FAN L OF RTU /VENTIL |  | NJBC | B | NJBC-CM-BERLI | P203 | INSV | INST | HUSSAARM | 2013-10-13 | 74 COOPER RD | [5 empty] | VENTILATION |  | ELECTRIC | HVAC-VNT* |  |  | AW
5145983 | DAYTON |  | DEPTCLIC Exhaust Fan /VENTILATOR |  | NJBC | B | NJBC-GL-DEPTC | P203 | INSV | INST | HUSSAARM | 2013-10-13 | 1570 CLEMENTS BRIDGE RD | [5 empty] | VENTILATION |  | ELECTRIC | HVAC-VNT* |  |  | AW
5145978 | DAYTON |  | STATION-BAR Exhaust Fan /VENTILATOR |  | NJBC | B | NJBC-CM-STATI-BAR. | P203 | INSV | INST | HUSSAARM | 2013-10-13 | 2 STATION AVE | [5 empty] | VENTILATION |  | ELECTRIC | HVAC-VNT* |  |  | AW
5145961 | FANTECH |  | MEDFORDIC EXHST FAN-METER VLT /VENTIL |  | NJBC | B | NJBC-BU-MEDFO | P203 | INSV | INST | HUSSAARM | 2013-10-13 | 333 MEDFORD-MT HOLLY ROAD | [5 empty] | VENTILATION |  | ELECTRIC | HVAC-VNT* |  |  | AW
5145951 | DAYTON |  | HUTTONHILL-IC Exhaust Fan /VENTILATOR |  | NJBC | B | NJBC-CM-HUTTO-IC.. | P203 | INSV | INST | HUSSAARM | 2013-10-13 | 1911 KRESSON RD | [5 empty] | VENTILATION |  | ELECTRIC | HVAC-VNT* |  |  | AW
5145949 | DAYTON |  | WINSLOWIC Exhaust Fan /VENTILATOR |  | NJBC | B | NJBC-CM-WIHIC | P203 | INSV | INST | HUSSAARM | 2013-10-13 | 210 HEARTHSTONE DR | [5 empty] | VENTILATION |  | ELECTRIC | HVAC-VNT* |  |  | AW
5145945 | DAYTON |  | HAINESMOIC Exhaust Fan /VENTILATOR |  | NJBC | B | NJBC-BU-HMOIC | P203 | INSV | INST | HUSSAARM | 2013-10-13 | 1005 WESTFIELD RD |  |  |  |  | 0.00 A | VENTILATION |  | ELECTRIC | HVAC-VNT* |  | 0.00 UN | AW
5145943 | DAYTON |  | CHAPELAVIC Exhaust Fan /VENTILATOR |  | NJBC | B | NJBC-CM-CHAPE | P203 | INSV | INST | HUSSAARM | 2013-10-13 | CHAPEL AVENUE | [5 empty] | VENTILATION |  | ELECTRIC | HVAC-VNT* |  |  | AW
5145940 | DAYTON |  | CENTRALIC Exhaust Fan /VENTILATOR |  | NJBC | B | NJBC-CM-CENTR | P203 | INSV | INST | HUSSAARM | 2013-10-13 | EVESHAM ROAD | [5 empty] | VENTILATION |  | ELECTRIC | HVAC-VNT* | CFM | 437.00 UN | AW
5145934 | DAYTON |  | BRIDGEPTIC Exhaust Fan /VENTILATOR |  | NJBC | B | NJBC-GL-BRIDG | P203 | INSV | INST | HUSSAARM | 2013-10-13 | 536 SWEDESBORO RD | [5 empty] | VENTILATION |  | ELECTRIC | HVAC-VNT* |  |  | AW
5145933 | DAYTON |  | MTLAURBRIC Exhaust Fan /VENTILATOR |  | NJBC | B | NJBC-BU-MLBIC | P203 | INSV | INST | HUSSAARM | 2013-10-13 | 3321 MARNE HWY |  |  |  |  | 0.00 A | VENTILATION |  | ELECTRIC | HVAC-VNT* |  | 0.00 UN | AW
5142200 | UNKNOWN | NJHH-7-HVAH-10 | DRWTP-HSPS AHU12- PMP 4 /VENTILATOR |  | NJBC | B | NJBC-BU-DRWTP-HSPS | P203 | INSV | INST | HUSSAARM | 2013-10-13 | 213 CARRIAGE LANE | [5 empty] | VENTILATION |  | ELECTRIC | HVAC-VNT* |  |  | AW
5126655 | UNKNOWN |  | MANS-W8 Exhaust Fan /VENTILATOR |  | NJBC | B | NJBC-MF-MANS.-W8.. | P203 | INSV | INST | HUSSAARM | 2013-10-13 | 3165 RTE 206 |  |  |  |  | 0.00 A | VENTILATION |  | ELECTRIC | HVAC-VNT* | CFM | 0.00 UN | AW
5126633 | UNKNOWN |  | MANS-W7 Exhaust Fan /VENTILATOR |  | NJBC | B | NJBC-MF-MANS.-W7.. | P203 | INSV | INST | HUSSAARM | 2013-10-13 | 3165 RTE 206 | [5 empty] | VENTILATION |  | ELECTRIC | HVAC-VNT* | CFM |  | AW
5126611 | UNKNOWN |  | MANS-W5 Exhaust Fan /VENTILATOR |  | NJBC | B | NJBC-MF-MANS.-W5.. | P203 | INSV | INST | HUSSAARM | 2013-10-13 | 3165 RTE 206 | [5 empty] | VENTILATION |  | ELECTRIC | HVAC-VNT* | CFM |  | AW
5126189 | UNKNOWN |  | MANS-W4 Exhaust Fan /VENTILATOR |  | NJBC | B | NJBC-MF-MANS.-W4.. | P203 | INSV | INST | HUSSAARM | 2013-10-13 | 3165 RTE 206 | [5 empty] | VENTILATION |  | ELECTRIC | HVAC-VNT* | CFM |  | AW
5126166 | UNKNOWN |  | MANS-W3 Exhaust Fan /VENTILATOR |  | NJBC | B | NJBC-MF-MANS.-W3.. | P203 | INSV | INST | HUSSAARM | 2013-10-13 | 3165 RTE 206 | [5 empty] | VENTILATION |  | ELECTRIC | HVAC-VNT* | CFM |  | AW
5126144 | UNKNOWN |  | MANS-W2 Exhaust Fan /VENTILATOR |  | NJBC | B | NJBC-MF-MANS.-W2.. | P203 | INSV | INST | HUSSAARM | 2013-10-13 | 3165 RTE 206 | [5 empty] | VENTILATION |  | ELECTRIC | HVAC-VNT* | CFM |  | AW
5126122 | UNKNOWN |  | MANS-W1 Exhaust Fan /VENTILATOR |  | NJBC | B | NJBC-MF-MANS.-W1.. | P203 | INSV | INST | HUSSAARM | 2013-10-13 | 3165 RTE 206 | [5 empty] | VENTILATION |  | ELECTRIC | HVAC-VNT* | CFM |  | AW
5126100 | UNKNOWN |  | MANS Air Handler /VENTILATOR |  | NJBC | B | NJBC-MF-MANS. | P203 | INSV | INST | HUSSAARM | 2013-10-13 | 3165 RTE 206 | [5 empty] | VENTILATION |  | ELECTRIC | HVAC-VNT* | CFM |  | AW
5125678 | UNKNOWN |  | MONVLV Pit Exhaust Fan /VENTILATOR |  | NJBC | B | NJBC-MH-MONVL | P203 | INSV | INST | HUSSAARM | 2013-10-13 | MONMOUTH RD | [5 empty] | VENTILATION |  | ELECTRIC | HVAC-VNT* | CFM |  | AW
5125656 | UNKNOWN |  | VNCE Exhaust Fan /VENTILATOR |  | NJBC | B | NJBC-VT-VNCE. | P203 | INSV | INST | HUSSAARM | 2013-10-13 | 39 RETREAT RD | [5 empty] | VENTILATION |  | ELECTRIC | HVAC-VNT* | CFM |  | AW
5125635 | UNKNOWN |  | HOME Exhaust Fan /VENTILATOR |  | NJBC | B | NJBC-HS-HOME. | P203 | INSV | INST | HUSSAARM | 2013-10-13 | JACK HEDDING ROAD | [5 empty] | VENTILATION |  | ELECTRIC | HVAC-VNT* | CFM |  | AW
5125614 | UNKNOWN |  | GREEN Exhaust Post Hypo /VENTILATOR |  | NJBC | B | NJBC-MH-GREEN | P203 | INSV | INST | HUSSAARM | 2013-10-13 | GREEN STREET | [5 empty] | VENTILATION |  | ELECTRIC | HVAC-VNT* | CFM |  | AW
5125092 | UNKNOWN |  | GREEN Exhaust Pre Hypo /VENTILATOR |  | NJBC | B | NJBC-MH-GREEN | P203 | INSV | INST | HUSSAARM | 2013-10-13 | GREEN STREET | [5 empty] | VENTILATION |  | ELECTRIC | HVAC-VNT* | CFM |  | AW
5125048 | UNKNOWN |  | MANS-PLT EXHST FAN ELEC RM /VENTIL |  | NJBC | B | NJBC-MF-MANS.-PLT. | P203 | INSV | INST | HUSSAARM | 2013-10-13 | 3165 RTE 206 | [5 empty] | VENTILATION |  | ELECTRIC | HVAC-VNT* | CFM |  | AW
5125037 | UNKNOWN |  | MANS-PLT EXHST FAN PERMANG /VENTIL |  | NJBC | B | NJBC-MF-MANS.-PLT. | P203 | INSV | INST | HUSSAARM | 2013-10-13 | 3165 RTE 206 | [5 empty] | VENTILATION |  | ELECTRIC | HVAC-VNT* | CFM |  | AW
5125026 | UNKNOWN |  | MANS-PLT Exhaust Fan Caustic /VENTILATOR |  | NJBC | B | NJBC-MF-MANS.-PLT. | P203 | INSV | INST | HUSSAARM | 2013-10-13 | 3165 RTE 206 | [5 empty] | VENTILATION |  | ELECTRIC | HVAC-VNT* | CFM |  | AW
5125015 | UNKNOWN |  | MANS-PLT Exhaust Fan Hypo /VENTILATOR |  | NJBC | B | NJBC-MF-MANS.-PLT. | P203 | INSV | INST | HUSSAARM | 2013-10-13 | 3165 RTE 206 | [5 empty] | VENTILATION |  | ELECTRIC | HVAC-VNT* | CFM |  | AW
5125004 | UNKNOWN |  | WOOD EXHST FAN PERMANG /VENTIL |  | NJBC | B | NJBC-MH-WOOD. | P203 | INSV | INST | HUSSAARM | 2013-10-13 | WOODLANE RD | [5 empty] | VENTILATION |  | ELECTRIC | HVAC-VNT* | CFM |  | AW
5124693 | UNKNOWN |  | WOOD Exhaust Fan Hypo /VENTILATOR |  | NJBC | B | NJBC-MH-WOOD. | P203 | INSV | INST | HUSSAARM | 2013-10-13 | WOODLANE RD | [5 empty] | VENTILATION |  | ELECTRIC | HVAC-VNT* | CFM |  | AW
5120804 | UNKNOWN |  | RANN Dust Collector for Lime /VENTILATOR |  | NJPG | B | NJPG-PG-RANN. | P203 | OOS | INAC INST | HUSSAARM | 2013-10-13 | 370 HARDING HWY |  |  |  |  | 0.00 A | VENTILATION |  |  | HVAC-VNT* |  | 0.00 UN | AW
5120803 | UNKNOWN |  | LAYT Dust Collector for Lime /VENTILATOR |  | NJPG | B | NJPG-PG-LAYT. | P203 | OOS | INAC INST | HUSSAARM | 2013-10-13 | 51 N Pennsville Auburn Rd |  |  |  |  | 0.00 A | VENTILATION |  |  | HVAC-VNT* |  | 0.00 UN | AW
5143805 | UNKNOWN | NJHH-76-HVEF-1 | HIGHLAND EXHST FAN CAUST RM /VENTIL |  | NJBC | B | NJBC-BU-HIGHL | P203 | INSV | INST | HUSSAARM | 2013-10-13 | 1007 Highland Ave | [5 empty] | VENTILATION |  | ELECTRIC | HVAC-VNT* |  |  | AW
5143801 | UNKNOWN | NJHH-76-HVSF-1 | HIGHLAND Air intake lo1 in /VENTILATOR |  | NJBC | B | NJBC-BU-HIGHL | P203 | INSV | INST | HUSSAARM | 2013-10-13 | 1007 Highland Ave | [5 empty] | VENTILATION |  | ELECTRIC | HVAC-VNT* |  |  | AW
5143097 | DAYTON |  | MTHOLLYIC Exhaust Fan /VENTILATOR |  | NJBC | B | NJBC-BU-MTHOL | P203 | INSV | INST | HUSSAARM | 2013-10-13 | 2909 MARNE HWY | [5 empty] | VENTILATION |  | ELECTRIC | HVAC-VNT* |  |  | AW
5142970 | UNKNOWN | NJHH-7-HVSF-13 | DRWTP-TRMT SF5 /VENTILATOR |  | NJBC | B | NJBC-BU-DRWTP-TRMT | P203 | INSV | INST | HUSSAARM | 2013-10-13 | 213 CARRIAGE LANE | [5 empty] | VENTILATION |  | ELECTRIC | HVAC-VNT* |  |  | AW
5142966 | UNKNOWN | NJHH-7-HVSF-12 | DRWTP SF13- GEN RM /VENTILATOR |  | NJBC | B | NJBC-BU-DRWTP | P203 | INSV | INST | HUSSAARM | 2013-10-13 | 213 CARRIAGE LANE | [5 empty] | VENTILATION |  | ELECTRIC | HVAC-VNT* |  |  | AW
5142962 | UNKNOWN | NJHH-7-HVSF-11 | DRWTP SF12- GEN RM /VENTILATOR |  | NJBC | B | NJBC-BU-DRWTP | P203 | INSV | INST | HUSSAARM | 2013-10-13 | 213 CARRIAGE LANE | [5 empty] | VENTILATION |  | ELECTRIC | HVAC-VNT* |  |  | AW
5142958 | UNKNOWN | NJHH-7-HVSF-10 | DRWTP SF11- GEN RM /VENTILATOR |  | NJBC | B | NJBC-BU-DRWTP | P203 | INSV | INST | HUSSAARM | 2013-10-13 | 213 CARRIAGE LANE | [5 empty] | VENTILATION |  | ELECTRIC | HVAC-VNT* |  |  | AW
5142283 | UNKNOWN | NJHH-7-HVEF-21 | DRWTP-TRMT-MXBN EF30-B /VENTILATOR |  | NJBC | B | NJBC-BU-DRWTP-TRMT-MXBN | P203 | INSV | INST | HUSSAARM | 2013-10-13 | 213 CARRIAGE LANE | [5 empty] | VENTILATION |  | ELECTRIC | HVAC-VNT* |  |  | AW
5142280 | UNKNOWN | NJHH-7-HVEF-20 | DRWTP-TRMT-MXBN EF30-A /VENTILATOR |  | NJBC | B | NJBC-BU-DRWTP-TRMT-MXBN | P203 | INSV | INST | HUSSAARM | 2013-10-13 | 213 CARRIAGE LANE | [5 empty] | VENTILATION |  | ELECTRIC | HVAC-VNT* |  |  | AW
5142277 | UNKNOWN | NJHH-7-HVEF-19 | DRWTP EF15- PILOT PLNT LAB /VENTILATOR |  | NJBC | B | NJBC-BU-DRWTP | P203 | INSV | INST | HUSSAARM | 2013-10-13 | 213 CARRIAGE LANE | [5 empty] | VENTILATION |  | ELECTRIC | HVAC-VNT* |  |  | AW
5142274 | UNKNOWN | NJHH-7-HVEF-18 | DRWTP EF50A- MN ELEC RM /VENTILATOR |  | NJBC | B | NJBC-BU-DRWTP | P203 | INSV | INST | HUSSAARM | 2013-10-13 | 213 CARRIAGE LANE | [5 empty] | VENTILATION |  | ELECTRIC | HVAC-VNT* |  |  | AW
5142272 | UNKNOWN | NJHH-7-HVEF-17 | DRWTP EF50- MN ELEC RM /VENTILATOR |  | NJBC | B | NJBC-BU-DRWTP | P203 | INSV | INST | HUSSAARM | 2013-10-13 | 213 CARRIAGE LANE | [5 empty] | VENTILATION |  | ELECTRIC | HVAC-VNT* |  |  | AW
5142269 | UNKNOWN | NJHH-7-HVEF-16 | DRWTP EF49- MN ELEC RM /VENTILATOR |  | NJBC | B | NJBC-BU-DRWTP | P203 | INSV | INST | HUSSAARM | 2013-10-13 | 213 CARRIAGE LANE | [5 empty] | VENTILATION |  | ELECTRIC | HVAC-VNT* |  |  | AW
5142266 | UNKNOWN | NJHH-7-HVEF-15 | DRWTP EF48- MN ELEC RM /VENTILATOR |  | NJBC | B | NJBC-BU-DRWTP | P203 | INSV | INST | HUSSAARM | 2013-10-13 | 213 CARRIAGE LANE | [5 empty] | VENTILATION |  | ELECTRIC | HVAC-VNT* |  |  | AW
5142263 | UNKNOWN | NJHH-7-HVEF-14 | DRWTP-HSPS EF55- PMP 4 /VENTILATOR |  | NJBC | B | NJBC-BU-DRWTP-HSPS | P203 | INSV | INST | HUSSAARM | 2013-10-13 | 213 CARRIAGE LANE | [5 empty] | VENTILATION |  | ELECTRIC | HVAC-VNT* |  |  | AW
5142260 | UNKNOWN | NJHH-7-HVEF-13 | DRWTP-HSPS EF54- PMP 4 /VENTILATOR |  | NJBC | B | NJBC-BU-DRWTP-HSPS | P203 | INSV | INST | HUSSAARM | 2013-10-13 | 213 CARRIAGE LANE | [5 empty] | VENTILATION |  | ELECTRIC | HVAC-VNT* |  |  | AW
5142257 | UNKNOWN | NJHH-7-HVEF-12 | DRWTP-HSPS EF53- PMP 4 /VENTILATOR |  | NJBC | B | NJBC-BU-DRWTP-HSPS | P203 | INSV | INST | HUSSAARM | 2013-10-13 | 213 CARRIAGE LANE | [5 empty] | VENTILATION |  | ELECTRIC | HVAC-VNT* |  |  | AW
5142255 | UNKNOWN | NJHH-7-HVEF-11 | DRWTP-HSPS EF52- PMP 4 /VENTILATOR |  | NJBC | B | NJBC-BU-DRWTP-HSPS | P203 | INSV | INST | HUSSAARM | 2013-10-13 | 213 CARRIAGE LANE | [5 empty] | VENTILATION |  | ELECTRIC | HVAC-VNT* |  |  | AW
5142252 | UNKNOWN | NJHH-7-HVEF-10 | DRWTP-HSPS EF51- PMP 4 /VENTILATOR |  | NJBC | B | NJBC-BU-DRWTP-HSPS | P203 | INSV | INST | HUSSAARM | 2013-10-13 | 213 CARRIAGE LANE | [5 empty] | VENTILATION |  | ELECTRIC | HVAC-VNT* |  |  | AW
5142208 | UNKNOWN | NJHH-7-HVAH-13 | DRWTP-TRMT-MXBN AHU4 /VENTILATOR |  | NJBC | B | NJBC-BU-DRWTP-TRMT-MXBN | P203 | INSV | INST | HUSSAARM | 2013-10-13 | 213 CARRIAGE LANE | [5 empty] | VENTILATION |  | ELECTRIC | HVAC-VNT* |  |  | AW
5142205 | UNKNOWN | NJHH-7-HVAH-12 | DRWTP-TRMT AHU11- MN ELEC RM /VENTILATOR |  | NJBC | B | NJBC-BU-DRWTP-TRMT | P203 | INSV | INST | HUSSAARM | 2013-10-13 | 213 CARRIAGE LANE | [5 empty] | VENTILATION |  | ELECTRIC | HVAC-VNT* |  |  | AW
5142203 | UNKNOWN | NJHH-7-HVAH-11 | DRWTP-TRMT AHU10- MN ELEC RM /VENTILATOR |  | NJBC | B | NJBC-BU-DRWTP-TRMT | P203 | INSV | INST | HUSSAARM | 2013-10-13 | 213 CARRIAGE LANE | [5 empty] | VENTILATION |  | ELECTRIC | HVAC-VNT* |  |  | AW
5211305 | GREENHECK |  | RANN KLENPHOS RM VENT /VENTILATOR |  | NJPG | B | NJPG-PG-RANN. | P203 | INSV | INST | LOD_EAM_02 | 2016-02-04 | 370 HARDING HWY | [8 empty] | HVAC-VNT* |  |  | AW
5211306 | GREENHECK |  | RANN HYPO RM VENT /VENTILATOR |  | NJPG | B | NJPG-PG-RANN. | P203 | INSV | INST | LOD_EAM_02 | 2016-02-04 | 370 HARDING HWY | [8 empty] | HVAC-VNT* |  |  | AW
5211307 | GREENHECK |  | RANN KOH RM VENT /VENTILATOR |  | NJPG | B | NJPG-PG-RANN. | P203 | INSV | INST | LOD_EAM_02 | 2016-02-04 | 370 HARDING HWY | [8 empty] | HVAC-VNT* |  |  | AW
5211308 | GREENHECK |  | RANN ELECTRICAL RM VENT /VENTILATOR |  | NJPG | B | NJPG-PG-RANN. | P203 | INSV | INST | LOD_EAM_02 | 2016-02-04 | 370 HARDING HWY | [8 empty] | HVAC-VNT* |  |  | AW
5211309 | GREENHECK |  | RANN MAIN PROCESS /VENTILATOR |  | NJPG | B | NJPG-PG-RANN.-TRT. | P203 | INSV | INST | LOD_EAM_02 | 2016-02-04 | 370 HARDING HWY |  | SQ-85-D | [6 empty] | HVAC-VNT* |  |  | AW
5211397 | GREENHECK |  | RANN RESTROOM /VENTILATOR |  | NJPG | B | NJPG-PG-RANN.-TRT. | P203 | INSV | INST | LOD_EAM_02 | 2016-02-04 | 370 HARDING HWY |  | CSP-A110 | [6 empty] | HVAC-VNT* |  |  | AW
5211718 | DAYTON |  | ELK2WIC Exhaust Fan /VENTILATOR |  | NJBC | B | NJBC-GL-ELK2W | P203 | INSV | INST | TAYLORDM | 2016-03-09 | Aura Road | [5 empty] | VENTILATION |  | ELECTRIC | HVAC-VNT* |  |  | AW

## HVAC Heater
Equipment |  | Inventory no. | Description | Full Name | AuthorizGroup | EquipCategory | Functional Loc. | Planning plant | User status | System status | Created by | Created on | Street | Size/dimens. | ManufSerialNo. | ManufPartNo. | Install. date | Amp Rating | Application | Duty Cycle | Energy Type | HVAC Heater | Output UOM | Output Value | Owned By | Special Mtn Note | Special Mtn Note Det | Volt Rating
5087421 | UNKNOWN |  | BIRCH Heater #1 /HEATER |  | NJLO | B | NJLO-Z1-BIRCH-GACR | P203 | INSV | INST | HUSSAARM | 2013-10-12 | 322 BIRCH CREEK RD | [8 empty] | HVAC-HTR* |  |  | AW
5087422 | UNKNOWN |  | BIRCH Heater #2 /HEATER |  | NJLO | B | NJLO-Z1-BIRCH-GACR | P203 | INSV | INST | HUSSAARM | 2013-10-12 | 322 BIRCH CREEK RD | [8 empty] | HVAC-HTR* |  |  | AW
5087423 | UNKNOWN |  | BIRCH Heater #3 /HEATER |  | NJLO | B | NJLO-Z1-BIRCH-GACR | P203 | INSV | INST | HUSSAARM | 2013-10-12 | 322 BIRCH CREEK RD | [8 empty] | HVAC-HTR* |  |  | AW
5144920 | UNKNOWN |  | GIBBSSTA-W57 /HEATER |  | NJBC | B | NJBC-CM-GBSTA-WL57 | P203 | INSV | INST | HUSSAARM | 2013-10-13 | 1 LINDEN AVE | [5 empty] | FREEZE PROTECTION |  | ELECTRIC | HVAC-HTR* |  |  | AW
5144921 | UNKNOWN |  | GIBBSSTA Electric Room /HEATER |  | NJBC | B | NJBC-CM-GBSTA | P203 | INSV | INST | HUSSAARM | 2013-10-13 | 1 LINDEN AVE | [5 empty] | COMFORT |  | ELECTRIC | HVAC-HTR* |  |  | AW
5144922 | UNKNOWN |  | GIBBSSTA Filter Room /HEATER |  | NJBC | B | NJBC-CM-GBSTA | P203 | INSV | INST | HUSSAARM | 2013-10-13 | 1 LINDEN AVE | [5 empty] | COMFORT |  | ELECTRIC | HVAC-HTR* |  |  | AW
5144923 | UNKNOWN |  | GIBBSSTA Phosphate Room /HEATER |  | NJBC | B | NJBC-CM-GBSTA | P203 | INSV | INST | HUSSAARM | 2013-10-13 | 1 LINDEN AVE | [5 empty] | COMFORT |  | ELECTRIC | HVAC-HTR* |  |  | AW
5144925 | UNKNOWN |  | GIBBSSTA Hypochlorite Room /HEATER |  | NJBC | B | NJBC-CM-GBSTA | P203 | INSV | INST | HUSSAARM | 2013-10-13 | 1 LINDEN AVE | [5 empty] | COMFORT |  | ELECTRIC | HVAC-HTR* |  |  | AW
5144926 | UNKNOWN |  | GIBBSSTA Fuel Storage Room /HEATER |  | NJBC | B | NJBC-CM-GBSTA | P203 | INSV | INST | HUSSAARM | 2013-10-13 | 1 LINDEN AVE | [5 empty] | COMFORT |  | ELECTRIC | HVAC-HTR* |  |  | AW
5144928 | UNKNOWN |  | GIBBSBOROBS-BST Electric Room /HEATER |  | NJBC | B | NJBC-CM-GBBST-BSTR | P203 | INSV | INST | HUSSAARM | 2013-10-13 | LINDEN AVE AT WEST ROAD | [5 empty] | COMFORT |  | ELECTRIC | HVAC-HTR* |  |  | AW
5144929 | UNKNOWN |  | GLOUCNICIC /HEATER |  | NJBC | B | NJBC-GL-GLNIC | P203 | INSV | INST | HUSSAARM | 2013-10-13 | 103 NICHOLSON RD | [5 empty] | FREEZE PROTECTION |  | ELECTRIC | HVAC-HTR* |  |  | AW
5144930 | UNKNOWN |  | OTTERBROOK Electric Room /HEATER |  | NJBC | B | NJBC-CM-OTTER | P203 | INSV | INST | HUSSAARM | 2013-10-13 | 900 SAN JOSE DR | [5 empty] | COMFORT |  | ELECTRIC | HVAC-HTR* |  |  | AW
5144931 | UNKNOWN |  | OTTERBROOK Hypochlorite Room /HEATER |  | NJBC | B | NJBC-CM-OTTER | P203 | INSV | INST | HUSSAARM | 2013-10-13 | 900 SAN JOSE DR | [5 empty] | COMFORT |  | ELECTRIC | HVAC-HTR* |  |  | AW
5144932 | UNKNOWN |  | OTTERBROOK Filter Room /HEATER |  | NJBC | B | NJBC-CM-OTTER | P203 | INSV | INST | HUSSAARM | 2013-10-13 | 900 SAN JOSE DR | [5 empty] | COMFORT |  | ELECTRIC | HVAC-HTR* |  |  | AW
5144934 | UNKNOWN |  | OTTERBROOK Rectifier Room /HEATER |  | NJBC | B | NJBC-CM-OTTER | P203 | INSV | INST | HUSSAARM | 2013-10-13 | 900 SAN JOSE DR | [5 empty] | COMFORT |  | ELECTRIC | HVAC-HTR* |  |  | AW
5144935 | UNKNOWN |  | OTTERBROOK-W29 /HEATER |  | NJBC | B | NJBC-CM-OTTER-W29. | P203 | INSV | INST | HUSSAARM | 2013-10-13 | 79 JUNE DR | [5 empty] | COMFORT |  | ELECTRIC | HVAC-HTR* |  |  | AW
5144937 | UNKNOWN |  | OTTERBROOK-W39 /HEATER |  | NJBC | B | NJBC-CM-OTTER-W39. | P203 | INSV | INST | HUSSAARM | 2013-10-13 | 77 JUNE DR | [5 empty] | COMFORT |  | ELECTRIC | HVAC-HTR* |  |  | AW
5144938 | UNKNOWN |  | STATION-BST /HEATER |  | NJBC | B | NJBC-CM-STATI-BST. | P203 | INSV | INST | HUSSAARM | 2013-10-13 | 2 STATION AVE | [5 empty] | FREEZE PROTECTION |  | ELECTRIC | HVAC-HTR* |  |  | AW
5144940 | UNKNOWN |  | EGBERT /HEATER |  | NJBC | B | NJBC-CM-EGBER | P203 | INSV | INST | HUSSAARM | 2013-10-13 | 1328 SYLVAN AVE | [5 empty] | COMFORT |  | ELECTRIC | HVAC-HTR* |  |  | AW
5144942 | UNKNOWN |  | EGBERT-W18 /HEATER |  | NJBC | B | NJBC-CM-EGBER-W18. | P203 | INSV | INST | HUSSAARM | 2013-10-13 | 1328 SYLVAN AVE | [5 empty] | COMFORT |  | ELECTRIC | HVAC-HTR* |  |  | AW
5144943 | UNKNOWN |  | EGBERT-W35 /HEATER |  | NJBC | B | NJBC-CM-EGBER-W35. | P203 | INSV | INST | HUSSAARM | 2013-10-13 | 1328 SYLVAN AVE | [5 empty] | COMFORT |  | ELECTRIC | HVAC-HTR* |  |  | AW
5144944 | UNKNOWN |  | HADDONCRIC Portable /HEATER |  | NJBC | B | NJBC-CM-HACIC | P203 | INSV | INST | HUSSAARM | 2013-10-13 | 429 W CRYSTAL LAKE AVE | [5 empty] | COMFORT |  | ELECTRIC | HVAC-HTR* |  |  | AW
5144945 | UNKNOWN |  | LAURELSP Hypochlorite Room /HEATER |  | NJBC | B | NJBC-CM-LAURE | P203 | INSV | INST | HUSSAARM | 2013-10-13 | 820 GRAND AVENUE | [5 empty] | COMFORT |  | LIQ FUEL | HVAC-HTR* |  |  | AW
5144946 | UNKNOWN |  | LAURELSP-W1 /HEATER |  | NJBC | B | NJBC-CM-LAURE-W1.. | P203 | INSV | INST | HUSSAARM | 2013-10-13 | 820 E ATLANTIC AVE | [5 empty] | FREEZE PROTECTION |  | ELECTRIC | HVAC-HTR* |  |  | AW
5144948 | UNKNOWN |  | MAGNOLIA-W33 /HEATER |  | NJBC | B | NJBC-CM-MAGNO-W33. | P203 | INSV | INST | HUSSAARM | 2013-10-13 | 625 N WALNUT AVENUE | [5 empty] | COMFORT |  | ELECTRIC | HVAC-HTR* |  |  | AW
5144949 | UNKNOWN |  | MAGNOLIA Electric Room /HEATER |  | NJBC | B | NJBC-CM-MAGNO | P203 | INSV | INST | HUSSAARM | 2013-10-13 | 625 N WALNUT AVENUE | [5 empty] | COMFORT |  | ELECTRIC | HVAC-HTR* |  |  | AW
5144950 | UNKNOWN |  | MAGNOLIA Hypochlorite Room /HEATER |  | NJBC | B | NJBC-CM-MAGNO | P203 | INSV | INST | HUSSAARM | 2013-10-13 | 625 N WALNUT AVENUE | [5 empty] | COMFORT |  | ELECTRIC | HVAC-HTR* |  |  | AW
5144952 | UNKNOWN |  | MAGNOLIA Filter Room /HEATER |  | NJBC | B | NJBC-CM-MAGNO | P203 | INSV | INST | HUSSAARM | 2013-10-13 | 625 N WALNUT AVENUE | [5 empty] | COMFORT |  | ELECTRIC | HVAC-HTR* |  |  | AW
5144953 | UNKNOWN |  | MAGNOLIA Phosphate Room /HEATER |  | NJBC | B | NJBC-CM-MAGNO | P203 | INSV | INST | HUSSAARM | 2013-10-13 | 625 N WALNUT AVENUE | [5 empty] | COMFORT |  | ELECTRIC | HVAC-HTR* |  |  | AW
5144955 | UNKNOWN |  | MTLAURBRIC Portable /HEATER |  | NJBC | B | NJBC-BU-MLBIC | P203 | INSV | INST | HUSSAARM | 2013-10-13 | 3321 MARNE HWY | [5 empty] | FREEZE PROTECTION |  | ELECTRIC | HVAC-HTR* |  |  | AW
5144956 | UNKNOWN |  | PEMBERTIC /HEATER |  | NJBC | B | NJBC-BU-PEMBE | P203 | INSV | INST | HUSSAARM | 2013-10-13 | 1106 PEMBERTON-BROWNS MILLS RD | [5 empty] | FREEZE PROTECTION |  | ELECTRIC | HVAC-HTR* |  |  | AW
5144918 | UNKNOWN |  | GIBBSSTA-W56 /HEATER |  | NJBC | B | NJBC-CM-GBSTA-WL56 | P203 | INSV | INST | HUSSAARM | 2013-10-13 | 1 LINDEN AVE | [5 empty] | FREEZE PROTECTION |  | ELECTRIC | HVAC-HTR* |  |  | AW
5143883 | UNKNOWN |  | OLDORCHARD-W38 /HEATER |  | NJBC | B | NJBC-CM-OLDOR-W38. | P203 | INSV | INST | HUSSAARM | 2013-10-13 | 2070 RT 70 | [5 empty] | COMFORT |  | ELECTRIC | HVAC-HTR* |  |  | AW
5143884 | UNKNOWN |  | OLDORCHARD-W68 /HEATER |  | NJBC | B | NJBC-CM-OLDOR-W68. | P203 | INSV | INST | HUSSAARM | 2013-10-13 | ROUTE 70 EAST AT OLD ORCHARD ROAD | [5 empty] | COMFORT |  | ELECTRIC | HVAC-HTR* |  |  | AW
5143885 | UNKNOWN |  | OLDORCHARD-W69 /HEATER |  | NJBC | B | NJBC-CM-OLDOR-W69. | P203 | INSV | INST | HUSSAARM | 2013-10-13 | ROUTE 70 EAST AT OLD ORCHARD ROAD | [5 empty] | COMFORT |  | ELECTRIC | HVAC-HTR* |  |  | AW
5143887 | UNKNOWN |  | DECOUTNK /HEATER |  | NJBC | B | NJBC-CM-DECOU | P203 | INSV | INST | HUSSAARM | 2013-10-13 | 610 N KINGS HIGHWAY | [5 empty] | FREEZE PROTECTION |  | ELECTRIC | HVAC-HTR* |  |  | AW
5143888 | UNKNOWN |  | FELLOWSHIP-BST /HEATER |  | NJBC | B | NJBC-BU-FELLO-BST. | P203 | INSV | INST | HUSSAARM | 2013-10-13 | FELLOWSHIP RD & OLNEY | [5 empty] | COMFORT |  | ELECTRIC | HVAC-HTR* |  |  | AW
5143889 | UNKNOWN |  | FELLOWSHIP Hypochlorite Room /HEATER |  | NJBC | B | NJBC-BU-FELLO | P203 | INSV | INST | HUSSAARM | 2013-10-13 | 3 SPRINGDALE RD | [5 empty] | COMFORT |  | ELECTRIC | HVAC-HTR* |  |  | AW
5143890 | UNKNOWN |  | HUTTONHILL-BST /HEATER |  | NJBC | B | NJBC-CM-HUTTO-BST. | P203 | INSV | INST | HUSSAARM | 2013-10-13 | 1911 KRESSON RD | [5 empty] | COMFORT |  | ELECTRIC | HVAC-HTR* |  |  | AW
5143891 | UNKNOWN |  | RIVERROAD-BST /HEATER |  | NJBC | B | NJBC-BU-RVBST-BPMP | P203 | INSV | INST | HUSSAARM | 2013-10-13 | 2767 BROAD ST | [5 empty] | COMFORT |  | ELECTRIC | HVAC-HTR* |  |  | AW
5143892 | UNKNOWN |  | UNIONLAND /HEATER |  | NJBC | B | NJBC-BU-UNION | P203 | INSV | INST | HUSSAARM | 2013-10-13 | UNION LANDING ROAD | [5 empty] | FREEZE PROTECTION |  | ELECTRIC | HVAC-HTR* |  |  | AW
5143893 | UNKNOWN |  | TAYLORS-BST /HEATER |  | NJBC | B | NJBC-BU-TAYLO-BST. | P203 | INSV | INST | HUSSAARM | 2013-10-13 | 1906 TAYLORS LN | [5 empty] | COMFORT |  | LIQ FUEL | HVAC-HTR* |  |  | AW
5143894 | UNKNOWN |  | POMONA-ALB Electric Room /HEATER |  | NJBC | B | NJBC-BU-POMON-ALB. | P203 | INSV | INST | HUSSAARM | 2013-10-13 | 911 POMONA ROAD | [5 empty] | COMFORT |  | NAT GAS | HVAC-HTR* |  |  | AW
5143896 | UNKNOWN |  | POMONA-ALB Valve Room /HEATER |  | NJBC | B | NJBC-BU-POMON-ALB. | P203 | INSV | INST | HUSSAARM | 2013-10-13 | 911 POMONA ROAD | [5 empty] | COMFORT |  | NAT GAS | HVAC-HTR* |  |  | AW
5143897 | UNKNOWN |  | STEPHENS Electric Room /HEATER |  | NJBC | B | NJBC-BU-STEPH | P203 | INSV | INST | HUSSAARM | 2013-10-13 | 208 STEPHEN DR | [5 empty] | COMFORT |  | ELECTRIC | HVAC-HTR* |  |  | AW
5143898 | UNKNOWN |  | STEPHENS Caustic Room /HEATER |  | NJBC | B | NJBC-BU-STEPH | P203 | INSV | INST | HUSSAARM | 2013-10-13 | 208 STEPHEN DR | [5 empty] | COMFORT |  | ELECTRIC | HVAC-HTR* |  |  | AW
5144900 | UNKNOWN |  | LEONAVE Electric Room /HEATER |  | NJBC | B | NJBC-BU-LEONA | P203 | INSV | INST | HUSSAARM | 2013-10-13 | 525 LEON AVE | [5 empty] | COMFORT |  | ELECTRIC | HVAC-HTR* |  |  | AW
5144902 | UNKNOWN |  | LEONAVE Chemical Room /HEATER |  | NJBC | B | NJBC-BU-LEONA | P203 | INSV | INST | HUSSAARM | 2013-10-13 | 525 LEON AVE | [5 empty] | COMFORT |  | ELECTRIC | HVAC-HTR* |  |  | AW
5144903 | UNKNOWN |  | COOPER Hypochlorite Room /HEATER |  | NJBC | B | NJBC-BU-COOPE | P203 | INSV | INST | HUSSAARM | 2013-10-13 | 100 HENDRICKSON AVE | [5 empty] | COMFORT |  | ELECTRIC | HVAC-HTR* |  |  | AW
5144904 | UNKNOWN |  | COOPER-W32 /HEATER |  | NJBC | B | NJBC-BU-COOPE-W32. | P203 | INSV | INST | HUSSAARM | 2013-10-13 | 100 HENDRICKSON AVE | [5 empty] | COMFORT |  | ELECTRIC | HVAC-HTR* |  |  | AW
5144906 | UNKNOWN |  | COOPER Caustic Room /HEATER |  | NJBC | B | NJBC-BU-COOPE | P203 | INSV | INST | HUSSAARM | 2013-10-13 | 100 HENDRICKSON AVE | [5 empty] | COMFORT |  | ELECTRIC | HVAC-HTR* |  |  | AW
5144907 | UNKNOWN |  | COOPER Filter Room /HEATER |  | NJBC | B | NJBC-BU-COOPE | P203 | INSV | INST | HUSSAARM | 2013-10-13 | 100 HENDRICKSON AVE | [5 empty] | COMFORT |  | ELECTRIC | HVAC-HTR* |  |  | AW
5144908 | UNKNOWN |  | COOPER Generator Room /HEATER |  | NJBC | B | NJBC-BU-COOPE | P203 | INSV | INST | HUSSAARM | 2013-10-13 | 100 HENDRICKSON AVE | [5 empty] | COMFORT |  | ELECTRIC | HVAC-HTR* |  |  | AW
5144909 | UNKNOWN |  | COOPER-IVY Electric Room /HEATER |  | NJBC | B | NJBC-BU-COOPE-IVY. | P203 | INSV | INST | HUSSAARM | 2013-10-13 | 213 IVY RD | [5 empty] | COMFORT |  | ELECTRIC | HVAC-HTR* |  |  | AW
5144910 | UNKNOWN |  | COOPER-IVY Hypochlorite Room /HEATER |  | NJBC | B | NJBC-BU-COOPE-IVY. | P203 | INSV | INST | HUSSAARM | 2013-10-13 | 213 IVY RD | [5 empty] | COMFORT |  | ELECTRIC | HVAC-HTR* |  |  | AW
5144911 | UNKNOWN |  | COOPER-IVY Caustic Room /HEATER |  | NJBC | B | NJBC-BU-COOPE-IVY. | P203 | INSV | INST | HUSSAARM | 2013-10-13 | 213 IVY RD | [5 empty] | COMFORT |  | ELECTRIC | HVAC-HTR* |  |  | AW
5144912 | UNKNOWN |  | COOPER-IVY-W22 /HEATER |  | NJBC | B | NJBC-BU-COOPE-IVY.-W22. | P203 | INSV | INST | HUSSAARM | 2013-10-13 | 213 IVY RD | [5 empty] | FREEZE PROTECTION |  | ELECTRIC | HVAC-HTR* |  |  | AW
5144914 | UNKNOWN |  | GIBBSSTA-W41 /HEATER |  | NJBC | B | NJBC-CM-GBSTA-WL41 | P203 | INSV | INST | HUSSAARM | 2013-10-13 | 1 LINDEN AVE | [5 empty] | FREEZE PROTECTION |  | ELECTRIC | HVAC-HTR* |  |  | AW
5144915 | UNKNOWN |  | GIBBSSTA-W42 /HEATER |  | NJBC | B | NJBC-CM-GBSTA-WL42 | P203 | INSV | INST | HUSSAARM | 2013-10-13 | 1 LINDEN AVE | [5 empty] | FREEZE PROTECTION |  | ELECTRIC | HVAC-HTR* |  |  | AW
5144917 | UNKNOWN |  | GIBBSSTA-W43 /HEATER |  | NJBC | B | NJBC-CM-GBSTA-WL43 | P203 | INSV | INST | HUSSAARM | 2013-10-13 | 1 LINDEN AVE | [5 empty] | FREEZE PROTECTION |  | ELECTRIC | HVAC-HTR* |  |  | AW
5144957 | UNKNOWN |  | RUNNEMEDE /HEATER |  | NJBC | B | NJBC-CM-RUNNE | P203 | INSV | INST | HUSSAARM | 2013-10-13 | 28 ST CLAIR AVE | [5 empty] | COMFORT |  | ELECTRIC | HVAC-HTR* |  |  | AW
5145928 | UNKNOWN |  | MAPLEWAVIC Portable /HEATER |  | NJBC | B | NJBC-BU-MAWIC | P203 | INSV | INST | HUSSAARM | 2013-10-13 | 103 WAVERLY AVE | [5 empty] | COMFORT |  | ELECTRIC | HVAC-HTR* |  |  | AW
5145936 | UNKNOWN |  | EGREENHAIC /HEATER |  | NJBC | B | NJBC-GL-EGHIC | P203 | INSV | INST | HUSSAARM | 2013-10-13 | 208 Harrison Ave | [5 empty] | FREEZE PROTECTION |  | ELECTRIC | HVAC-HTR* |  |  | AW
5145941 | MARLEY ELEC |  | CENTRALIC /HEATER |  | NJBC | B | NJBC-CM-CENTR | P203 | INSV | INST | HUSSAARM | 2013-10-13 | EVESHAM ROAD | [5 empty] | FREEZE PROTECTION |  | ELECTRIC | HVAC-HTR* |  |  | AW
5145950 | QMARK |  | WINSLOWIC /HEATER |  | NJBC | B | NJBC-CM-WIHIC | P203 | INSV | INST | HUSSAARM | 2013-10-13 | 210 HEARTHSTONE DR | [5 empty] | FREEZE PROTECTION |  | ELECTRIC | HVAC-HTR* |  |  | AW
5145953 | UNKNOWN |  | HUTTONHILL-IC Portable /HEATER |  | NJBC | B | NJBC-CM-HUTTO-IC.. | P203 | INSV | INST | HUSSAARM | 2013-10-13 | 1911 KRESSON RD | [5 empty] | FREEZE PROTECTION |  | ELECTRIC | HVAC-HTR* |  |  | AW
5145955 | UNKNOWN |  | FELLOWSHIP /HEATER PUMP ROOM |  | NJBC | B | NJBC-BU-FELLO | P203 | INSV | INST | HUSSAARM | 2013-10-13 | 3 SPRINGDALE RD |  |  |  |  | 0.00 A | COMFORT |  | ELECTRIC | HVAC-HTR* |  | 0.00 UN | AW
5145956 | UNKNOWN |  | FELLOWSHIP /HEATER HYPO ROOM |  | NJBC | B | NJBC-BU-FELLO | P203 | INSV | INST | HUSSAARM | 2013-10-13 | 3 SPRINGDALE RD | [5 empty] | COMFORT |  | ELECTRIC | HVAC-HTR* |  |  | AW
5145958 | QMARK |  | MEDFORDIC /HEATER |  | NJBC | B | NJBC-BU-MEDFO | P203 | INSV | INST | HUSSAARM | 2013-10-13 | 333 MEDFORD-MT HOLLY ROAD | [5 empty] | COMFORT |  | ELECTRIC | HVAC-HTR* |  |  | AW
5145962 | UNKNOWN |  | PEMBERTIC /HEATER |  | NJBC | B | NJBC-BU-PEMBE | P203 | INSV | INST | HUSSAARM | 2013-10-13 | 1106 PEMBERTON-BROWNS MILLS RD | [5 empty] | FREEZE PROTECTION |  | ELECTRIC | HVAC-HTR* |  |  | AW
5145963 | UNKNOWN |  | COLUMBIALK-W22 /HEATER |  | NJBC | B | NJBC-CM-COLUM-W22. | P203 | INSV | INST | HUSSAARM | 2013-10-13 | 330 OAK AVE | [5 empty] | COMFORT |  | ELECTRIC | HVAC-HTR* |  |  | AW
5145964 | UNKNOWN |  | KINGSTON-W59 /HEATER |  | NJBC | B | NJBC-CM-KINGS-W59. | P203 | INSV | INST | HUSSAARM | 2013-10-13 | 514 HOWARD RD | [5 empty] | COMFORT |  | ELECTRIC | HVAC-HTR* |  |  | AW
5145965 | UNKNOWN |  | COLUMBIALK-W31 /HEATER |  | NJBC | B | NJBC-CM-COLUM-W31. | P203 | INSV | INST | HUSSAARM | 2013-10-13 | 21 POPLAR CT | [5 empty] | COMFORT |  | ELECTRIC | HVAC-HTR* |  |  | AW
5145966 | UNKNOWN |  | CAMDEN-W55 /HEATER |  | NJBC | B | NJBC-CM-CASTA-WL55 | P203 | INSV | INST | HUSSAARM | 2013-10-13 | 786 N 30TH ST | [5 empty] | COMFORT |  | ELECTRIC | HVAC-HTR* |  |  | AW
5145968 | UNKNOWN |  | CAMDEN-W51 /HEATER |  | NJBC | B | NJBC-CM-CASTA-WL51 | P203 | INSV | INST | HUSSAARM | 2013-10-13 | 807 LOIS AVE | [5 empty] | COMFORT |  | ELECTRIC | HVAC-HTR* |  |  | AW
5145969 | UNKNOWN |  | CAMDEN-W53 /HEATER |  | NJBC | B | NJBC-CM-CASTA-WL53 | P203 | INSV | INST | HUSSAARM | 2013-10-13 | 800 BERGEN AVE | [5 empty] | COMFORT |  | ELECTRIC | HVAC-HTR* |  |  | AW
5145970 | UNKNOWN |  | CAMDEN-W54 /HEATER |  | NJBC | B | NJBC-CM-CASTA-WL54 | P203 | INSV | INST | HUSSAARM | 2013-10-13 | 812 N 34TH ST | [5 empty] | COMFORT |  | ELECTRIC | HVAC-HTR* |  |  | AW
5145972 | UNKNOWN |  | LAURELSP-W1 /HEATER |  | NJBC | B | NJBC-CM-LAURE-W1.. | P203 | INSV | INST | HUSSAARM | 2013-10-13 | 820 E ATLANTIC AVE | [5 empty] | COMFORT |  | ELECTRIC | HVAC-HTR* |  |  | AW
5145973 | UNKNOWN |  | POMONA-ALB-W26 /HEATER |  | NJBC | B | NJBC-BU-POMON-ALB.-W26. | P203 | INSV | INST | HUSSAARM | 2013-10-13 | 2712 NEW ALBANY RD | [5 empty] | COMFORT |  | ELECTRIC | HVAC-HTR* |  |  | AW
5145974 | UNKNOWN |  | STEPHENS-W31 /HEATER |  | NJBC | B | NJBC-BU-STEPH-W31. | P203 | INSV | INST | HUSSAARM | 2013-10-13 | 210 STEPHEN DR | [5 empty] | COMFORT |  | ELECTRIC | HVAC-HTR* |  |  | AW
5145975 | UNKNOWN |  | STATION-BAR /HEATER |  | NJBC | B | NJBC-CM-STATI-BAR. | P203 | INSV | INST | HUSSAARM | 2013-10-13 | 2 STATION AVE | [5 empty] | COMFORT |  | ELECTRIC | HVAC-HTR* |  |  | AW
5145981 | BARD MFG |  | CHEWSLNDBS /HEATER |  | NJBC | B | NJBC-CM-CHEWS | P203 | INSV | INST | HUSSAARM | 2013-10-13 | 1543 CHEWS LANDING RD | [5 empty] | COMFORT |  | ELECTRIC | HVAC-HTR* |  |  | AW
5145984 | UNKNOWN |  | DEPTCLIC Portable /HEATER |  | NJBC | B | NJBC-GL-DEPTC | P203 | INSV | INST | HUSSAARM | 2013-10-13 | 1570 CLEMENTS BRIDGE RD | [5 empty] | FREEZE PROTECTION |  | ELECTRIC | HVAC-HTR* |  |  | AW |  |  | 120
5145989 | QMARK |  | BERLINCOIC /HEATER |  | NJBC | B | NJBC-CM-BERLI | P203 | INSV | INST | HUSSAARM | 2013-10-13 | 74 COOPER RD | [5 empty] | COMFORT |  | ELECTRIC | HVAC-HTR* |  |  | AW |  |  | 208
5145999 | QMARK |  | EGREENUNIC /HEATER |  | NJBC | B | NJBC-GL-EGUIC | P203 | INSV | INST | HUSSAARM | 2013-10-13 | 822 MIDDLESBOROUGH WAY | [5 empty] | COMFORT |  | ELECTRIC | HVAC-HTR* |  |  | AW |  |  | 240
5146801 | MARLEY ELEC |  | PITMANIC /HEATER |  | NJBC | B | NJBC-GL-PITMA | P203 | INSV | INST | HUSSAARM | 2013-10-13 | 598 PITMAN RD | [5 empty] | FREEZE PROTECTION |  | ELECTRIC | HVAC-HTR* |  |  | AW |  |  | 120
5146809 | UNKNOWN |  | MANTUAIC PORTABLE-FRNT PIPE RM /HEATER |  | NJBC | B | NJBC-GL-MANTU | P203 | INSV | INST | HUSSAARM | 2013-10-13 | 638 MAIN ST | [5 empty] | FREEZE PROTECTION |  | ELECTRIC | HVAC-HTR* |  |  | AW |  |  | 120
5146811 | UNKNOWN |  | MANTUAIC PORTABLE-REAR ELEC RM /HEATER |  | NJBC | B | NJBC-GL-MANTU | P203 | INSV | INST | HUSSAARM | 2013-10-13 | 638 MAIN ST | [5 empty] | FREEZE PROTECTION |  | ELECTRIC | HVAC-HTR* |  |  | AW |  |  | 120
5146814 | DAYTON |  | NATIONPKIC Back of Building /HEATER |  | NJBC | B | NJBC-GL-NATIO | P203 | INSV | INST | HUSSAARM | 2013-10-13 | 7 S GROVE AVE | [5 empty] | FREEZE PROTECTION |  | ELECTRIC | HVAC-HTR* |  |  | AW |  |  | 240
5145922 | UNKNOWN |  | MTLAURCHIC /HEATER |  | NJBC | B | NJBC-BU-MLCIC | P203 | INSV | INST | HUSSAARM | 2013-10-13 | 4129 CHURCH RD | [5 empty] | FREEZE PROTECTION |  | ELECTRIC | HVAC-HTR* |  |  | AW
5144960 | UNKNOWN |  | IRISHHILLBS /HEATER |  | NJBC | B | NJBC-CM-IRISH | P203 | INSV | INST | HUSSAARM | 2013-10-13 | 128 HILL AVE | [5 empty] | COMFORT |  | ELECTRIC | HVAC-HTR* |  |  | AW
5144961 | UNKNOWN |  | SOMERDALE-W14 /HEATER |  | NJBC | B | NJBC-CM-SOMER-W14. | P203 | INSV | INST | HUSSAARM | 2013-10-13 | 26 ELM AVE | [5 empty] | COMFORT |  | ELECTRIC | HVAC-HTR* |  |  | AW
5144962 | UNKNOWN |  | VOORHEES-BST Electric Room /HEATER |  | NJBC | B | NJBC-CM-VOORH-BST. | P203 | INSV | INST | HUSSAARM | 2013-10-13 | 13 GOLF VIEW DR | [5 empty] | COMFORT |  | NAT GAS | HVAC-HTR* |  |  | AW
5144963 | UNKNOWN |  | VOORHEES-W21 /HEATER |  | NJBC | B | NJBC-CM-VOORH-W21. | P203 | INSV | INST | HUSSAARM | 2013-10-13 | EVESHAM RD AT GOLF VIEW DRIVE | [5 empty] | COMFORT |  | ELECTRIC | HVAC-HTR* |  |  | AW
5144965 | UNKNOWN |  | MARLTONTNK /HEATER |  | NJBC | B | NJBC-CM-MARLT | P203 | INSV | INST | HUSSAARM | 2013-10-13 | 701 CENTENNIAL BLVD |  |  |  |  | 0.00 A | FREEZE PROTECTION |  | ELECTRIC | HVAC-HTR* |  | 0.00 UN | AW
5144966 | UNKNOWN |  | ASHLAND Electric Room /HEATER |  | NJBC | B | NJBC-CM-ASHLA | P203 | INSV | INST | HUSSAARM | 2013-10-13 | 107 ATLANTIC AVE | [5 empty] | COMFORT |  | ELECTRIC | HVAC-HTR* |  |  | AW
5144967 | UNKNOWN |  | ASHLAND Chemical Room /HEATER |  | NJBC | B | NJBC-CM-ASHLA | P203 | INSV | INST | HUSSAARM | 2013-10-13 | 107 ATLANTIC AVE | [5 empty] | COMFORT |  | ELECTRIC | HVAC-HTR* |  |  | AW
5144968 | UNKNOWN |  | RT130VLV /HEATER |  | NJBC | B | NJBC-BU-RT130 | P203 | INSV | INST | HUSSAARM | 2013-10-13 | 4136 ROUTE 130 NORTH | [5 empty] | FREEZE PROTECTION |  | ELECTRIC | HVAC-HTR* |  |  | AW
5144969 | QMARK |  | HARRHEIC /HEATER |  | NJBC | B | NJBC-GL-HARRH | P203 | INSV | INST | HUSSAARM | 2013-10-13 | 121 HELIG RD | [5 empty] | COMFORT |  | ELECTRIC | HVAC-HTR* |  |  | AW
5144972 | MARLEY ELEC |  | WDEPTPRKIC /HEATER |  | NJBC | B | NJBC-GL-WDEPT | P203 | INSV | INST | HUSSAARM | 2013-10-13 | 901 DANTE CT | [5 empty] | FREEZE PROTECTION |  | ELECTRIC | HVAC-HTR* |  |  | AW |  |  | 120
5144975 | UNKNOWN |  | CAMDENFEIC Portable /HEATER |  | NJBC | B | NJBC-CM-CAFIC | P203 | INSV | INST | HUSSAARM | 2013-10-13 | FEDERAL STREET | [5 empty] | FREEZE PROTECTION |  | ELECTRIC | HVAC-HTR* |  |  | AW
5144978 | UNKNOWN |  | WOODBURY /HEATER |  | NJBC | B | NJBC-GL-WOODB | P203 | INSV | INST | HUSSAARM | 2013-10-13 | 770 Clearview Ave | [5 empty] | FREEZE PROTECTION |  | ELECTRIC | HVAC-HTR* |  |  | AW |  |  | 240
5144980 | UNKNOWN |  | FAIRVIEVLV /HEATER |  | NJBC | B | NJBC-BU-FAIRV | P203 | INSV | INST | HUSSAARM | 2013-10-13 | FAIRVIEW STREET | [5 empty] | FREEZE PROTECTION |  | ELECTRIC | HVAC-HTR* |  |  | AW
5144981 | UNKNOWN |  | SUNBURY-TNK /HEATER |  | NJBC | B | NJBC-PB-SUNBU-TNK. | P203 | INSV | INST | HUSSAARM | 2013-10-13 | 226 NORCROSS LN | [5 empty] | FREEZE PROTECTION |  | ELECTRIC | HVAC-HTR* |  |  | AW
5144982 | UNKNOWN |  | SUNBURY-W96 /HEATER |  | NJBC | B | NJBC-PB-SUNBU-W96. | P203 | INSV | INST | HUSSAARM | 2013-10-13 | 246 ANDERSON ROAD | [5 empty] | COMFORT |  | ELECTRIC | HVAC-HTR* |  |  | AW
5144984 | UNKNOWN |  | GLOUCESTERBS-BST /HEATER |  | NJBC | B | NJBC-GL-GLBST-BSTA | P203 | INSV | INST | HUSSAARM | 2013-10-13 | JESSUP MILL RD AT HARRISON AVE | [5 empty] | COMFORT |  | ELECTRIC | HVAC-HTR* |  |  | AW
5144985 | UNKNOWN |  | GLOUCESTERBS Generator Room /HEATER |  | NJBC | B | NJBC-GL-GLBST | P203 | INSV | INST | HUSSAARM | 2013-10-13 | 491 HARRISON AVE | [5 empty] | COMFORT |  | ELECTRIC | HVAC-HTR* |  |  | AW
5144986 | UNKNOWN |  | GLOUCESTERBS Hypochlorite Room /HEATER |  | NJBC | B | NJBC-GL-GLBST | P203 | INSV | INST | HUSSAARM | 2013-10-13 | 491 HARRISON AVE | [5 empty] | COMFORT |  | ELECTRIC | HVAC-HTR* |  |  | AW
5144991 | QMARK |  | PINEHILLCRIC /HEATER |  | NJBC | B | NJBC-CM-PINEH | P203 | INSV | INST | HUSSAARM | 2013-10-13 | [6 empty] | COMFORT |  | ELECTRIC | HVAC-HTR* |  |  | AW
5144994 | QMARK |  | GLASSAUIC /HEATER |  | NJBC | B | NJBC-GL-GLASS | P203 | INSV | INST | HUSSAARM | 2013-10-13 | 450 AURA RD | [5 empty] | FREEZE PROTECTION |  | ELECTRIC | HVAC-HTR* |  |  | AW
5144997 | DAYTON |  | NATIONPKIC Building Door /HEATER |  | NJBC | B | NJBC-GL-NATIO | P203 | INSV | INST | HUSSAARM | 2013-10-13 | 7 S GROVE AVE | [5 empty] | FREEZE PROTECTION |  | ELECTRIC | HVAC-HTR* |  |  | AW |  |  | 240
5144999 | UNKNOWN |  | WINSLOWBS /HEATER |  | NJBC | B | NJBC-CM-WIBST | P203 | INSV | INST | HUSSAARM | 2013-10-13 | 80 COOPER RD | [5 empty] | FREEZE PROTECTION |  | ELECTRIC | HVAC-HTR* |  |  | AW
5145901 | UNKNOWN |  | WINSLOWIC /HEATER |  | NJBC | B | NJBC-CM-WIHIC | P203 | INSV | INST | HUSSAARM | 2013-10-13 | 210 HEARTHSTONE DR | [5 empty] | FREEZE PROTECTION |  | ELECTRIC | HVAC-HTR* |  |  | AW
5145904 | QMARK |  | ROWANLRIC /HEATER |  | NJBC | B | NJBC-GL-ROLIC | P203 | INSV | INST | HUSSAARM | 2013-10-13 | 701 LAMBS RD | [5 empty] | FREEZE PROTECTION |  | ELECTRIC | HVAC-HTR* |  |  | AW
5145909 | UNKNOWN |  | CHEWSLNDBS /HEATER |  | NJBC | B | NJBC-CM-CHEWS | P203 | INSV | INST | HUSSAARM | 2013-10-13 | 1543 CHEWS LANDING RD | [5 empty] | COMFORT |  | ELECTRIC | HVAC-HTR* |  |  | AW
5145910 | UNKNOWN |  | ROWANTNK /HEATER |  | NJBC | B | NJBC-GL-ROTNK | P203 | INSV | INST | HUSSAARM | 2013-10-13 | ZEE RD / RTE 322 | [5 empty] | FREEZE PROTECTION |  | ELECTRIC | HVAC-HTR* |  |  | AW
5145913 | DAYTON |  | MTHOLLYIC /HEATER |  | NJBC | B | NJBC-BU-MTHOL | P203 | INSV | INST | HUSSAARM | 2013-10-13 | 2909 MARNE HWY | [5 empty] | FREEZE PROTECTION |  | ELECTRIC | HVAC-HTR* |  |  | AW
5145921 | DAYTON |  | MTLAURCHIC Portable /HEATER |  | NJBC | B | NJBC-BU-MLCIC | P203 | INSV | INST | HUSSAARM | 2013-10-13 | 4129 CHURCH RD | [5 empty] | COMFORT |  | ELECTRIC | HVAC-HTR* |  |  | AW
5143880 | UNKNOWN |  | CHAPELAVIC /HEATER |  | NJBC | B | NJBC-CM-CHAPE | P203 | INSV | INST | HUSSAARM | 2013-10-13 | CHAPEL AVENUE | [5 empty] | COMFORT |  | ELECTRIC | HVAC-HTR* |  |  | AW
5142439 | UNKNOWN | NJHH-7-HVHU-22 | DRWTP HUH13 GARAGE /HEATER |  | NJBC | B | NJBC-BU-DRWTP | P203 | INSV | INST | HUSSAARM | 2013-10-13 | 213 CARRIAGE LANE | [5 empty] | FREEZE PROTECTION |  | OTHER | HVAC-HTR* |  |  | AW
5142441 | UNKNOWN | NJHH-7-HVHU-23 | DRWTP HUH14 GARAGE /HEATER |  | NJBC | B | NJBC-BU-DRWTP | P203 | INSV | INST | HUSSAARM | 2013-10-13 | 213 CARRIAGE LANE | [5 empty] | FREEZE PROTECTION |  | OTHER | HVAC-HTR* |  |  | AW
5142443 | UNKNOWN | NJHH-7-HVHU-24 | DRWTP-RSHS HUH15 SLUDGE BAY /HEATER |  | NJBC | B | NJBC-BU-DRWTP-RSHS | P203 | INSV | INST | HUSSAARM | 2013-10-13 | 213 CARRIAGE LANE | [5 empty] | FREEZE PROTECTION |  | OTHER | HVAC-HTR* |  |  | AW
5142445 | UNKNOWN | NJHH-7-HVHU-25 | DRWTP-RSHS HUH16 SLUDGE BAY /HEATER |  | NJBC | B | NJBC-BU-DRWTP-RSHS | P203 | INSV | INST | HUSSAARM | 2013-10-13 | 213 CARRIAGE LANE | [5 empty] | FREEZE PROTECTION |  | OTHER | HVAC-HTR* |  |  | AW
5142447 | UNKNOWN | NJHH-7-HVHU-26 | DRWTP-RSHS HUH17 SLUDGE BAY /HEATER |  | NJBC | B | NJBC-BU-DRWTP-RSHS | P203 | INSV | INST | HUSSAARM | 2013-10-13 | 213 CARRIAGE LANE | [5 empty] | FREEZE PROTECTION |  | OTHER | HVAC-HTR* |  |  | AW
5142448 | UNKNOWN | NJHH-7-HVHU-27 | DRWTP-RSHS HUH18 SLUDGE BAY /HEATER |  | NJBC | B | NJBC-BU-DRWTP-RSHS | P203 | INSV | INST | HUSSAARM | 2013-10-13 | 213 CARRIAGE LANE | [5 empty] | FREEZE PROTECTION |  | OTHER | HVAC-HTR* |  |  | AW
5142451 | UNKNOWN | NJHH-7-HVHU-28 | DRWTP-TRMT HUH19 /HEATER |  | NJBC | B | NJBC-BU-DRWTP-TRMT | P203 | INSV | INST | HUSSAARM | 2013-10-13 | 213 CARRIAGE LANE | [5 empty] | FREEZE PROTECTION |  | OTHER | HVAC-HTR* |  |  | AW
5142453 | UNKNOWN | NJHH-7-HVHU-29 | DRWTP-TRMT HUH20 /HEATER |  | NJBC | B | NJBC-BU-DRWTP-TRMT | P203 | INSV | INST | HUSSAARM | 2013-10-13 | 213 CARRIAGE LANE | [5 empty] | FREEZE PROTECTION |  | OTHER | HVAC-HTR* |  |  | AW
5142455 | UNKNOWN | NJHH-7-HVHU-30 | DRWTP-TRMT HUH21- BLUE CHEM DRUM /HEATER |  | NJBC | B | NJBC-BU-DRWTP-TRMT | P203 | INSV | INST | HUSSAARM | 2013-10-13 | 213 CARRIAGE LANE | [5 empty] | FREEZE PROTECTION |  | OTHER | HVAC-HTR* |  |  | AW
5142457 | UNKNOWN | NJHH-7-HVHU-31 | DRWTP-TRMT HUH22 CHLORINATOR RM /HEATER |  | NJBC | B | NJBC-BU-DRWTP-TRMT | P203 | INSV | INST | HUSSAARM | 2013-10-13 | 213 CARRIAGE LANE | [5 empty] | FREEZE PROTECTION |  | OTHER | HVAC-HTR* |  |  | AW
5142459 | UNKNOWN | NJHH-7-HVHU-32 | DRWTP-TRMT HUH23 CL2 STORAGE RM /HEATER |  | NJBC | B | NJBC-BU-DRWTP-TRMT | P203 | INSV | INST | HUSSAARM | 2013-10-13 | 213 CARRIAGE LANE | [5 empty] | FREEZE PROTECTION |  | OTHER | HVAC-HTR* |  |  | AW
5142461 | UNKNOWN | NJHH-7-HVHU-33 | DRWTP-TRMT HUH24 CL2 STORAGE RM /HEATER |  | NJBC | B | NJBC-BU-DRWTP-TRMT | P203 | INSV | INST | HUSSAARM | 2013-10-13 | 213 CARRIAGE LANE | [5 empty] | FREEZE PROTECTION |  | OTHER | HVAC-HTR* |  |  | AW
5142462 | UNKNOWN | NJHH-7-HVHU-34 | DRWTP HUH25 SPARE PARTS RM /HEATER |  | NJBC | B | NJBC-BU-DRWTP | P203 | INSV | INST | HUSSAARM | 2013-10-13 | 213 CARRIAGE LANE | [5 empty] | FREEZE PROTECTION |  | OTHER | HVAC-HTR* |  |  | AW
5142464 | UNKNOWN | NJHH-7-HVHU-35 | DRWTP HUH26 HAZMAT PREP AREA /HEATER |  | NJBC | B | NJBC-BU-DRWTP | P203 | INSV | INST | HUSSAARM | 2013-10-13 | 213 CARRIAGE LANE | [5 empty] | FREEZE PROTECTION |  | OTHER | HVAC-HTR* |  |  | AW
5142466 | UNKNOWN | NJHH-7-HVHU-36 | DRWTP-TRMT HUH27 /HEATER |  | NJBC | B | NJBC-BU-DRWTP-TRMT | P203 | INSV | INST | HUSSAARM | 2013-10-13 | 213 CARRIAGE LANE | [5 empty] | FREEZE PROTECTION |  | OTHER | HVAC-HTR* |  |  | AW
5142468 | UNKNOWN | NJHH-7-HVHU-37 | DRWTP-TRMT HUH28 PAC MIXR RM /HEATER |  | NJBC | B | NJBC-BU-DRWTP-TRMT | P203 | INSV | INST | HUSSAARM | 2013-10-13 | 213 CARRIAGE LANE | [5 empty] | FREEZE PROTECTION |  | OTHER | HVAC-HTR* |  |  | AW
5142470 | UNKNOWN | NJHH-7-HVHU-38 | DRWTP-TRMT HUH29 /HEATER |  | NJBC | B | NJBC-BU-DRWTP-TRMT | P203 | INSV | INST | HUSSAARM | 2013-10-13 | 213 CARRIAGE LANE | [5 empty] | FREEZE PROTECTION |  | OTHER | HVAC-HTR* |  |  | AW
5142472 | UNKNOWN | NJHH-7-HVHU-39 | DRWTP-TRMT-LIME HUH30 LIME RM /HEATER |  | NJBC | B | NJBC-BU-DRWTP-TRMT-LIME | P203 | INSV | INST | HUSSAARM | 2013-10-13 | 213 CARRIAGE LANE | [5 empty] | FREEZE PROTECTION |  | OTHER | HVAC-HTR* |  |  | AW
5142474 | UNKNOWN | NJHH-7-HVHU-40 | DRWTP-TRMT HUH31 /HEATER |  | NJBC | B | NJBC-BU-DRWTP-TRMT | P203 | INSV | INST | HUSSAARM | 2013-10-13 | 213 CARRIAGE LANE | [5 empty] | FREEZE PROTECTION |  | OTHER | HVAC-HTR* |  |  | AW
5142477 | UNKNOWN | NJHH-7-HVHU-41 | DRWTP-TRMT HUH32 /HEATER |  | NJBC | B | NJBC-BU-DRWTP-TRMT | P203 | INSV | INST | HUSSAARM | 2013-10-13 | 213 CARRIAGE LANE | [5 empty] | FREEZE PROTECTION |  | OTHER | HVAC-HTR* |  |  | AW
5142479 | UNKNOWN | NJHH-7-HVHU-42 | DRWTP-TRMT HUH33 /HEATER |  | NJBC | B | NJBC-BU-DRWTP-TRMT | P203 | INSV | INST | HUSSAARM | 2013-10-13 | 213 CARRIAGE LANE | [5 empty] | FREEZE PROTECTION |  | OTHER | HVAC-HTR* |  |  | AW
5142481 | UNKNOWN | NJHH-7-HVHU-43 | DRWTP-TRMT HUH34 /HEATER |  | NJBC | B | NJBC-BU-DRWTP-TRMT | P203 | INSV | INST | HUSSAARM | 2013-10-13 | 213 CARRIAGE LANE | [5 empty] | FREEZE PROTECTION |  | OTHER | HVAC-HTR* |  |  | AW
5142483 | UNKNOWN | NJHH-7-HVHU-44 | DRWTP-TRMT HUH35 /HEATER |  | NJBC | B | NJBC-BU-DRWTP-TRMT | P203 | INSV | INST | HUSSAARM | 2013-10-13 | 213 CARRIAGE LANE | [5 empty] | FREEZE PROTECTION |  | OTHER | HVAC-HTR* |  |  | AW
5142484 | UNKNOWN | NJHH-7-HVHU-45 | DRWTP HUH36 PILOT PLNT LAB /HEATER |  | NJBC | B | NJBC-BU-DRWTP | P203 | INSV | INST | HUSSAARM | 2013-10-13 | 213 CARRIAGE LANE | [5 empty] | FREEZE PROTECTION |  | OTHER | HVAC-HTR* |  |  | AW
5142486 | UNKNOWN | NJHH-7-HVHU-46 | DRWTP-TRMT HUH37 KMnO4 RM /HEATER |  | NJBC | B | NJBC-BU-DRWTP-TRMT | P203 | INSV | INST | HUSSAARM | 2013-10-13 | 213 CARRIAGE LANE | [5 empty] | FREEZE PROTECTION |  | OTHER | HVAC-HTR* |  |  | AW
5142489 | UNKNOWN | NJHH-7-HVHU-47 | DRWTP-TRMT HUH38 /HEATER |  | NJBC | B | NJBC-BU-DRWTP-TRMT | P203 | INSV | INST | HUSSAARM | 2013-10-13 | 213 CARRIAGE LANE | [5 empty] | FREEZE PROTECTION |  | OTHER | HVAC-HTR* |  |  | AW
5142492 | UNKNOWN | NJHH-7-HVHU-48 | DRWTP-TRMT HUH39 /HEATER |  | NJBC | B | NJBC-BU-DRWTP-TRMT | P203 | INSV | INST | HUSSAARM | 2013-10-13 | 213 CARRIAGE LANE | [5 empty] | FREEZE PROTECTION |  | OTHER | HVAC-HTR* |  |  | AW
5142495 | UNKNOWN | NJHH-7-HVHU-49 | DRWTP-TRMT HUH40 /HEATER |  | NJBC | B | NJBC-BU-DRWTP-TRMT | P203 | INSV | INST | HUSSAARM | 2013-10-13 | 213 CARRIAGE LANE | [5 empty] | FREEZE PROTECTION |  | OTHER | HVAC-HTR* |  |  | AW
5142436 | UNKNOWN | NJHH-7-HVHU-21 | DRWTP-TRMT HUH12 /HEATER |  | NJBC | B | NJBC-BU-DRWTP-TRMT | P203 | INSV | INST | HUSSAARM | 2013-10-13 | 213 CARRIAGE LANE | [5 empty] | FREEZE PROTECTION |  | OTHER | HVAC-HTR* |  |  | AW
5093272 | #N/A |  | HENRY /HEATER |  | NJBC | B | NJBC-CM-ANCOR | P203 | INSV | INST | HUSSAARM | 2013-10-13 | HENRY STREET | [7 empty] | ELECTRIC | HVAC-HTR* |  |  | AW
5093273 | #N/A |  | BLUEA /HEATER |  | NJBC | B | NJBC-CM-BLUEA | P203 | INSV | INST | HUSSAARM | 2013-10-13 | BLUE ANCHOR RD / RTE 73 | [7 empty] | ELECTRIC | HVAC-HTR* |  |  | AW
5142214 | UNKNOWN | NJHH-7-HVEH-10 | DRWTP-TRMT EHU1- HOSE CABINET 26 /HEATER |  | NJBC | B | NJBC-BU-DRWTP-TRMT | P203 | INSV | INST | HUSSAARM | 2013-10-13 | 213 CARRIAGE LANE | [5 empty] | FREEZE PROTECTION |  | ELECTRIC | HVAC-HTR* |  |  | AW
5142217 | UNKNOWN | NJHH-7-HVEH-11 | DRWTP-TRMT EHU2- FILT 8 /HEATER |  | NJBC | B | NJBC-BU-DRWTP-TRMT | P203 | INSV | INST | HUSSAARM | 2013-10-13 | 213 CARRIAGE LANE | [5 empty] | FREEZE PROTECTION |  | ELECTRIC | HVAC-HTR* |  |  | AW
5142220 | UNKNOWN | NJHH-7-HVEH-12 | DRWTP-TRMT EHU3- CL2 ANALYZER RM /HEATER |  | NJBC | B | NJBC-BU-DRWTP-TRMT | P203 | INSV | INST | HUSSAARM | 2013-10-13 | 213 CARRIAGE LANE | [5 empty] | FREEZE PROTECTION |  | ELECTRIC | HVAC-HTR* |  |  | AW
5142223 | UNKNOWN | NJHH-7-HVEH-13 | DRWTP-HSPS EHU4- PMP 4 DIS LN /HEATER |  | NJBC | B | NJBC-BU-DRWTP-HSPS | P203 | INSV | INST | HUSSAARM | 2013-10-13 | 213 CARRIAGE LANE | [5 empty] | FREEZE PROTECTION |  | ELECTRIC | HVAC-HTR* |  |  | AW
5142226 | UNKNOWN | NJHH-7-HVEH-14 | DRWTP-HSPS EHU5- WET WELL NORTH /HEATER |  | NJBC | B | NJBC-BU-DRWTP-HSPS | P203 | INSV | INST | HUSSAARM | 2013-10-13 | 213 CARRIAGE LANE | [5 empty] | FREEZE PROTECTION |  | ELECTRIC | HVAC-HTR* |  |  | AW
5142229 | UNKNOWN | NJHH-7-HVEH-15 | DRWTP-HSPS EHU6- WET WELL SOUTH /HEATER |  | NJBC | B | NJBC-BU-DRWTP-HSPS | P203 | INSV | INST | HUSSAARM | 2013-10-13 | 213 CARRIAGE LANE | [5 empty] | FREEZE PROTECTION |  | ELECTRIC | HVAC-HTR* |  |  | AW
5142232 | UNKNOWN | NJHH-7-HVEH-16 | DRWTP-HSPS EHU7- PMP 3&5 DIS LN /HEATER |  | NJBC | B | NJBC-BU-DRWTP-HSPS | P203 | INSV | INST | HUSSAARM | 2013-10-13 | 213 CARRIAGE LANE | [5 empty] | FREEZE PROTECTION |  | ELECTRIC | HVAC-HTR* |  |  | AW
5142235 | UNKNOWN | NJHH-7-HVEH-17 | DRWTP-LLPS EHU8- BASEMNT SUMP /HEATER |  | NJBC | B | NJBC-BU-DRWTP-LLPS | P203 | INSV | INST | HUSSAARM | 2013-10-13 | 213 CARRIAGE LANE | [5 empty] | FREEZE PROTECTION |  | ELECTRIC | HVAC-HTR* |  |  | AW
5142237 | UNKNOWN | NJHH-7-HVEH-18 | DRWTP-LLPS EHU9- CuSO4 RM /HEATER |  | NJBC | B | NJBC-BU-DRWTP-LLPS | P203 | INSV | INST | HUSSAARM | 2013-10-13 | 213 CARRIAGE LANE | [5 empty] | FREEZE PROTECTION |  | ELECTRIC | HVAC-HTR* |  |  | AW
5142240 | UNKNOWN | NJHH-7-HVEH-19 | DRWTP-LLPS EHU10- KMnO4 RM /HEATER |  | NJBC | B | NJBC-BU-DRWTP-LLPS | P203 | INSV | INST | HUSSAARM | 2013-10-13 | 213 CARRIAGE LANE | [5 empty] | FREEZE PROTECTION |  | ELECTRIC | HVAC-HTR* |  |  | AW
5142243 | UNKNOWN | NJHH-7-HVEH-20 | DRWTP-LLPS EHU11- PMP 2 /HEATER |  | NJBC | B | NJBC-BU-DRWTP-LLPS | P203 | INSV | INST | HUSSAARM | 2013-10-13 | 213 CARRIAGE LANE | [5 empty] | FREEZE PROTECTION |  | ELECTRIC | HVAC-HTR* |  |  | AW
5142246 | UNKNOWN | NJHH-7-HVEH-21 | DRWTP-LLPS EHU12- MEZZANINE /HEATER |  | NJBC | B | NJBC-BU-DRWTP-LLPS | P203 | INSV | INST | HUSSAARM | 2013-10-13 | 213 CARRIAGE LANE | [5 empty] | FREEZE PROTECTION |  | ELECTRIC | HVAC-HTR* |  |  | AW
5142249 | UNKNOWN | NJHH-7-HVEH-22 | DRWTP-LLPS EHU12A- ELEC RM /HEATER |  | NJBC | B | NJBC-BU-DRWTP-LLPS | P203 | INSV | INST | HUSSAARM | 2013-10-13 | 213 CARRIAGE LANE | [5 empty] | FREEZE PROTECTION |  | ELECTRIC | HVAC-HTR* |  |  | AW
5142285 | UNKNOWN | NJHH-7-HVGU-1 | DRWTP GUH1 GEN RM /HEATER |  | NJBC | B | NJBC-BU-DRWTP | P203 | INSV | INST | HUSSAARM | 2013-10-13 | 213 CARRIAGE LANE | [5 empty] | FREEZE PROTECTION |  | NAT GAS | HVAC-HTR* |  |  | AW
5142288 | UNKNOWN | NJHH-7-HVGU-2 | DRWTP GUH2 GEN RM /HEATER |  | NJBC | B | NJBC-BU-DRWTP | P203 | INSV | INST | HUSSAARM | 2013-10-13 | 213 CARRIAGE LANE | [5 empty] | FREEZE PROTECTION |  | NAT GAS | HVAC-HTR* |  |  | AW
5142405 | UNKNOWN | NJHH-7-HVHU-10 | DRWTP-TRMT HUH1 FILT BLWR RM /HEATER |  | NJBC | B | NJBC-BU-DRWTP-TRMT | P203 | INSV | INST | HUSSAARM | 2013-10-13 | 213 CARRIAGE LANE | [5 empty] | FREEZE PROTECTION |  | OTHER | HVAC-HTR* |  |  | AW
5142408 | UNKNOWN | NJHH-7-HVHU-11 | DRWTP-TRMT HUH2 /HEATER |  | NJBC | B | NJBC-BU-DRWTP-TRMT | P203 | INSV | INST | HUSSAARM | 2013-10-13 | 213 CARRIAGE LANE | [5 empty] | FREEZE PROTECTION |  | OTHER | HVAC-HTR* |  |  | AW
5142411 | UNKNOWN | NJHH-7-HVHU-12 | DRWTP-TRMT-OZNE HUH3 GEN RM /HEATER |  | NJBC | B | NJBC-BU-DRWTP-TRMT-OZNE | P203 | INSV | INST | HUSSAARM | 2013-10-13 | 213 CARRIAGE LANE | [5 empty] | FREEZE PROTECTION |  | OTHER | HVAC-HTR* |  |  | AW
5142414 | UNKNOWN | NJHH-7-HVHU-13 | DRWTP-TRMT-OZNE HUH4 GEN RM /HEATER |  | NJBC | B | NJBC-BU-DRWTP-TRMT-OZNE | P203 | INSV | INST | HUSSAARM | 2013-10-13 | 213 CARRIAGE LANE | [5 empty] | FREEZE PROTECTION |  | OTHER | HVAC-HTR* |  |  | AW
5142416 | UNKNOWN | NJHH-7-HVHU-14 | DRWTP-TRMT-OZNE HUH5 GEN RM /HEATER |  | NJBC | B | NJBC-BU-DRWTP-TRMT-OZNE | P203 | INSV | INST | HUSSAARM | 2013-10-13 | 213 CARRIAGE LANE | [5 empty] | FREEZE PROTECTION |  | OTHER | HVAC-HTR* |  |  | AW
5142419 | UNKNOWN | NJHH-7-HVHU-15 | DRWTP-TRMT-OZNE HUH6 GEN RM /HEATER |  | NJBC | B | NJBC-BU-DRWTP-TRMT-OZNE | P203 | INSV | INST | HUSSAARM | 2013-10-13 | 213 CARRIAGE LANE | [5 empty] | FREEZE PROTECTION |  | OTHER | HVAC-HTR* |  |  | AW
5142422 | UNKNOWN | NJHH-7-HVHU-16 | DRWTP-TRMT HUH7 /HEATER |  | NJBC | B | NJBC-BU-DRWTP-TRMT | P203 | INSV | INST | HUSSAARM | 2013-10-13 | 213 CARRIAGE LANE | [5 empty] | FREEZE PROTECTION |  | OTHER | HVAC-HTR* |  |  | AW
5142425 | UNKNOWN | NJHH-7-HVHU-17 | DRWTP HUH8 MECH SHOP /HEATER |  | NJBC | B | NJBC-BU-DRWTP | P203 | INSV | INST | HUSSAARM | 2013-10-13 | 213 CARRIAGE LANE | [5 empty] | FREEZE PROTECTION |  | OTHER | HVAC-HTR* |  |  | AW
5142428 | UNKNOWN | NJHH-7-HVHU-18 | DRWTP HUH9 GARAGE /HEATER |  | NJBC | B | NJBC-BU-DRWTP | P203 | INSV | INST | HUSSAARM | 2013-10-13 | 213 CARRIAGE LANE | [5 empty] | FREEZE PROTECTION |  | OTHER | HVAC-HTR* |  |  | AW
5142430 | UNKNOWN | NJHH-7-HVHU-19 | DRWTP HUH109 GARAGE /HEATER |  | NJBC | B | NJBC-BU-DRWTP | P203 | INSV | INST | HUSSAARM | 2013-10-13 | 213 CARRIAGE LANE | [5 empty] | FREEZE PROTECTION |  | OTHER | HVAC-HTR* |  |  | AW
5142433 | UNKNOWN | NJHH-7-HVHU-20 | DRWTP-TRMT HUH11 /HEATER |  | NJBC | B | NJBC-BU-DRWTP-TRMT | P203 | INSV | INST | HUSSAARM | 2013-10-13 | 213 CARRIAGE LANE | [5 empty] | FREEZE PROTECTION |  | OTHER | HVAC-HTR* |  |  | AW
5142498 | UNKNOWN | NJHH-7-HVHU-50 | DRWTP-TRMT HUH41 /HEATER |  | NJBC | B | NJBC-BU-DRWTP-TRMT | P203 | INSV | INST | HUSSAARM | 2013-10-13 | 213 CARRIAGE LANE | [5 empty] | FREEZE PROTECTION |  | OTHER | HVAC-HTR* |  |  | AW
5143824 | UNKNOWN | NJHH-36-HVEH-1 | HADDONHTS FUELOIL STORTK ELECRM /HEATER |  | NJBC | B | NJBC-CM-HAHTS | P203 | INSV | INST | HUSSAARM | 2013-10-13 | 614 W. Atlantic Ave |  |  |  |  | 0.00 A | COMFORT |  | LIQ FUEL | HVAC-HTR* |  | 0.00 UN | AW
5143826 | UNKNOWN | NJHH-36-HVEH-2 | HADDONHTS Caustic Room /HEATER |  | NJBC | B | NJBC-CM-HAHTS | P203 | INSV | INST | HUSSAARM | 2013-10-13 | 614 W. Atlantic Ave | [5 empty] | FREEZE PROTECTION |  | LIQ FUEL | HVAC-HTR* |  |  | AW
5143834 | QMARK |  | ELKAUIC /HEATER |  | NJBC | B | NJBC-GL-ELKAU | P203 | INSV | INST | HUSSAARM | 2013-10-13 | 603 AURA RD | [5 empty] | FREEZE PROTECTION |  | ELECTRIC | HVAC-HTR* |  |  | AW |  |  | 240
5143837 | QMARK | NJHH-147-HVEH-1 | MERCHCHIC /HEATER |  | NJBC | B | NJBC-CM-MECIC | P203 | INSV | INST | HUSSAARM | 2013-10-13 | 462 3RD AVE | [5 empty] | FREEZE PROTECTION |  | ELECTRIC | HVAC-HTR* | OTHER | 1,500.00 UN | AW
5143839 | UNKNOWN |  | HIGHLAND Electric Room /HEATER |  | NJBC | B | NJBC-BU-HIGHL | P203 | INSV | INST | HUSSAARM | 2013-10-13 | 1007 Highland Ave | [5 empty] | COMFORT |  | ELECTRIC | HVAC-HTR* |  |  | AW
5143840 | UNKNOWN |  | BROWNING High Service Room /HEATER |  | NJBC | B | NJBC-CM-BROWN | P203 | INSV | INST | HUSSAARM | 2013-10-13 | BROWINING LANE | [5 empty] | COMFORT |  | ELECTRIC | HVAC-HTR* |  |  | AW
5143841 | UNKNOWN |  | BROWNING Restroom /HEATER |  | NJBC | B | NJBC-CM-BROWN | P203 | INSV | INST | HUSSAARM | 2013-10-13 | BROWINING LANE | [5 empty] | COMFORT |  | ELECTRIC | HVAC-HTR* |  |  | AW
5143843 | UNKNOWN |  | BROWNING Hypochlorite Room /HEATER |  | NJBC | B | NJBC-CM-BROWN | P203 | INSV | INST | HUSSAARM | 2013-10-13 | BROWINING LANE | [5 empty] | COMFORT |  | ELECTRIC | HVAC-HTR* |  |  | AW
5143845 | UNKNOWN |  | BROWNING Filter Room /HEATER |  | NJBC | B | NJBC-CM-BROWN | P203 | INSV | INST | HUSSAARM | 2013-10-13 | BROWINING LANE | [5 empty] | COMFORT |  | ELECTRIC | HVAC-HTR* |  |  | AW
5143850 | UNKNOWN |  | HADDONHTS Filter Room /HEATER |  | NJBC | B | NJBC-CM-HAHTS | P203 | INSV | INST | HUSSAARM | 2013-10-13 | 614 W. Atlantic Ave | [5 empty] | COMFORT |  | LIQ FUEL | HVAC-HTR* |  |  | AW
5143851 | UNKNOWN |  | HADDONHTS-W15 /HEATER |  | NJBC | B | NJBC-CM-HAHTS-WL15 | P203 | INSV | INST | HUSSAARM | 2013-10-13 | 614 W. ATLANTIC AVE | [5 empty] | COMFORT |  | LIQ FUEL | HVAC-HTR* |  |  | AW
5143852 | UNKNOWN |  | HADDONHTS-W20 /HEATER |  | NJBC | B | NJBC-CM-HAHTS-WL20 | P203 | INSV | INST | HUSSAARM | 2013-10-13 | 110 ALBANY AVE | [5 empty] | COMFORT |  | LIQ FUEL | HVAC-HTR* |  |  | AW
5143853 | UNKNOWN |  | HADDONHTS-W63 /HEATER |  | NJBC | B | NJBC-CM-HAHTS-WL63 | P203 | INSV | INST | HUSSAARM | 2013-10-13 | 120 TRENTON AVE | [5 empty] | COMFORT |  | LIQ FUEL | HVAC-HTR* |  |  | AW
5143854 | UNKNOWN |  | BROWNING-W44 /HEATER |  | NJBC | B | NJBC-CM-BROWN-W44. | P203 | INSV | INST | HUSSAARM | 2013-10-13 | BROWINING LANE | [5 empty] | FREEZE PROTECTION |  | ELECTRIC | HVAC-HTR* |  |  | AW
5143855 | UNKNOWN |  | BROWNING-W45 /HEATER |  | NJBC | B | NJBC-CM-BROWN-W45. | P203 | INSV | INST | HUSSAARM | 2013-10-13 | BROWINING LANE | [5 empty] | FREEZE PROTECTION |  | ELECTRIC | HVAC-HTR* |  |  | AW
5143857 | UNKNOWN |  | BROWNING-W46 /HEATER |  | NJBC | B | NJBC-CM-BROWN-W46. | P203 | INSV | INST | HUSSAARM | 2013-10-13 | BROWINING LANE | [5 empty] | FREEZE PROTECTION |  | ELECTRIC | HVAC-HTR* |  |  | AW
5143858 | UNKNOWN |  | BROWNING-W65 /HEATER |  | NJBC | B | NJBC-CM-BROWN-W65. | P203 | INSV | INST | HUSSAARM | 2013-10-13 | BROWINING LANE | [5 empty] | FREEZE PROTECTION |  | ELECTRIC | HVAC-HTR* |  |  | AW
5143859 | UNKNOWN |  | ELMTREE-W26 /HEATER |  | NJBC | B | NJBC-CM-ELMTR-W26. | P203 | INSV | INST | HUSSAARM | 2013-10-13 | 16 THOMAS RD | [5 empty] | COMFORT |  | ELECTRIC | HVAC-HTR* |  |  | AW
5143861 | UNKNOWN |  | 30TH-BST /HEATER |  | NJBC | B | NJBC-CM-30TH.-BST. | P203 | INSV | INST | HUSSAARM | 2013-10-13 | 2940 SAUNDERS ST | [5 empty] | COMFORT |  | ELECTRIC | HVAC-HTR* |  |  | AW
5143863 | UNKNOWN |  | CAMDEN Filter Room /HEATER |  | NJBC | B | NJBC-CM-CASTA | P203 | INSV | INST | HUSSAARM | 2013-10-13 | 791 N 30TH ST | [5 empty] | COMFORT |  | LIQ FUEL | HVAC-HTR* |  |  | AW
5143864 | UNKNOWN |  | CAMDEN Stripper Building /HEATER |  | NJBC | B | NJBC-CM-CASTA | P203 | INSV | INST | HUSSAARM | 2013-10-13 | 791 N 30TH ST | [5 empty] | COMFORT |  | LIQ FUEL | HVAC-HTR* |  |  | AW
5143865 | UNKNOWN |  | CAMDEN High Service Room /HEATER |  | NJBC | B | NJBC-CM-CASTA | P203 | INSV | INST | HUSSAARM | 2013-10-13 | 791 N 30TH ST | [5 empty] | COMFORT |  | LIQ FUEL | HVAC-HTR* |  |  | AW
5143868 | UNKNOWN |  | BEVERLY Electric Room /HEATER |  | NJBC | B | NJBC-BU-BEVER | P203 | INSV | INAC INST | HUSSAARM | 2013-10-13 | 40 BROAD ST | [5 empty] | COMFORT |  | ELECTRIC | HVAC-HTR* |  |  | AW
5143870 | UNKNOWN |  | COLUMBIALK Electric Room /HEATER |  | NJBC | B | NJBC-CM-COLUM | P203 | INSV | INST | HUSSAARM | 2013-10-13 | 330 OAK AVE | [5 empty] | COMFORT |  | LIQ FUEL | HVAC-HTR* |  |  | AW
5143872 | UNKNOWN |  | ELLISBERG Filter Room /HEATER |  | NJBC | B | NJBC-CM-ELLIS | P203 | INSV | INST | HUSSAARM | 2013-10-13 | 129 PARK DR | [5 empty] | COMFORT |  | ELECTRIC | HVAC-HTR* |  |  | AW
5143873 | UNKNOWN |  | KINGSTON High Service Room /HEATER |  | NJBC | B | NJBC-CM-KINGS | P203 | INSV | INST | HUSSAARM | 2013-10-13 | 514 HOWARD RD | [5 empty] | COMFORT |  | LIQ FUEL | HVAC-HTR* |  |  | AW
5143876 | UNKNOWN |  | GREENTRIC /HEATER |  | NJBC | B | NJBC-BU-GREEN | P203 | INSV | INST | HUSSAARM | 2013-10-13 | SPRINGDALE ROAD | [5 empty] | COMFORT |  | ELECTRIC | HVAC-HTR* |  |  | AW
5143878 | UNKNOWN |  | MURRAY /HEATER |  | NJBC | B | NJBC-CM-MURRA | P203 | INSV | INST | HUSSAARM | 2013-10-13 | 802 MURRAY AVE | [5 empty] | COMFORT |  | ELECTRIC | HVAC-HTR* |  |  | AW
5143820 | UNKNOWN |  | HIGHLAND-W27 /HEATER |  | NJBC | B | NJBC-BU-HIGHL-W27. | P203 | INSV | INST | HUSSAARM | 2013-10-13 | 1007 HIGHLAND AVE | [5 empty] | FREEZE PROTECTION |  | ELECTRIC | HVAC-HTR* |  |  | AW
5142901 | UNKNOWN | NJHH-7-HVHU-51 | DRWTP-TRMT HUH42 /HEATER |  | NJBC | B | NJBC-BU-DRWTP-TRMT | P203 | INSV | INST | HUSSAARM | 2013-10-13 | 213 CARRIAGE LANE | [5 empty] | FREEZE PROTECTION |  | OTHER | HVAC-HTR* |  |  | AW
5142904 | UNKNOWN | NJHH-7-HVHU-52 | DRWTP-TRMT HUH43 /HEATER |  | NJBC | B | NJBC-BU-DRWTP-TRMT | P203 | INSV | INST | HUSSAARM | 2013-10-13 | 213 CARRIAGE LANE | [5 empty] | FREEZE PROTECTION |  | OTHER | HVAC-HTR* |  |  | AW
5142907 | UNKNOWN | NJHH-7-HVHU-53 | DRWTP-TRMT HUH44 /HEATER |  | NJBC | B | NJBC-BU-DRWTP-TRMT | P203 | INSV | INST | HUSSAARM | 2013-10-13 | 213 CARRIAGE LANE | [5 empty] | FREEZE PROTECTION |  | OTHER | HVAC-HTR* |  |  | AW
5142910 | UNKNOWN | NJHH-7-HVHU-54 | DRWTP-TRMT HUH45 /HEATER |  | NJBC | B | NJBC-BU-DRWTP-TRMT | P203 | INSV | INST | HUSSAARM | 2013-10-13 | 213 CARRIAGE LANE | [5 empty] | FREEZE PROTECTION |  | OTHER | HVAC-HTR* |  |  | AW
5142913 | UNKNOWN | NJHH-7-HVHU-55 | DRWTP-TRMT HUH46 /HEATER |  | NJBC | B | NJBC-BU-DRWTP-TRMT | P203 | INSV | INST | HUSSAARM | 2013-10-13 | 213 CARRIAGE LANE | [5 empty] | FREEZE PROTECTION |  | OTHER | HVAC-HTR* |  |  | AW
5142916 | UNKNOWN | NJHH-7-HVLU-10 | DRWTP-HSPS LOUVER 16- PMP 4 /HEATER |  | NJBC | B | NJBC-BU-DRWTP-HSPS | P203 | INSV | INST | HUSSAARM | 2013-10-13 | 213 CARRIAGE LANE | [8 empty] | HVAC-HTR* |  |  | AW
5142919 | UNKNOWN | NJHH-7-HVLU-11 | DRWTP-HSPS LOUVER 17- PMP 4 /HEATER |  | NJBC | B | NJBC-BU-DRWTP-HSPS | P203 | INSV | INST | HUSSAARM | 2013-10-13 | 213 CARRIAGE LANE | [8 empty] | HVAC-HTR* |  |  | AW
5142921 | UNKNOWN | NJHH-7-HVRU-10 | DRWTP-TRMT REZNOR UNIT AHU1 /HEATER |  | NJBC | B | NJBC-BU-DRWTP-TRMT | P203 | INSV | INST | HUSSAARM | 2013-10-13 | 213 CARRIAGE LANE | [5 empty] | FREEZE PROTECTION |  | OTHER | HVAC-HTR* |  |  | AW
5142924 | UNKNOWN | NJHH-7-HVRU-11 | DRWTP-TRMT REZNOR UNIT AHU2 /HEATER |  | NJBC | B | NJBC-BU-DRWTP-TRMT | P203 | INSV | INST | HUSSAARM | 2013-10-13 | 213 CARRIAGE LANE | [5 empty] | FREEZE PROTECTION |  | OTHER | HVAC-HTR* |  |  | AW
5142927 | UNKNOWN | NJHH-7-HVRU-12 | DRWTP-TRMT REZNOR UNIT AHU3 /HEATER |  | NJBC | B | NJBC-BU-DRWTP-TRMT | P203 | INSV | INST | HUSSAARM | 2013-10-13 | 213 CARRIAGE LANE | [5 empty] | FREEZE PROTECTION |  | OTHER | HVAC-HTR* |  |  | AW
5142930 | UNKNOWN | NJHH-7-HVRU-13 | DRWTP-TRMT REZNOR UNIT AHU4 /HEATER |  | NJBC | B | NJBC-BU-DRWTP-TRMT | P203 | INSV | INST | HUSSAARM | 2013-10-13 | 213 CARRIAGE LANE | [5 empty] | FREEZE PROTECTION |  | OTHER | HVAC-HTR* |  |  | AW
5142932 | UNKNOWN | NJHH-7-HVRU-14 | DRWTP-TRMT REZNOR UNIT AHU5 /HEATER |  | NJBC | B | NJBC-BU-DRWTP-TRMT | P203 | INSV | INST | HUSSAARM | 2013-10-13 | 213 CARRIAGE LANE | [5 empty] | FREEZE PROTECTION |  | OTHER | HVAC-HTR* |  |  | AW
5142934 | UNKNOWN | NJHH-7-HVRU-15 | DRWTP-TRMT REZNOR UNIT AHU6 /HEATER |  | NJBC | B | NJBC-BU-DRWTP-TRMT | P203 | INSV | INST | HUSSAARM | 2013-10-13 | 213 CARRIAGE LANE | [5 empty] | FREEZE PROTECTION |  | OTHER | HVAC-HTR* |  |  | AW
5142937 | UNKNOWN | NJHH-7-HVRU-16 | DRWTP-TRMT REZNOR UNIT AHU7 /HEATER |  | NJBC | B | NJBC-BU-DRWTP-TRMT | P203 | INSV | INST | HUSSAARM | 2013-10-13 | 213 CARRIAGE LANE | [5 empty] | FREEZE PROTECTION |  | OTHER | HVAC-HTR* |  |  | AW
5143819 | UNKNOWN | NJHH-73-HVGH-3 | POMONA Caustic Room Gas /HEATER |  | NJBC | B | NJBC-BU-POMON | P203 | INSV | INST | HUSSAARM | 2013-10-13 | 915 POMONA ROAD | [5 empty] | FREEZE PROTECTION |  | NAT GAS | HVAC-HTR* |  |  | AW
5143818 | UNKNOWN | NJHH-73-HVGH-2 | POMONA #2 Contactor Room /HEATER |  | NJBC | B | NJBC-BU-POMON | P203 | INSV | INST | HUSSAARM | 2013-10-13 | 915 POMONA ROAD | [5 empty] | COMFORT |  | NAT GAS | HVAC-HTR* |  |  | AW
5143816 | UNKNOWN | NJHH-73-HVGH-1 | POMONA #1 Contactor Room /HEATER |  | NJBC | B | NJBC-BU-POMON | P203 | INSV | INST | HUSSAARM | 2013-10-13 | 915 POMONA ROAD | [5 empty] | COMFORT |  | NAT GAS | HVAC-HTR* |  |  | AW
5143814 | UNKNOWN | NJHH-73-HVEH-1 | POMONA Caustic Room /HEATER |  | NJBC | B | NJBC-BU-POMON | P203 | INSV | INST | HUSSAARM | 2013-10-13 | 915 POMONA ROAD | [5 empty] | FREEZE PROTECTION |  | NAT GAS | HVAC-HTR* |  |  | AW
5143813 | UNKNOWN | NJHH-73-HVEH-2 | POMONA Chemical Room /HEATER |  | NJBC | B | NJBC-BU-POMON | P203 | INSV | INST | HUSSAARM | 2013-10-13 | 915 POMONA ROAD | [5 empty] | FREEZE PROTECTION |  | NAT GAS | HVAC-HTR* |  |  | AW
5143807 | UNKNOWN | NJHH-76-HVGH-1 | HIGHLAND Caustic Room Gas /HEATER |  | NJBC | B | NJBC-BU-HIGHL | P203 | INSV | INST | HUSSAARM | 2013-10-13 | 1007 Highland Ave | [5 empty] | FREEZE PROTECTION |  | NAT GAS | HVAC-HTR* |  |  | AW
5143803 | UNKNOWN | NJHH-76-HVEH-1 | HIGHLAND Caustic Room /HEATER |  | NJBC | B | NJBC-BU-HIGHL | P203 | INSV | INST | HUSSAARM | 2013-10-13 | 1007 Highland Ave | [5 empty] | FREEZE PROTECTION |  | ELECTRIC | HVAC-HTR* |  |  | AW
5143099 | UNKNOWN | NJHH-127-BFIV-2 | HAINESMOIC Portable /HEATER |  | NJBC | B | NJBC-BU-HMOIC | P203 | INSV | INST | HUSSAARM | 2013-10-13 | 1005 WESTFIELD RD | [5 empty] | FREEZE PROTECTION |  | ELECTRIC | HVAC-HTR* |  |  | AW
5142954 | UNKNOWN | NJHH-7-HVRU-22 | DRWTP-TRMT REZNOR UNIT AHU13 /HEATER |  | NJBC | B | NJBC-BU-DRWTP-TRMT | P203 | INSV | INST | HUSSAARM | 2013-10-13 | 213 CARRIAGE LANE | [5 empty] | FREEZE PROTECTION |  | OTHER | HVAC-HTR* |  |  | AW
5142951 | UNKNOWN | NJHH-7-HVRU-21 | DRWTP-TRMT REZNOR UNIT AHU11 /HEATER |  | NJBC | B | NJBC-BU-DRWTP-TRMT | P203 | INSV | INST | HUSSAARM | 2013-10-13 | 213 CARRIAGE LANE | [5 empty] | FREEZE PROTECTION |  | OTHER | HVAC-HTR* |  |  | AW
5142948 | UNKNOWN | NJHH-7-HVRU-20 | DRWTP-TRMT REZNOR UNIT AHU10 /HEATER |  | NJBC | B | NJBC-BU-DRWTP-TRMT | P203 | INSV | INST | HUSSAARM | 2013-10-13 | 213 CARRIAGE LANE | [5 empty] | FREEZE PROTECTION |  | OTHER | HVAC-HTR* |  |  | AW
5142945 | UNKNOWN | NJHH-7-HVRU-19 | DRWTP-TRMT REZNOR UNIT AHU9A /HEATER |  | NJBC | B | NJBC-BU-DRWTP-TRMT | P203 | INSV | INST | HUSSAARM | 2013-10-13 | 213 CARRIAGE LANE | [5 empty] | FREEZE PROTECTION |  | OTHER | HVAC-HTR* |  |  | AW
5142942 | UNKNOWN | NJHH-7-HVRU-18 | DRWTP-TRMT REZNOR UNIT AHU9 /HEATER |  | NJBC | B | NJBC-BU-DRWTP-TRMT | P203 | INSV | INST | HUSSAARM | 2013-10-13 | 213 CARRIAGE LANE | [5 empty] | FREEZE PROTECTION |  | OTHER | HVAC-HTR* |  |  | AW
5142940 | UNKNOWN | NJHH-7-HVRU-17 | DRWTP-TRMT REZNOR UNIT AHU8 /HEATER |  | NJBC | B | NJBC-BU-DRWTP-TRMT | P203 | INSV | INST | HUSSAARM | 2013-10-13 | 213 CARRIAGE LANE | [5 empty] | FREEZE PROTECTION |  | OTHER | HVAC-HTR* |  |  | AW
5196213 | TRANE |  | GREEN Electrical Room/HEATER |  | NJBC | B | NJBC-MH-GREEN | P203 | INSV | INST | WRIGHTM1 | 2015-04-14 | GREEN STREET | [5 empty] | COMFORT |  | ELECTRIC | HVAC-HTR* |  |  | AW
5196214 | TRANE |  | GREEN Hypo Room/HEATER |  | NJBC | B | NJBC-MH-GREEN | P203 | INSV | INST | WRIGHTM1 | 2015-04-14 | GREEN STREET | [5 empty] | COMFORT |  | ELECTRIC | HVAC-HTR* |  |  | AW
5196215 | REZNOR |  | GREEN Caustic Room/HEATER |  | NJBC | B | NJBC-MH-GREEN | P203 | INSV | INST | WRIGHTM1 | 2015-04-14 | GREEN STREET | [5 empty] | COMFORT |  | ELECTRIC | HVAC-HTR* |  |  | AW
5196216 | REZNOR |  | GREEN Filter Room 1/HEATER |  | NJBC | B | NJBC-MH-GREEN | P203 | INSV | INST | WRIGHTM1 | 2015-04-14 | GREEN STREET | [5 empty] | COMFORT |  | ELECTRIC | HVAC-HTR* |  |  | AW
5196217 | REZNOR |  | GREEN Filter Room 2/HEATER |  | NJBC | B | NJBC-MH-GREEN | P203 | INSV | INST | WRIGHTM1 | 2015-04-14 | GREEN STREET | [5 empty] | COMFORT |  | ELECTRIC | HVAC-HTR* |  |  | AW
5196218 | REZNOR |  | GREEN Filter Room 3/HEATER |  | NJBC | B | NJBC-MH-GREEN | P203 | INSV | INST | WRIGHTM1 | 2015-04-14 | GREEN STREET | [5 empty] | COMFORT |  | ELECTRIC | HVAC-HTR* |  |  | AW
5211299 | UNKNOWN |  | RANN RESTROOM /HEATER |  | NJPG | B | NJPG-PG-RANN.-TRT. | P203 | INSV | INST | LOD_EAM_02 | 2016-02-04 | 370 HARDING HWY | [8 empty] | HVAC-HTR* |  |  | AW
5211300 | UNKNOWN |  | RANN POTASSIUM HYDROXIDE ROOM /HEATER |  | NJPG | B | NJPG-PG-RANN.-TRT. | P203 | INSV | INST | LOD_EAM_02 | 2016-02-04 | 370 HARDING HWY | [8 empty] | HVAC-HTR* |  |  | AW
5211301 | UNKNOWN |  | RANN SODIUM HYPO ROOM /HEATER |  | NJPG | B | NJPG-PG-RANN.-TRT. | P203 | INSV | INST | LOD_EAM_02 | 2016-02-04 | 370 HARDING HWY | [8 empty] | HVAC-HTR* |  |  | AW
5211302 | UNKNOWN |  | RANN KLENPHOS ROOM /HEATER |  | NJPG | B | NJPG-PG-RANN.-TRT. | P203 | INSV | INST | LOD_EAM_02 | 2016-02-04 | 370 HARDING HWY | [8 empty] | HVAC-HTR* |  |  | AW
5211303 | UNKNOWN |  | RANN STORAGE ROOM /HEATER |  | NJPG | B | NJPG-PG-RANN.-TRT. | P203 | INSV | INST | LOD_EAM_02 | 2016-02-04 | 370 HARDING HWY | [8 empty] | HVAC-HTR* |  |  | AW
5211304 | UNKNOWN |  | RANN MECHANICAL ROOM /HEATER |  | NJPG | B | NJPG-PG-RANN.-TRT. | P203 | INSV | INST | LOD_EAM_02 | 2016-02-04 | 370 HARDING HWY | [8 empty] | HVAC-HTR* |  |  | AW
5211404 | DAYTON |  | LAYT ELECT BLDG /HEATER |  | NJPG | B | NJPG-PG-LAYT. | P203 | INSV | INST | TAYLORDM | 2016-03-08 | 51 N Pennsville Auburn Rd | [8 empty] | HVAC-HTR* |  |  | AW
5211719 | QMARK |  | ELK2WIC /HEATER |  | NJBC | B | NJBC-GL-ELK2W | P203 | INSV | INST | TAYLORDM | 2016-03-09 | Aura Road | [5 empty] | FREEZE PROTECTION |  | ELECTRIC | HVAC-HTR* |  |  | AW |  |  | 240

## HVAC Dehumidifier
Equipment |  | Inventory no. | Description | Full Name | AuthorizGroup | EquipCategory | Functional Loc. | Planning plant | User status | System status | Created by | Created on | Street | Size/dimens. | ManufSerialNo. | ManufPartNo. | Install. date | Amp Rating | Application | Duty Cycle | Energy Type | HVAC Humidifier | Output UOM | Output Value | Owned By | Special Mtn Note | Special Mtn Note Det | Volt Rating
5146818 | DAYTON |  | HADDONCRIC /DEHUMIDIFIER |  | NJBC | B | NJBC-CM-HACIC | P203 | INSV | INST | HUSSAARM | 2013-10-13 | 429 W CRYSTAL LAKE AVE | [5 empty] | PROCESSING |  | ELECTRIC | HVAC-DHM* |  |  | AW
5146813 | UNKNOWN |  | WOODBURY /DEHUMIDIFIER |  | NJBC | B | NJBC-GL-WOODB | P203 | INSV | INST | HUSSAARM | 2013-10-13 | 770 Clearview Ave | [5 empty] | PROCESSING |  | ELECTRIC | HVAC-DHM* |  |  | AW
5146805 | UNKNOWN |  | PINEHILLCRIC /DEHUMIDIFIER |  | NJBC | B | NJBC-CM-PINEH | P203 | INSV | INST | HUSSAARM | 2013-10-13 | [6 empty] | PROCESSING |  | ELECTRIC | HVAC-DHM* |  |  | AW |  |  | 120
5146803 | UNKNOWN |  | HARRHEIC /DEHUMIDIFIER |  | NJBC | B | NJBC-GL-HARRH | P203 | INSV | INST | HUSSAARM | 2013-10-13 | 121 HELIG RD | [5 empty] | PROCESSING |  | ELECTRIC | HVAC-DHM* |  |  | AW
5146800 | UNKNOWN |  | PITMANIC /DEHUMIDIFIER |  | NJBC | B | NJBC-GL-PITMA | P203 | INSV | INST | HUSSAARM | 2013-10-13 | 598 PITMAN RD | [5 empty] | PROCESSING |  | ELECTRIC | HVAC-DHM* |  |  | AW |  |  | 120
5145995 | UNKNOWN |  | EGREENUNIC /DEHUMIDIFIER |  | NJBC | B | NJBC-GL-EGUIC | P203 | INSV | INST | HUSSAARM | 2013-10-13 | 822 MIDDLESBOROUGH WAY | [5 empty] | PROCESSING |  | ELECTRIC | HVAC-DHM* |  |  | AW |  |  | 120
5145992 | UNKNOWN |  | WDEPTPRKIC /DEHUMIDIFIER |  | NJBC | B | NJBC-GL-WDEPT | P203 | INSV | INST | HUSSAARM | 2013-10-13 | 901 DANTE CT | [5 empty] | PROCESSING |  | ELECTRIC | HVAC-DHM* |  |  | AW |  |  | 120
5145985 | UNKNOWN |  | BERLINCOIC /DEHUMIDIFIER |  | NJBC | B | NJBC-CM-BERLI | P203 | INSV | INST | HUSSAARM | 2013-10-13 | 74 COOPER RD | [5 empty] | PROCESSING |  | ELECTRIC | HVAC-DHM* |  |  | AW |  |  | 120
5145982 | UNKNOWN |  | DEPTCLIC /DEHUMIDIFIER |  | NJBC | B | NJBC-GL-DEPTC | P203 | INSV | INST | HUSSAARM | 2013-10-13 | 1570 CLEMENTS BRIDGE RD | [5 empty] | PROCESSING |  | ELECTRIC | HVAC-DHM* |  |  | AW |  |  | 120
5145979 | DAYTON |  | CHEWSLNDBS /DEHUMIDIFIER |  | NJBC | B | NJBC-CM-CHEWS | P203 | INSV | INST | HUSSAARM | 2013-10-13 | 1543 CHEWS LANDING RD | [5 empty] | PROCESSING |  | ELECTRIC | HVAC-DHM* |  |  | AW
5145977 | DAYTON |  | STATION-BAR /DEHUMIDIFIER |  | NJBC | B | NJBC-CM-STATI-BAR. | P203 | INSV | INST | HUSSAARM | 2013-10-13 | 2 STATION AVE | [5 empty] | PROCESSING |  | ELECTRIC | HVAC-DHM* |  |  | AW
5145954 | UNKNOWN |  | COOPER /DEHUMIDIFIER |  | NJBC | B | NJBC-BU-COOPE | P203 | INSV | INST | HUSSAARM | 2013-10-13 | 100 HENDRICKSON AVE | [5 empty] | PROCESSING |  | NAT GAS | HVAC-DHM* |  |  | AW
5145947 | UNKNOWN |  | WINSLOWIC /DEHUMIDIFIER |  | NJBC | B | NJBC-CM-WIHIC | P203 | INSV | INST | HUSSAARM | 2013-10-13 | 210 HEARTHSTONE DR | [5 empty] | PROCESSING |  | ELECTRIC | HVAC-DHM* |  |  | AW
5145946 | UNKNOWN |  | ROWANLRIC /DEHUMIDIFIER |  | NJBC | B | NJBC-GL-ROLIC | P203 | INSV | INST | HUSSAARM | 2013-10-13 | 701 LAMBS RD |  |  |  |  | 0.00 A | PROCESSING |  | ELECTRIC | HVAC-DHM* |  | 0.00 UN | AW
5145944 | UNKNOWN |  | CHAPELAVIC /DEHUMIDIFIER |  | NJBC | B | NJBC-CM-CHAPE | P203 | INSV | INST | HUSSAARM | 2013-10-13 | CHAPEL AVENUE | [5 empty] | PROCESSING |  | ELECTRIC | HVAC-DHM* |  |  | AW
5145939 | UNKNOWN |  | CENTRALIC /DEHUMIDIFIER |  | NJBC | B | NJBC-CM-CENTR | P203 | INSV | INST | HUSSAARM | 2013-10-13 | EVESHAM ROAD | [5 empty] | PROCESSING |  | ELECTRIC | HVAC-DHM* |  |  | AW
5145937 | UNKNOWN |  | CAMDENFEIC /DEHUMIDIFIER |  | NJBC | B | NJBC-CM-CAFIC | P203 | INSV | INST | HUSSAARM | 2013-10-13 | FEDERAL STREET | [5 empty] | PROCESSING |  | ELECTRIC | HVAC-DHM* |  |  | AW
5145935 | UNKNOWN |  | EGREENHAIC /DEHUMIDIFIER |  | NJBC | B | NJBC-GL-EGHIC | P203 | INSV | INST | HUSSAARM | 2013-10-13 | 208 Harrison Ave | [5 empty] | PROCESSING |  | ELECTRIC | HVAC-DHM* |  |  | AW
5145931 | UNKNOWN |  | MTLAURBRIC /DEHUMIDIFIER |  | NJBC | B | NJBC-BU-MLBIC | P203 | INSV | INST | HUSSAARM | 2013-10-13 | 3321 MARNE HWY | [5 empty] | PROCESSING |  | ELECTRIC | HVAC-DHM* |  |  | AW
5145927 | UNKNOWN |  | MAPLEWAVIC /DEHUMIDIFIER |  | NJBC | B | NJBC-BU-MAWIC | P203 | INSV | INST | HUSSAARM | 2013-10-13 | 103 WAVERLY AVE | [5 empty] | PROCESSING |  | ELECTRIC | HVAC-DHM* |  |  | AW
5145924 | UNKNOWN |  | GLASSAUIC NEXT 2 H2OLINE /DEHUMIFIER |  | NJBC | B | NJBC-GL-GLASS | P203 | INSV | INST | HUSSAARM | 2013-10-13 | 450 AURA RD | [5 empty] | PROCESSING |  | ELECTRIC | HVAC-DHM* |  |  | AW
5145923 | UNKNOWN |  | GLASSAUIC Over Water Meter /DEHUMIDIFIER |  | NJBC | B | NJBC-GL-GLASS | P203 | INSV | INST | HUSSAARM | 2013-10-13 | 450 AURA RD |  |  |  |  | 0.00 A | PROCESSING |  | ELECTRIC | HVAC-DHM* |  | 0.00 UN | AW
5093269 | UNKNOWN |  | HENRY /DEHUMIDIFIER |  | NJBC | B | NJBC-CM-ANCOR | P203 | INSV | INST | HUSSAARM | 2013-10-13 | HENRY STREET | [8 empty] | HVAC-DHM* |  |  | AW
5093271 | UNKNOWN |  | BLUEA /DEHUMIDIFIER |  | NJBC | B | NJBC-CM-BLUEA | P203 | INSV | INST | HUSSAARM | 2013-10-13 | BLUE ANCHOR RD / RTE 73 | [8 empty] | HVAC-DHM* |  |  | AW
5101586 | UNKNOWN | NJHH-7-ADAD-1 | DRWTP GEN4 AIR DRYER /DEHUMIDIFIER |  | NJBC | B | NJBC-BU-DRWTP | P203 | INSV | INST | HUSSAARM | 2013-10-13 | 213 CARRIAGE LANE | [8 empty] | HVAC-DHM* |  |  | AW
5142211 | UNKNOWN | NJHH-7-HVDE-1 | DRWTP-TRMT FILT BLWR RM /DEHUMIDIFIER |  | NJBC | B | NJBC-BU-DRWTP-TRMT | P203 | INSV | INST | HUSSAARM | 2013-10-13 | 213 CARRIAGE LANE | [5 empty] | PROCESSING |  | ELECTRIC | HVAC-DHM* |  |  | AW
5143098 | UNKNOWN | NJHH-127-BFIV-3 | HAINESMOIC /DEHUMIDIFIER |  | NJBC | B | NJBC-BU-HMOIC | P203 | INSV | INST | HUSSAARM | 2013-10-13 | 1005 WESTFIELD RD | [5 empty] | PROCESSING |  | ELECTRIC | HVAC-DHM* |  |  | AW
5143802 | UNKNOWN | NJHH-76-HVDE-1 | HIGHLAND Contactor Room /DEHUMIDIFIER |  | NJBC | B | NJBC-BU-HIGHL | P203 | INSV | INST | HUSSAARM | 2013-10-13 | 1007 Highland Ave | [5 empty] | PROCESSING |  | ELECTRIC | HVAC-DHM* |  |  | AW
5143808 | UNKNOWN | NJHH-129-BFIV-3 | MTHOLLYIC /DEHUMIDIFIER |  | NJBC | B | NJBC-BU-MTHOL | P203 | INSV | INST | HUSSAARM | 2013-10-13 | 2909 MARNE HWY | [5 empty] | PROCESSING |  | ELECTRIC | HVAC-DHM* |  |  | AW
5143809 | UNKNOWN | NJHH-118-BFIV-3 | MTLAURCHIC /DEHUMIDIFIER |  | NJBC | B | NJBC-BU-MLCIC | P203 | INSV | INST | HUSSAARM | 2013-10-13 | 4129 CHURCH RD | [5 empty] | PROCESSING |  | ELECTRIC | HVAC-DHM* |  |  | AW
5143810 | UNKNOWN | NJHH-73-HVDE-1 | POMONA Contactor Room /DEHUMIDIFIER |  | NJBC | B | NJBC-BU-POMON | P203 | INSV | INST | HUSSAARM | 2013-10-13 | 915 POMONA ROAD | [5 empty] | PROCESSING |  | NAT GAS | HVAC-DHM* |  |  | AW
5143812 | UNKNOWN | NJHH-73-HVAC-1 | POMONA Desert Air Caus Rm /DEHUMIDIFIER |  | NJBC | B | NJBC-BU-POMON | P203 | INSV | INST | HUSSAARM | 2013-10-13 | 915 POMONA ROAD | [5 empty] | PROCESSING |  | NAT GAS | HVAC-DHM* |  |  | AW
5143827 | UNKNOWN | NJHH-124-BFIV-3 | HUTTONHILL-IC /DEHUMIDIFIER |  | NJBC | B | NJBC-CM-HUTTO-IC.. | P203 | INSV | INST | HUSSAARM | 2013-10-13 | 1911 KRESSON RD | [5 empty] | PROCESSING |  | ELECTRIC | HVAC-DHM* |  |  | AW
5143828 | UNKNOWN | NJHH-43-HVDE-1 | MAGNOLIA-W64 Room /DEHUMIDIFIER |  | NJBC | B | NJBC-CM-MAGNO-W64. | P203 | INSV | INST | HUSSAARM | 2013-10-13 | 616 N WALNUT AVENUE | [5 empty] | PROCESSING |  | ELECTRIC | HVAC-DHM* |  |  | AW
5143832 | FRIGIDAIRE |  | ELKAUIC /DEHUMIDIFIER |  | NJBC | B | NJBC-GL-ELKAU | P203 | INSV | INST | HUSSAARM | 2013-10-13 | 603 AURA RD | [5 empty] | PROCESSING |  | ELECTRIC | HVAC-DHM* |  |  | AW |  |  | 120
5143835 | UNKNOWN | NJHH-147-HVDE-1 | MERCHCHIC /DEHUMIDIFIER |  | NJBC | B | NJBC-CM-MECIC | P203 | INSV | INST | HUSSAARM | 2013-10-13 | 462 3RD AVE | [5 empty] | PROCESSING |  | ELECTRIC | HVAC-DHM* | OTHER |  | AW
5144939 | UNKNOWN |  | STATION-BST /DEHUMIDIFIER |  | NJBC | B | NJBC-CM-STATI-BST. | P203 | INSV | INST | HUSSAARM | 2013-10-13 | 2 STATION AVE | [5 empty] | PROCESSING |  | ELECTRIC | HVAC-DHM* |  |  | AW
5145912 | UNKNOWN |  | GREENTRIC /DEHUMIDIFIER |  | NJBC | B | NJBC-BU-GREEN | P203 | INSV | INST | HUSSAARM | 2013-10-13 | SPRINGDALE ROAD | [5 empty] | PROCESSING |  | ELECTRIC | HVAC-DHM* |  |  | AW
5145915 | UNKNOWN |  | RT130VLV /DEHUMIDIFIER |  | NJBC | B | NJBC-BU-RT130 | P203 | INSV | INST | HUSSAARM | 2013-10-13 | 4136 ROUTE 130 NORTH | [5 empty] | PROCESSING |  | ELECTRIC | HVAC-DHM* |  |  | AW
5145916 | UNKNOWN |  | UNIONLAND /DEHUMIDIFIER |  | NJBC | B | NJBC-BU-UNION | P203 | INSV | INST | HUSSAARM | 2013-10-13 | UNION LANDING ROAD | [5 empty] | PROCESSING |  | ELECTRIC | HVAC-DHM* |  |  | AW
5145917 | UNKNOWN |  | GIBBSSTA-W41 /DEHUMIDIFIER |  | NJBC | B | NJBC-CM-GBSTA-WL41 | P203 | INSV | INST | HUSSAARM | 2013-10-13 | 1 LINDEN AVE | [5 empty] | PROCESSING |  | ELECTRIC | HVAC-DHM* |  |  | AW
5145918 | UNKNOWN |  | WINSLOWBS /DEHUMIDIFIER |  | NJBC | B | NJBC-CM-WIBST | P203 | INSV | INST | HUSSAARM | 2013-10-13 | 80 COOPER RD | [5 empty] | PROCESSING |  | ELECTRIC | HVAC-DHM* |  |  | AW
5145919 | UNKNOWN |  | WINSLOWIC /DEHUMIDIFIER |  | NJBC | B | NJBC-CM-WIHIC | P203 | INSV | INST | HUSSAARM | 2013-10-13 | 210 HEARTHSTONE DR | [5 empty] | PROCESSING |  | ELECTRIC | HVAC-DHM* |  |  | AW
5211298 | BRY-AIR |  | RANN DEHUMIDIFIER /DEHUMIDIFIER |  | NJPG | B | NJPG-PG-RANN. | P203 | INSV | INST | LOD_EAM_02 | 2016-02-04 | 370 HARDING HWY |  | RCS20F240D | [6 empty] | HVAC-DHM* |  |  | AW
5211717 | FRIGIDAIRE |  | ELK2WIC /DEHUMIDIFIER |  | NJBC | B | NJBC-GL-ELK2W | P203 | INSV | INST | TAYLORDM | 2016-03-09 | Aura Road | [5 empty] | PROCESSING |  | ELECTRIC | HVAC-DHM* |  |  | AW |  |  | 120

## HVAC Combination Unit
Equipment |  | Inventory no. | Description | Full Name | AuthorizGroup | EquipCategory | Functional Loc. | Planning plant | User status | System status | Created by | Created on | Street | Size/dimens. | ManufSerialNo. | ManufPartNo. | Install. date | Amp Rating | Application | Duty Cycle | Energy Type | HVAC Combination | Output UOM | Output Value | Owned By | Special Mtn Note | Special Mtn Note Det | Volt Rating
5211396 | TRANE |  | RANN HVAC /HEAT.AC |  | NJPG | B | NJPG-PG-RANN. | P203 | INSV | INST | LOD_EAM_02 | 2016-02-04 | 370 HARDING HWY |  | 14111S561G | [6 empty] | HVAC-CMB* |  |  | AW
5224274 | UNKNOWN |  | DRWTP-RWPS HVAC /HEAT.AC |  | NJBC | B | NJBC-BU-DRWTP-RWPS | P203 | INSV | INST | TAYLORDM | 2016-10-12 | 213 CARRIAGE LN |  |  |  |  | 0.00 A |  |  |  | HVAC-CMB* |  | 0.00 UN | AW

## Hoist
Equipment |  | Inventory no. | Description | Full Name | AuthorizGroup | EquipCategory | Functional Loc. | Planning plant | User status | System status | Created by | Created on | Street | Size/dimens. | ManufSerialNo. | ManufPartNo. | Install. date | Capacity Rating | Capacity UOM | Hoist Type | Owned By | Retest Required | Special Mtn Note | Special Mtn Note Det
5152447 | COLUMBUS MCKINNON |  | BERLINCOIC Manual /HOIST |  | NJBC | M | NJBC-CM-BERLI | P203 | INSV | INST | HUSSAARM | 2013-10-13 | 74 COOPER RD | [6 empty] | CHAINFALL | AW | Y
5152445 | COLUMBUS MCKINNON |  | CHEWSLNDBS /HOIST |  | NJBC | M | NJBC-CM-CHEWS | P203 | INSV | INST | HUSSAARM | 2013-10-13 | 1543 CHEWS LANDING RD |  | 4Z464 |  |  | 1.00 UN |  | GANTRY | AW | Y
5152443 | UNKNOWN |  | GLOUCESTERBS MAN-3TON CAPACITY /HOIST |  | NJBC | M | NJBC-GL-GLBST | P203 | INSV | INST | HUSSAARM | 2013-10-13 | 491 HARRISON AVE |  | 05JJ022 |  |  | 3.00 UN |  | GANTRY | AW | Y
5152441 | UNKNOWN | NJHH-14-HMAN-1 | VOORHEES Manual - 3 Ton /HOIST |  | NJBC | M | NJBC-CM-VOORH | P203 | INSV | INST | HUSSAARM | 2013-10-13 | 13 GOLF VIEW DR |  |  |  |  | 3.00 UN |  | GANTRY | AW | Y
5152439 | COLUMBUS MCKINNON | NJHH-13-HMAN-10 | MURRAY Manual - 1/2 Ton Capacity /HOIST |  | NJBC | M | NJBC-CM-MURRA | P203 | INSV | INST | HUSSAARM | 2013-10-13 | 802 MURRAY AVE |  |  |  |  | 0.50 UN | LB | XX | AW | Y
5152437 | COLUMBUS MCKINNON | NJHH-29-HMAN-10 | HUTTONHILL MAN-1 TON CAPACITY /HOIST |  | NJBC | M | NJBC-CM-HUTTO | P203 | INSV | INST | HUSSAARM | 2013-10-13 | 1911 KRESSON RD |  | 147n4 |  |  | 1.00 UN | LB | GANTRY | AW | Y
5152435 | UNKNOWN | NJHH-89-HMAN-1 | GIBBSSTA Manual - 1 Ton /HOIST |  | NJBC | M | NJBC-CM-GBSTA | P203 | INSV | INST | HUSSAARM | 2013-10-13 | 1 LINDEN AVE |  |  |  |  | 1.00 UN |  | GANTRY | AW | Y
5152433 | UNKNOWN | NJHH-20-HMAN-10 | CAMDEN Manual - 3 Ton Capacity /HOIST |  | NJBC | M | NJBC-CM-CASTA | P203 | INSV | INST | HUSSAARM | 2013-10-13 | 791 N 30TH ST |  | AP7153 |  |  | 3.00 UN |  | GANTRY | AW | Y
5152432 | UNKNOWN | NJHH-16-HMAN-1 | BROWNING 1 Ton /HOIST |  | NJBC | M | NJBC-CM-BROWN | P203 | INSV | INST | HUSSAARM | 2013-10-13 | BROWINING LANE |  |  |  |  | 1.00 UN |  | GANTRY | AW | Y
5149081 | UNKNOWN | NJHH-7-HMAN-27 | DRWTP-RSHS CLAR 2 SLDGE PMP /HOIST |  | NJBC | M | NJBC-BU-DRWTP-RSHS | P203 | OOS | INAC INST | HUSSAARM | 2013-10-13 | 213 CARRIAGE LANE | [6 empty] | CHAINFALL | AW | Y
5149080 | UNKNOWN | NJHH-7-HMAN-26 | DRWTP-RSHS CLAR 1 SLDGE PMP /HOIST |  | NJBC | M | NJBC-BU-DRWTP-RSHS | P203 | OOS | INAC INST | HUSSAARM | 2013-10-13 | 213 CARRIAGE LANE | [6 empty] | CHAINFALL | AW | Y
5149077 | UNKNOWN | NJHH-7-HMAN-23 | DRWTP STAIR4 AIR WSH BLWR MCDAL16 /HOIST |  | NJBC | M | NJBC-BU-DRWTP | P203 | INSV | INST | HUSSAARM | 2013-10-13 | 213 CARRIAGE LANE |  |  |  |  | 0.00 UN |  | CHAINFALL | AW | Y
5149074 | UNKNOWN | NJHH-7-HMAN-22 | DRWTP STAIR2 INLT VNTURI MCDAL15 /HOIST |  | NJBC | M | NJBC-BU-DRWTP | P203 | INSV | INST | HUSSAARM | 2013-10-13 | 213 CARRIAGE LANE |  |  |  |  | 0.00 UN |  | CHAINFALL | AW | Y
5149071 | UNKNOWN | NJHH-7-HMAN-21 | DRWTP STAIR 1 SUPR P McDal 14 /HOIST |  | NJBC | M | NJBC-BU-DRWTP | P203 | INSV | INST | HUSSAARM | 2013-10-13 | 213 CARRIAGE LANE |  |  |  |  | 0.00 UN |  | CHAINFALL | AW | Y
5149068 | UNKNOWN | NJHH-7-HMAN-20 | DRWTP-HSPS PMP RM McDal 7 /HOIST |  | NJBC | M | NJBC-BU-DRWTP-HSPS | P203 | INSV | INST | HUSSAARM | 2013-10-13 | 213 CARRIAGE LANE |  |  |  |  | 0.00 UN |  | CHAINFALL | AW | Y
5149065 | UNKNOWN | NJHH-7-HMAN-19 | DRWTP STNDBY GEN RM McDal 8 /HOIST |  | NJBC | M | NJBC-BU-DRWTP | P203 | INSV | INST | HUSSAARM | 2013-10-13 | 213 CARRIAGE LANE |  |  |  |  | 0.00 UN |  | CHAINFALL | AW | Y
5149062 | UNKNOWN | NJHH-7-HMAN-18 | DRWTP MAINT SHOP McDal 9 /HOIST |  | NJBC | M | NJBC-BU-DRWTP | P203 | INSV | INST | HUSSAARM | 2013-10-13 | 213 CARRIAGE LANE |  |  |  |  | 0.00 UN |  | CHAINFALL | AW | Y
5149059 | UNKNOWN | NJHH-7-HMAN-17 | DRWTP-RSHS MOYNO PMP McDal 12 /HOIST |  | NJBC | M | NJBC-BU-DRWTP-RSHS | P203 | INSV | INST | HUSSAARM | 2013-10-13 | 213 CARRIAGE LANE |  |  |  |  | 0.00 UN |  | CHAINFALL | AW | Y
5149056 | UNKNOWN | NJHH-7-HMAN-16 | DRWTP-TRMT PAC RM McDal 5 /HOIST |  | NJBC | M | NJBC-BU-DRWTP-TRMT | P203 | INSV | INST | HUSSAARM | 2013-10-13 | 213 CARRIAGE LANE |  |  |  |  | 0.00 UN |  | CHAINFALL | AW | Y
5149053 | UNKNOWN | NJHH-7-HMAN-15 | DRWTP-TRMT LIME RM McDal 6 /HOIST |  | NJBC | M | NJBC-BU-DRWTP-TRMT | P203 | INSV | INST | HUSSAARM | 2013-10-13 | 213 CARRIAGE LANE |  |  |  |  | 0.00 UN |  | CHAINFALL | AW | Y
5149050 | UNKNOWN | NJHH-7-HMAN-14 | DRWTP-LLPS KMNO4 - McDal 10 /HOIST |  | NJBC | M | NJBC-BU-DRWTP-LLPS | P203 | INSV | INST | HUSSAARM | 2013-10-13 | 213 CARRIAGE LANE |  |  |  |  | 0.00 UN |  | CHAINFALL | AW | Y
5149047 | UNKNOWN | NJHH-7-HMAN-13 | DRWTP-LLPS PMP RM McDal 11 /HOIST |  | NJBC | M | NJBC-BU-DRWTP-LLPS | P203 | INSV | INST | HUSSAARM | 2013-10-13 | 213 CARRIAGE LANE |  |  |  |  | 0.00 UN |  | CHAINFALL | AW | Y
5149044 | UNKNOWN | NJHH-7-HMAN-12 | DRWTP-RWPS KMNO4 McDal 3 /HOIST |  | NJBC | M | NJBC-BU-DRWTP-RWPS | P203 | INSV | INST | HUSSAARM | 2013-10-13 | 213 CARRIAGE LN |  |  |  |  | 0.00 UN |  | CHAINFALL | AW | Y
5149041 | UNKNOWN | NJHH-7-HMAN-11 | DRWTP-RWPS REAR STAIR McDal 2 /HOIST |  | NJBC | M | NJBC-BU-DRWTP-RWPS | P203 | INSV | INST | HUSSAARM | 2013-10-13 | 213 CARRIAGE LN |  |  |  |  | 0.00 UN |  | CHAINFALL | AW | Y
5149039 | UNKNOWN | NJHH-7-HMAN-10 | DRWTP-RWPS PMP RM McDal 1 /HOIST |  | NJBC | M | NJBC-BU-DRWTP-RWPS | P203 | INSV | INST | HUSSAARM | 2013-10-13 | 213 CARRIAGE LN |  |  |  |  | 0.00 UN |  | CHAINFALL | AW | Y
5149035 | UNKNOWN | NJHH-7-HELE-3 | DRWTP-RSHS BELT PRESS RM McDal 13 /HOIST |  | NJBC | M | NJBC-BU-DRWTP-RSHS | P203 | INSV | INST | HUSSAARM | 2013-10-13 | 213 CARRIAGE LANE |  |  |  |  | 0.00 UN |  | CHAINFALL | AW | Y
5149033 | UNKNOWN | NJHH-7-HELE-2 | DRWTP-LLPS JIB CRANE McDal 17 /HOIST |  | NJBC | M | NJBC-BU-DRWTP-LLPS | P203 | INSV | INST | HUSSAARM | 2013-10-13 | 213 CARRIAGE LANE |  |  |  |  | 0.00 UN |  | GANTRY | AW | Y
5149030 | WRIGHT | NJHH-7-HELE-1 | DRWTP-TRMT CL2 RM McDal 4 /HOIST |  | NJBC | M | NJBC-BU-DRWTP-TRMT | P203 | INSV | INST | HUSSAARM | 2013-10-13 | 213 CARRIAGE LANE |  | 533-09-7252 |  |  | 0.00 UN | LB | GANTRY | AW | Y

## Emergency Generators
Equipment |  | Inventory no. | Description | Full Name | AuthorizGroup | EquipCategory | Functional Loc. | Planning plant | User status | System status | Created by | Created on | Street | Size/dimens. | ManufSerialNo. | ManufPartNo. | Install. date | Application | Application | Available for EMG Lo | FUEL_TYPE | Fuel Tank | Fuel Type | Generator Type | KW Rating | Max Output Current | Owned By | Phase(s) | Portable | RPM Rating | Self Starting? | Special Mtn Note | Special Mtn Note Det | Volt Rating | Voltage AC/DC
5147883 | CUMMINS |  | COMM Generator Set /GENERATOR |  | NJLO | E | NJLO-Z1-COMM. | P203 | INSV | INST | HUSSAARM | 2013-10-13 | 657 Commodore Dr |  | 0 |  |  | EMERGENCY |  | XX |  |  |  | ENGINE DRIVEN | 250.00 KW | 0.00 A | AW | 3 | XX | XX | Y |  |  | 480 | AC
5147882 | CUMMINS |  | BIRCH Generator Set /GENERATOR |  | NJLO | E | NJLO-Z1-BIRCH | P203 | INSV | INST | HUSSAARM | 2013-10-13 | 322 BIRCH CREEK ROAD |  | 0 |  |  | EMERGENCY |  | XX |  |  |  | ENGINE DRIVEN | 250.00 KW | 0.00 A | AW | 3 | XX | XX | Y |  |  | 480 | AC
5147881 | CATERPILLAR |  | BECK Generator /GENERATOR |  | NJLO | E | NJLO-Z1-BECK. | P203 | INSV | INST | HUSSAARM | 2013-10-13 | 1547 High Hill Rd |  | 0 |  |  | EMERGENCY |  | XX |  |  |  | ENGINE DRIVEN | 240.00 KW | 0.00 A | AW | 3 | XX | XX | Y |  |  | 480 | AC
5144009 | UNKNOWN |  | HIGHPO PORTABLE /GENERATOR |  | NJHR | E | NJHR-Z1-HIGHP | P203 | INSV | INAC INST | HUSSAARM | 2013-10-13 | 230 STRAWBRIDGE LN | [6 empty] | XX |  |  |  | ENGINE DRIVEN | 0.00 KW | 0.00 A | AW |  | XX | XX | XX
5140472 | CATERPILLAR |  | DRWTP GEN SET UNIT 2 MN PLNT /GENERATOR |  | NJBC | E | NJBC-BU-DRWTP | P203 | INSV | INST | HUSSAARM | 2013-10-13 | 213 CARRIAGE LANE |  | 2ED01641 | 4XF00568 |  | EMERGENCY |  | XX |  |  |  | ENGINE DRIVEN | 2,000.00 KW | 0.00 A | AW |  | XX | XX | Y
5140467 | CATERPILLAR |  | DRWTP GEN SET UNIT 1 MN PLNT /GENERATOR |  | NJBC | E | NJBC-BU-DRWTP | P203 | INSV | INST | HUSSAARM | 2013-10-13 | 213 CARRIAGE LANE |  | 2ED01640 | 4XF00567 |  | EMERGENCY |  | XX |  |  |  | ENGINE DRIVEN | 2,000.00 KW | 0.00 A | AW |  | XX | XX | Y
5140463 | CATERPILLAR |  | DRWTP-RWPS GEN SET /GENERATOR |  | NJBC | E | NJBC-BU-DRWTP-RWPS | P203 | INSV | INST | HUSSAARM | 2013-10-13 | 213 CARRIAGE LN |  | 24Z06061 | 6AA01940 |  | EMERGENCY |  | XX |  |  |  | ENGINE DRIVEN | 1,200.00 KW | 0.00 A | AW |  | XX | XX | Y
5137926 | CUMMINS POWER |  | GLOUCESTERBS Standby Power /GENERATOR |  | NJBC | E | NJBC-GL-GLBST | P203 | INSV | INST | HUSSAARM | 2013-10-13 | 491 HARRISON AVE |  | J060977231 |  |  | EMERGENCY |  | XX |  |  |  | ENGINE DRIVEN | 200.00 KW | 0.00 A | AW |  | XX | XX | XX |  |  | 480 | AC
5137925 | Cummins |  | VOORHEES Standby Power /GENERATOR |  | NJBC | E | NJBC-CM-VOORH | P203 | INSV | INST | HUSSAARM | 2013-10-13 | 13 GOLF VIEW DR |  |  |  |  | EMERGENCY |  | XX |  |  |  | ENGINE DRIVEN | 125.00 KW | 0.00 A | AW | 3 | XX | XX | N |  |  | 480 | AC
5137924 | CUMMINS |  | OTTERBROOK Standby Power /GENERATOR |  | NJBC | E | NJBC-CM-OTTER | P203 | INSV | INST | HUSSAARM | 2013-10-13 | 900 SAN JOSE DR |  | 632721 |  |  | EMERGENCY |  | XX |  |  |  | ENGINE DRIVEN | 230.00 KW | 0.00 A | AW | 3 | XX | XX | N |  |  | 480 | AC
5137923 | Detroit Diesel |  | OLDORCHARD Standby Power /GENERATOR |  | NJBC | E | NJBC-CM-OLDOR | P203 | INSV | INST | HUSSAARM | 2013-10-13 | ROUTE 70 EAST AT OLD ORCHARD ROAD |  | 126 1F 69 |  |  | EMERGENCY |  | XX |  |  |  | ENGINE DRIVEN | 400.00 KW | 0.00 A | AW | 3 | XX | XX | N |  |  | 480 | AC
5137921 | Detroit Diesel |  | HUTTONHILL-BST STNDBY PWR-BSTPMP4 /GEN |  | NJBC | E | NJBC-CM-HUTTO-BST. | P203 | INSV | INST | HUSSAARM | 2013-10-13 | 1911 KRESSON RD |  |  |  |  | EMERGENCY |  | XX |  |  |  | ENGINE DRIVEN | 61.00 KW | 0.00 A | AW | 3 | XX | XX | N |  |  | 480 | AC
5137920 | Detroit Diesel |  | HADDONHTS Standby Power /GENERATOR |  | NJBC | E | NJBC-CM-HAHTS | P203 | INSV | INST | HUSSAARM | 2013-10-13 | 614 W. Atlantic Ave |  |  |  |  | EMERGENCY |  | XX |  |  |  | ENGINE DRIVEN | 250.00 KW | 0.00 A | AW | 3 | XX | XX | N |  |  | 480 | AC
5137918 | Detroit Diesel |  | GIBBSSTA Standby Power /GENERATOR |  | NJBC | E | NJBC-CM-GBSTA | P203 | INSV | INST | HUSSAARM | 2013-10-13 | 1 LINDEN AVE |  |  |  |  | EMERGENCY |  | XX |  |  |  | ENGINE DRIVEN | 600.00 KW | 0.00 A | AW | 3 | XX | XX | N |  |  | 480 | AC
5137917 | UNKNOWN |  | GIBBSBOROBS Standby Power /GENERATOR |  | NJBC | E | NJBC-CM-GBBST | P203 | INSV | INST | HUSSAARM | 2013-10-13 | 79 LUCAS BLVD |  |  |  |  | EMERGENCY |  | XX |  |  |  | ENGINE DRIVEN | 200.00 KW | 0.00 A | AW | 3 | XX | XX | Y |  |  | 480 | AC
5137915 | Detroit Diesel |  | CAMDEN Standby Power /GENERATOR |  | NJBC | E | NJBC-CM-CASTA | P203 | INSV | INST | HUSSAARM | 2013-10-13 | 791 N 30TH ST |  |  |  |  | EMERGENCY |  | XX |  |  |  | ENGINE DRIVEN | 725.00 KW |  | AW | 3 | XX | XX | N |  |  | 480 | AC
5137913 | Detroit Diesel |  | CAMDEN Standby Power /GENERATOR |  | NJBC | E | NJBC-CM-CASTA | P203 | OOS | INST | HUSSAARM | 2013-10-13 | 791 N 30TH ST |  |  |  |  | EMERGENCY |  | XX |  |  |  | ENGINE DRIVEN | 250.00 KW |  | AW | 3 | XX | XX | N |  |  | 480 | AC
5137911 | Cummins |  | STEPHENS Standby Power /GENERATOR |  | NJBC | E | NJBC-BU-STEPH | P203 | INSV | INST | HUSSAARM | 2013-10-13 | 208 STEPHEN DR |  |  |  |  | EMERGENCY |  | XX |  |  |  | ENGINE DRIVEN | 230.00 KW | 0.00 A | AW | 3 | XX | XX | N |  |  | 480 | AC
5137908 | Detroit Gas |  | RIVERROAD-BST Standby Power /GENERATOR |  | NJBC | E | NJBC-BU-RVBST-BPMP | P203 | INSV | INST | HUSSAARM | 2013-10-13 | 2767 BROAD ST |  | 4A0155588 |  |  | EMERGENCY |  | XX |  |  |  | ENGINE DRIVEN | 125.00 KW | 0.00 A | AW | 3 | XX | XX | N |  |  | 480 | AC
5137904 | Detroit Diesel |  | POMONA-ALB Standby Power /GENERATOR |  | NJBC | E | NJBC-BU-POMON-ALB. | P203 | INSV | INST | HUSSAARM | 2013-10-13 | 911 POMONA ROAD |  | 29 H66 |  |  | EMERGENCY |  | XX |  |  |  | ENGINE DRIVEN | 125.00 KW | 0.00 A | AW | 3 | XX | XX | N |  |  | 480 | AC
5137902 | Detroit Diesel |  | HIGHLAND Standby Power /GENERATOR |  | NJBC | E | NJBC-BU-HIGHL | P203 | INSV | INST | HUSSAARM | 2013-10-13 | 1007 Highland Ave |  | 8560/1 |  |  | EMERGENCY |  | XX |  |  |  | ENGINE DRIVEN | 200.00 KW | 0.00 A | AW | 3 | XX | XX | N |  |  | 480 | AC
5137901 | CUMMINS |  | FELLOWSHIP Standby Power /GENERATOR |  | NJBC | E | NJBC-BU-FELLO | P203 | INSV | INST | HUSSAARM | 2013-10-13 | 3 SPRINGDALE RD |  |  |  |  | EMERGENCY |  | XX |  |  |  | ENGINE DRIVEN | 0.00 KW | 200.00 A | AW | 3 | XX | XX | Y |  |  | 480 | AC
5137299 | KOHLER |  | COOPER Standby Power /GENERATOR |  | NJBC | E | NJBC-BU-COOPE | P203 | INSV | INST | HUSSAARM | 2013-10-13 | 100 HENDRICKSON AVE |  |  |  |  | EMERGENCY |  | XX |  |  |  | ENGINE DRIVEN | 200.00 KW | 0.00 A | AW | 3 | XX | XX | Y |  |  | 480 | AC
5137297 | ONAN |  | CHURCHRCHL Standby Power /GENERATOR |  | NJBC | E | NJBC-BU-CHURC | P203 | INSV | INST | HUSSAARM | 2013-10-13 | CHURCH ROAD |  | H960613620 |  |  | EMERGENCY |  | XX |  |  |  | ENGINE DRIVEN | 20.00 KW | 0.00 A | AW | 3 | XX | XX | Y |  |  | 480 | AC
5132183 | JOHN DEERE | NJHH-7-EPGS-1 | DRWTP GEN SET PORTABLE ENGINE /GENERATOR |  | NJBC | E | NJBC-BU-DRWTP | P203 | INSV | INST | HUSSAARM | 2013-10-13 | 213 CARRIAGE LANE |  | PE6068L011225 |  |  |  |  | XX |  |  |  | ENGINE DRIVEN | 0.00 KW | 0.00 A | AW |  | XX | XX | XX |  |  | 13KV
5118550 | CUMMINS |  | GREEN Generator /GENERATOR |  | NJBC | E | NJBC-MH-GREEN | P203 | INSV | INST | HUSSAARM | 2013-10-13 | GREEN STREET |  | 0 |  |  | EMERGENCY |  | XX |  |  |  | ENGINE DRIVEN | 300.00 KW | 0.00 A | AW | 3 | XX | XX | Y |  |  | 480 | AC
5118548 | Cummins |  | HOME Generator /GENERATOR |  | NJBC | E | NJBC-HS-HOME. | P203 | INSV | INST | HUSSAARM | 2013-10-13 | JACK HEDDING ROAD |  | 0 |  |  | EMERGENCY |  | XX |  |  |  | ENGINE DRIVEN | 300.00 KW | 0.00 A | AW | 3 | XX | XX | Y |  |  | 480 | AC
5118545 | UNKNOWN |  | WOOD Generator /GENERATOR |  | NJBC | E | NJBC-MH-WOOD. | P203 | INSV | INST | HUSSAARM | 2013-10-13 | WOODLANE RD |  | 0 |  |  | EMERGENCY |  | XX |  |  |  | ENGINE DRIVEN | 0.00 KW | 0.00 A | AW | 3 | XX | XX | Y |  |  | 480 | AC
5118543 | Cummins |  | MANS Generator /GENERATOR |  | NJBC | E | NJBC-MF-MANS. | P203 | INSV | INST | HUSSAARM | 2013-10-13 | 3165 RTE 206 |  | 0 |  |  | EMERGENCY |  | XX |  |  |  | ENGINE DRIVEN | 1,500.00 KW | 0.00 A | AW | 3 | XX | XX | Y |  |  | 480 | AC
5103868 | CUMMINS |  | LAYT Generator /GENERATOR |  | NJPG | E | NJPG-PG-LAYT. | P203 | INSV | INST | HUSSAARM | 2013-10-13 | 51 N Pennsville Auburn Rd |  | 0 |  |  | EMERGENCY |  | XX |  |  |  | ENGINE DRIVEN | 0.00 KW | 0.00 A | AW | 3 | XX | XX | Y |  |  | 480 | AC
5096686 | Catepillar |  | WALN /GENERATOR |  | NJHR | E | NJHR-Z1-WALN. | P203 | INSV | INST | HUSSAARM | 2013-10-13 | 102 BRIDGETON PIKE |  |  |  |  | EMERGENCY |  | XX |  |  |  | ENGINE DRIVEN | 0.00 KW | 0.00 A | AW | 3 | XX | XX | Y |  |  | 480 | AC
5096685 | CUMMINS |  | WOOD /GENERATOR |  | NJHR | E | NJHR-Z1-WOOD. | P203 | INSV | INST | HUSSAARM | 2013-10-13 | 260 Woodland Ave |  | 0 |  |  | EMERGENCY |  | XX |  |  |  | ENGINE DRIVEN | 300.00 KW | 0.00 A | AW | 3 | XX | XX | Y |  |  | 480 | AC
5199116 | UNKNOWN | NJHH-163-EPGS-2 | CENTRE (HADDFLD) PORTABLE /GENERATOR |  | NJBC | E | NJBC-CM-CENT.-WL07 | P203 | INSV | INST | LOD_EAM_01 | 2015-05-28 | 555 CENTRE STREET | [6 empty] | N |  |  |  | XX |  |  | AW
5199117 | UNKNOWN |  | CENTRE (HADDFLD) STANDBY PWR /GENERATOR |  | NJBC | E | NJBC-CM-CENT. | P203 | INSV | INST | LOD_EAM_01 | 2015-05-28 | 555 CENTRE STREET | [6 empty] | N |  |  |  | XX |  |  | AW
5199118 | UNKNOWN |  | LAKE (HADDFLD) STANDBY POWER /GENERATOR |  | NJBC | E | NJBC-CM-LAKE. | P203 | OOS | INAC INST | LOD_EAM_01 | 2015-05-28 | LAKE STREET | [6 empty] | N |  |  |  | XX | 0.00 KW | 0.00 A | AW
5211242 | CUMMINS |  | RANN EMERGENCY GENERATOR /GENERATOR |  | NJPG | E | NJPG-PG-RANN. | P203 | INSV | INST | LOD_EAM_02 | 2016-02-04 | 370 HARDING HWY |  | M13J346373 |  |  |  |  | Y |  |  |  | ENGINE DRIVEN | 0.00 KW | 0.00 A | AW

## Gearbox
Equipment |  | Inventory no. | Description | Full Name | AuthorizGroup | EquipCategory | Functional Loc. | Planning plant | User status | System status | Created by | Created on | Street | Size/dimens. | ManufSerialNo. | ManufPartNo. | Install. date | Application | Gear Ratio | Gearbox Type | Oil Capacity (gal) | Oil Type | Owned By | RPM Operating | Special Mtn Note | Special Mtn Note Det
5110456 | FMC | NJHH-16-RCBW-1 | BROWNING BKWSHCLARIF DR /GB |  | NJBC | M | NJBC-CM-BROWN | P203 | INSV | INST | HUSSAARM | 2013-10-13 | BROWINING LANE |  | EE1234 |  |  |  |  | DIRECT COUPLED | 0.000 1GL |  | AW
5110459 | FMC | NJHH-89-RCBW-1 | GIBBSSTA BKWSHCLARIF DR /GB |  | NJBC | M | NJBC-CM-GBSTA | P203 | INSV | INST | HUSSAARM | 2013-10-13 | 1 LINDEN AVE |  | JK 1234 |  |  |  |  | DIRECT COUPLED | 0.000 1GL |  | AW
5110460 | FMC | NJHH-36-RCBW-1 | HADDONHTS BKWSHCLARIF DR /GB |  | NJBC | M | NJBC-CM-HAHTS | P203 | INSV | INST | HUSSAARM | 2013-10-13 | 614 W. Atlantic Ave | [6 empty] | DIRECT COUPLED | 0.000 1GL |  | AW
5110461 | FMC | NJHH-15-RCBW-1 | OLDORCHARD BKWSHCLARIF DR /GB |  | NJBC | M | NJBC-CM-OLDOR | P203 | INSV | INST | HUSSAARM | 2013-10-13 | ROUTE 70 EAST AT OLD ORCHARD ROAD |  | JK1234 |  |  |  |  | DIRECT COUPLED | 0.000 1GL |  | AW
5110462 | FMC |  | OTTERBRK BKWSHCLARIF DR /GB |  | NJBC | M | NJBC-CM-OTTER | P203 | INSV | INST | HUSSAARM | 2013-10-13 | 900 SAN JOSE DR | [6 empty] | DIRECT COUPLED | 0.000 1GL |  | AW
5129953 | SEW | NJHH-7-FLCD-1 | DRWTP-RSHS-THCK CLARIFIER DRIVE /GEARBOX |  | NJBC | M | NJBC-BU-DRWTP-RSHS-THCK | P203 | INSV | INST | HUSSAARM | 2013-10-13 | 213 CARRIAGE LANE |  | 890941537 |  |  | WASTE PROCESSING |  | DIRECT COUPLED | 0.000 1GL |  | AW

## Flow Meter
Equipment |  | Inventory no. | Description | Full Name | AuthorizGroup | EquipCategory | Functional Loc. | Planning plant | User status | System status | Created by | Created on | Street | Size/dimens. | ManufSerialNo. | ManufPartNo. | Install. date | Application | Beta Ratio | Bypass Valve? | Calibration UOM | Comm Protocol | Differential PSI Ran | Flow Calibrated Rang | Flow Max Intermitten | Flow Normal Range | Flow UOM | Flow Velocity Range | Flowmeter Type | Instrument Power | Max Pressure | Met-Material | Nominal Size | On SCADA? | Output Type | Owned By | Pressure Drop Max | Special Mtn Note | Special Mtn Note Det | Specific Gravity | Square Root | Transmitter Manufact | Transmitter?
5087430 | UNKNOWN |  | BIRCH GAC Room /METER |  | NJLO | 1 | NJLO-Z1-BIRCH-GACR | P203 | INSV | INST | HUSSAARM | 2013-10-12 | 322 BIRCH CREEK RD | [6 empty] | XX | [8 empty] | MAGNETIC |  |  |  | XX |  |  | AW
5113689 | NEPTUNE | NJHH-139-IFLM-1 | CENTRALIC (8in ) /METER |  | NJBC | 1 | NJBC-CM-CENTR | P203 | INSV | INST | HUSSAARM | 2013-10-13 | EVESHAM ROAD |  | 70040945 |  |  |  |  | XX | [6 empty] | GPM |  | TURBINE/PROPELLER |  |  |  | 8 |  |  | AW | [6 empty] | Y
5113690 | UNKNOWN |  | OLDORCHARD-W68 (8") /METER |  | NJBC | 1 | NJBC-CM-OLDOR-W68. | P203 | INSV | INST | HUSSAARM | 2013-10-13 | ROUTE 70 EAST AT OLD ORCHARD ROAD |  |  |  |  | PLANT INFLUENT |  | XX | [5 empty] | 700 | GPM |  | TURBINE/PROPELLER |  |  |  | 8 |  |  | AW | [6 empty] | Y
5113691 | NEPTUNE |  | CHAPELAVIC (8") /METER |  | NJBC | 1 | NJBC-CM-CHAPE | P203 | INSV | INST | HUSSAARM | 2013-10-13 | CHAPEL AVENUE |  | 70017953 |  |  | DISTRIBUTION ZONE |  | XX | [6 empty] | GPM |  | TURBINE/PROPELLER |  |  |  | 8 |  |  | AW | [6 empty] | Y
5113692 | UNKNOWN |  | MURRAY FLW 4 RECOVRY(10") /METER |  | NJBC | 1 | NJBC-CM-MURRA | P203 | INSV | INST | HUSSAARM | 2013-10-13 | 802 MURRAY AVE |  |  |  |  | PLANT FINISHED WATER |  | XX | [5 empty] | 1000 | GPM |  | TURBINE/PROPELLER |  |  |  | 10 | Y |  | AW | [6 empty] | Y
5113693 | UNKNOWN | NJHH-107-IFLT-1 | CLEMENTIC Flow /METER |  | NJBC | 1 | NJBC-CM-CLEME | P203 | INSV | INST | HUSSAARM | 2013-10-13 | 282 WHITE HORSE PIKE | [6 empty] | XX | [6 empty] | GPM |  | TURBINE/PROPELLER |  |  |  | XX |  |  | AW | [6 empty] | Y
5113694 | NEPTUNE | NJHH-10-IFLT-22 | COLUMBIALK-W22 FLW(8") /METER |  | NJBC | 1 | NJBC-CM-COLUM-W22. | P203 | INSV | INST | HUSSAARM | 2013-10-13 | 330 OAK AVE |  |  |  |  | PLANT INFLUENT |  | XX | [5 empty] | 1050 | GPM |  | TURBINE/PROPELLER |  |  |  | 8 | Y |  | AW | [6 empty] | Y
5113695 | NEPTUNE | NJHH-10-IFLT-24 | COLUMBIALK-W24 ABANDONED(8") /METER |  | NJBC | 1 | NJBC-CM-COLUM-W24. | P203 | OOS | INST | HUSSAARM | 2013-10-13 | 1 LANDOVER LN |  |  |  |  | PLANT INFLUENT |  | XX | [5 empty] | 1050 | GPM |  | TURBINE/PROPELLER |  |  |  | 8 |  |  | AW | [6 empty] | Y
5113696 | NEPTUNE | NJHH-10-IFLT-31 | COLUMBIALK-W31 FLW(8") /METER |  | NJBC | 1 | NJBC-CM-COLUM-W31. | P203 | INSV | INST | HUSSAARM | 2013-10-13 | 21 POPLAR CT |  |  |  |  | PLANT INFLUENT |  | XX | [5 empty] | 1050 | GPM |  | TURBINE/PROPELLER |  |  |  | 8 | Y |  | AW | [6 empty] | Y
5113697 | NEPTUNE | NJHH-11-IFLT-13 | ELLISBERG-W13 FLW(8") /METER |  | NJBC | 1 | NJBC-CM-ELLIS-W13. | P203 | INSV | INST | HUSSAARM | 2013-10-13 | 105 PARK DR |  |  |  |  | PLANT INFLUENT |  | XX | [5 empty] | 1000 | GPM |  | TURBINE/PROPELLER |  |  |  | 8 | Y |  | AW | [6 empty] | Y
5113699 | NEPTUNE | NJHH-11-IFLT-16 | ELLISBERG-W16 SEALED(8") /METER |  | NJBC | 1 | NJBC-CM-ELLIS-W16. | P203 | INSV | INST | HUSSAARM | 2013-10-13 | 115 PARK DR |  |  |  |  | PLANT INFLUENT |  | XX | [6 empty] | GPM |  | TURBINE/PROPELLER |  |  |  | 8 |  |  | AW | [6 empty] | Y
5114200 | NEPTUNE | NJHH-11-IFLT-23 | ELLISBERG-W23 FLW(8") /METER |  | NJBC | 1 | NJBC-CM-ELLIS-W23. | P203 | INSV | INST | HUSSAARM | 2013-10-13 | 135 PARK DR |  |  |  |  | PLANT INFLUENT |  | XX | [5 empty] | 1200 | GPM |  | TURBINE/PROPELLER |  |  |  | 8 | Y |  | AW | [6 empty] | Y
5114204 | NEPTUNE | NJHH-88-IFLT-26 | ELMTREE-W26 FLW(4") /METER |  | NJBC | 1 | NJBC-CM-ELMTR-W26. | P203 | INSV | INST | HUSSAARM | 2013-10-13 | 16 THOMAS RD |  |  |  |  | PLANT INFLUENT |  | XX | [5 empty] | 400 | GPM |  | TURBINE/PROPELLER |  |  |  | 4 | Y |  | AW | [6 empty] | Y
5114206 | UNKNOWN |  | MURRAY FLW RECHARGE(6") /METER |  | NJBC | 1 | NJBC-CM-MURRA | P203 | INSV | INST | HUSSAARM | 2013-10-13 | 802 MURRAY AVE |  |  |  |  | PLANT PROCESS |  | XX | [5 empty] | 600 | GPM |  | TURBINE/PROPELLER |  |  |  | 6 | Y |  | AW | [6 empty] | Y
5114208 | UNKNOWN | NJHH-40-IVFT-1 | EVESHAM FLW 4 STA DISCHARGE(12") /METER |  | NJBC | 1 | NJBC-CM-EVBST | P203 | INSV | INST | HUSSAARM | 2013-10-13 | EVERGREEN RD |  |  |  |  | DISTRIBUTION ZONE |  | XX | [5 empty] | 2000 | GPM |  | VENTURI |  |  |  | 12 |  |  | AW | [6 empty] | Y
5114210 | NEPTUNE | NJHH-142-IFLM-1 | EVESHAMBRKIC CD (6in Sales) /METER |  | NJBC | 1 | NJBC-CM-EVBIC | P203 | INSV | INST | HUSSAARM | 2013-10-13 | 137 BRICK RD |  |  |  |  | SALES |  | XX | [6 empty] | GPM |  | TURBINE/PROPELLER |  | 0.0 PSI |  | 6 |  |  | AW |  |  |  | 0.00 UN |  |  | Y
5114212 | NEPTUNE | NJHH-87-IFLT-1 | GIBBSBOROBS (8in Plant Influent) /METER |  | NJBC | 1 | NJBC-CM-GBBST | P203 | INSV | INST | HUSSAARM | 2013-10-13 | 79 LUCAS BLVD |  |  |  |  | PLANT INFLUENT |  | XX | [5 empty] | 1400 | GPM |  | TURBINE/PROPELLER |  |  |  | 8 | Y |  | AW | [6 empty] | Y
5114214 | UNKNOWN | NJHH-113-IFLT-1 | MERCHMEIC Flow (8in Sales) /METER |  | NJBC | 1 | NJBC-CM-MEMIC | P203 | INSV | INST | HUSSAARM | 2013-10-13 | 820 MERCER STREET |  |  |  |  | SALES |  | XX | [6 empty] | GPM |  | TURBINE/PROPELLER |  | 0.0 PSI |  | 8 |  |  | AW |  |  |  | 0.00 UN |  |  | Y
5114216 | NEPTUNE | NJHH-89-IFLT-41 | GIBBSSTA-W41 FLW(8") /METER |  | NJBC | 1 | NJBC-CM-GBSTA-WL41 | P203 | INSV | INST | HUSSAARM | 2013-10-13 | 1 LINDEN AVE |  |  |  |  | PLANT INFLUENT |  | XX | [5 empty] | 1400 | GPM |  | TURBINE/PROPELLER |  |  |  | 8 | Y |  | AW | [6 empty] | Y
5114218 | NEPTUNE | NJHH-89-IFLT-42 | GIBBSSTA-W42 FLW(12") /METER |  | NJBC | 1 | NJBC-CM-GBSTA-WL42 | P203 | INSV | INST | HUSSAARM | 2013-10-13 | 1 LINDEN AVE |  |  |  |  | PLANT INFLUENT |  | XX | [5 empty] | 1400 | GPM |  | TURBINE/PROPELLER |  |  |  | 12 | Y |  | AW | [6 empty] | Y
5114220 | NEPTUNE | NJHH-89-IFLT-43 | GIBBSSTA-W43 FLW(12") /METER |  | NJBC | 1 | NJBC-CM-GBSTA-WL43 | P203 | INSV | INST | HUSSAARM | 2013-10-13 | 1 LINDEN AVE |  |  |  |  | PLANT INFLUENT |  | XX | [5 empty] | 1400 | GPM |  | TURBINE/PROPELLER |  |  |  | 12 | Y |  | AW | [6 empty] | Y
5114222 | NEPTUNE | NJHH-89-IFLT-56 | GIBBSSTA-W56 FLW(4") /METER |  | NJBC | 1 | NJBC-CM-GBSTA-WL56 | P203 | INSV | INST | HUSSAARM | 2013-10-13 | 1 LINDEN AVE |  |  |  |  | PLANT INFLUENT |  | XX | [5 empty] | 300 | GPM |  | TURBINE/PROPELLER |  |  |  | 4 | Y |  | AW | [6 empty] | Y
5114225 | NEPTUNE | NJHH-89-IFLT-57 | GIBBSSTA-W57 FLW(4") /METER |  | NJBC | 1 | NJBC-CM-GBSTA-WL57 | P203 | INSV | INST | HUSSAARM | 2013-10-13 | 1 LINDEN AVE |  |  |  |  | PLANT INFLUENT |  | XX | [5 empty] | 300 | GPM |  | TURBINE/PROPELLER |  |  |  | 4 | Y |  | AW | [6 empty] | Y
5114227 | UNKNOWN | NJHH-112-IFLT-1 | MERCHMEIC Flow (3in Sales) /METER |  | NJBC | 1 | NJBC-CM-MEMIC | P203 | INSV | INST | HUSSAARM | 2013-10-13 | 820 MERCER STREET |  |  |  |  | SALES |  | XX | [6 empty] | GPM |  | TURBINE/PROPELLER |  | 0.0 PSI |  | 3 |  |  | AW |  |  |  | 0.00 UN |  |  | Y
5114230 | NEPTUNE | NJHH-32-IFLT-1 | HADDONCRIC Flow (4in Sales) /METER |  | NJBC | 1 | NJBC-CM-HACIC | P203 | INSV | INST | HUSSAARM | 2013-10-13 | 429 W CRYSTAL LAKE AVE |  | 70009811 |  |  | SALES |  | XX | [6 empty] | GPM |  | TURBINE/PROPELLER |  | 0.0 PSI |  | 4 | Y |  | AW |  |  |  | 0.00 UN |  |  | Y
5114232 | NEPTUNE |  | MAGNOLIA-W33 FLW(8") /METER |  | NJBC | 1 | NJBC-CM-MAGNO-W33. | P203 | INSV | INST | HUSSAARM | 2013-10-13 | 625 N WALNUT AVENUE |  |  |  |  | PLANT INFLUENT |  | XX | [5 empty] | 900 | GPM |  | TURBINE/PROPELLER |  |  |  | 8 | Y |  | AW | [6 empty] | Y
5114234 | NEPTUNE |  | MAGNOLIA-W64 FLW(8") /METER |  | NJBC | 1 | NJBC-CM-MAGNO-W64. | P203 | INSV | INST | HUSSAARM | 2013-10-13 | 616 N WALNUT AVENUE |  |  |  |  | PLANT INFLUENT |  | XX | [5 empty] | 1150 | GPM |  | TURBINE/PROPELLER |  |  |  | 8 | Y |  | AW | [6 empty] | Y
5113687 | NEPTUNE |  | CAMDEN-W55 FLW(8") /METER |  | NJBC | 1 | NJBC-CM-CASTA-WL55 | P203 | INSV | INST | HUSSAARM | 2013-10-13 | 786 N 30TH ST |  |  |  |  | PLANT INFLUENT |  | XX | [5 empty] | 1050 | GPM |  | TURBINE/PROPELLER |  |  |  | 8 | Y |  | AW | [6 empty] | Y
5113657 | NEPTUNE | NJHH-105-IFLM-1 | TAYLORS-IC (8in ) /METER |  | NJBC | 1 | NJBC-BU-TAYLO-IC.. | P203 | INSV | INST | HUSSAARM | 2013-10-13 | 1906 TAYLORS LN | [6 empty] | XX | [6 empty] | GPM |  | TURBINE/PROPELLER |  |  |  | 8 |  |  | AW | [6 empty] | Y
5113659 | UNKNOWN | NJHH-105-IFLT-1 | TAYLORS-IC FLW 4 CINNAMINSON IC /METER |  | NJBC | 1 | NJBC-BU-TAYLO-IC.. | P203 | INSV | INST | HUSSAARM | 2013-10-13 | 1906 TAYLORS LN |  |  |  |  | PLANT FINISHED WATER |  | XX | [6 empty] | GPM |  | TURBINE/PROPELLER |  |  |  | XX |  |  | AW | [6 empty] | Y
5113661 | UNKNOWN | NJHH-9-IFLT-10 | ASHLAND Station Discharge Flow() /METER |  | NJBC | 1 | NJBC-CM-ASHLA | P203 | INSV | INST | HUSSAARM | 2013-10-13 | 107 ATLANTIC AVE | [6 empty] | XX | [6 empty] | GPM |  | TURBINE/PROPELLER |  |  |  | XX |  |  | AW | [6 empty] | Y
5113662 | NEPTUNE | NJHH-9-IFLT-17 | ASHLAND-W17 FLW(8") /METER |  | NJBC | 1 | NJBC-CM-ASHLA-W17. | P203 | INSV | INST | HUSSAARM | 2013-10-13 | 107 ATLANTIC AVE |  |  |  |  | PLANT INFLUENT |  | XX | [5 empty] | 700 | GPM |  | TURBINE/PROPELLER |  |  |  | 8 | Y |  | AW | [6 empty] | Y
5113663 | NEPTUNE | NJHH-9-IFLT-32 | ASHLAND-W32 FLW(6") /METER |  | NJBC | 1 | NJBC-CM-ASHLA-W32. | P203 | INSV | INST | HUSSAARM | 2013-10-13 | 107 ATLANTIC AVE |  |  |  |  | PLANT INFLUENT |  | XX | [5 empty] | 750 | GPM |  | TURBINE/PROPELLER |  |  |  | 6 | Y |  | AW | [6 empty] | Y
5113665 | UNKNOWN | NJHH-134-IFLT-1 | BELLMAWRIC Flow /METER |  | NJBC | 1 | NJBC-CM-BELLM | P203 | INSV | INST | HUSSAARM | 2013-10-13 | 140 HALL AVE | [6 empty] | XX | [6 empty] | GPM |  | TURBINE/PROPELLER |  |  |  | XX |  |  | AW | [6 empty] | Y
5113666 | NEPTUNE | NJHH-100-IFLT-1 | BERLINCOIC Flow (4in Sales) /METER |  | NJBC | 1 | NJBC-CM-BERLI | P203 | INSV | INST | HUSSAARM | 2013-10-13 | 74 COOPER RD |  |  |  |  | SALES |  | XX | [6 empty] | GPM |  | TURBINE/PROPELLER |  | 0.0 PSI |  | 4 |  |  | AW |  |  |  | 0.00 UN |  |  | Y
5113667 | UNKNOWN |  | OLDORCHARD-W69 (12") /METER |  | NJBC | 1 | NJBC-CM-OLDOR-W69. | P203 | INSV | INST | HUSSAARM | 2013-10-13 | ROUTE 70 EAST AT OLD ORCHARD ROAD |  |  |  |  | PLANT INFLUENT |  | XX | [5 empty] | 1500 | GPM |  | TURBINE/PROPELLER |  |  |  | 12 | Y |  | AW | [6 empty] | Y
5113668 | NEPTUNE |  | OTTERBRK-W34 FLW(8") /METER |  | NJBC | 1 | NJBC-CM-OTTER-W34. | P203 | INSV | INST | HUSSAARM | 2013-10-13 | 413 N OTTER BRANCH DR |  |  |  |  | PLANT INFLUENT |  | XX | [5 empty] | 1050 | GPM |  | TURBINE/PROPELLER |  |  |  | 8 | Y |  | AW | [6 empty] | Y
5113669 | NEPTUNE | NJHH-146-IFLT-1 | HARRHEIC Flow(4in ) /METER |  | NJBC | 1 | NJBC-GL-HARRH | P203 | INSV | INST | HUSSAARM | 2013-10-13 | 121 HELIG RD |  | 70154496 |  |  |  |  | XX | [6 empty] | GPM |  | TURBINE/PROPELLER |  |  |  | 4 | Y |  | AW | [6 empty] | Y
5113670 | NEPTUNE |  | OTTERBRK-W29 FLW(8") /METER |  | NJBC | 1 | NJBC-CM-OTTER-W29. | P203 | INSV | INST | HUSSAARM | 2013-10-13 | 79 JUNE DR |  |  |  |  | PLANT INFLUENT |  | XX | [5 empty] | 1050 | GPM |  | TURBINE/PROPELLER |  |  |  | 8 | Y |  | AW | [6 empty] | Y
5113671 | NEPTUNE | NJHH-16-IFLT-44 | BROWNING-W44 FLW(12") /METER |  | NJBC | 1 | NJBC-CM-BROWN-W44. | P203 | INSV | INST | HUSSAARM | 2013-10-13 | BROWINING LANE |  |  |  |  | PLANT INFLUENT |  | XX | [5 empty] | 1400 | GPM |  | TURBINE/PROPELLER |  |  |  | 12 | Y |  | AW | [6 empty] | Y
5113672 | NEPTUNE | NJHH-15-IFLT-58 | OLDORCHARD-W58 FLW(6") /METER |  | NJBC | 1 | NJBC-CM-OLDOR-W58. | P203 | INSV | INST | HUSSAARM | 2013-10-13 | 47 BRANDYWINE DR |  |  |  |  | PLANT INFLUENT |  | XX | [5 empty] | 800 | GPM |  | TURBINE/PROPELLER |  |  |  | 6 | Y |  | AW | [6 empty] | Y
5113673 | NEPTUNE | NJHH-16-IFLT-45 | BROWNING-W45 FLW(12") /METER |  | NJBC | 1 | NJBC-CM-BROWN-W45. | P203 | INSV | INST | HUSSAARM | 2013-10-13 | BROWINING LANE |  |  |  |  | PLANT INFLUENT |  | XX | [5 empty] | 1120 | GPM |  | TURBINE/PROPELLER |  |  |  | 12 | Y |  | AW | [6 empty] | Y
5113674 | NEPTUNE | NJHH-15-IFLT-38 | OLDORCHARD-W38 FLW(10") /METER |  | NJBC | 1 | NJBC-CM-OLDOR-W38. | P203 | INSV | INST | HUSSAARM | 2013-10-13 | 2070 RT 70 |  |  |  |  | PLANT INFLUENT |  | XX | [5 empty] | 1500 | GPM |  | TURBINE/PROPELLER |  |  |  | 10 | Y |  | AW | [6 empty] | Y
5113676 | NEPTUNE | NJHH-16-IFLT-46 | BROWNING-W46 FLW(12") /METER |  | NJBC | 1 | NJBC-CM-BROWN-W46. | P203 | INSV | INST | HUSSAARM | 2013-10-13 | BROWINING LANE |  |  |  |  | PLANT INFLUENT |  | XX | [5 empty] | 1400 | GPM |  | TURBINE/PROPELLER |  |  |  | 12 | Y |  | AW | [6 empty] | Y
5113677 | NEPTUNE | NJHH-16-IFLT-65 | BROWNING-W65 FLW(12") /METER |  | NJBC | 1 | NJBC-CM-BROWN-W65. | P203 | INSV | INST | HUSSAARM | 2013-10-13 | BROWINING LANE |  |  |  |  | PLANT INFLUENT |  | XX | [5 empty] | 700 | GPM |  | TURBINE/PROPELLER |  |  |  | 12 | Y |  | AW | [6 empty] | Y
5113678 | UNKNOWN | NJHH-101-IFLT-1 | CAMDENREIC Flow (12in ) /METER |  | NJBC | 1 | NJBC-CM-CARIC | P203 | INSV | INST | HUSSAARM | 2013-10-13 | 2953 RIVER RD | [6 empty] | XX | [6 empty] | GPM |  | TURBINE/PROPELLER |  |  |  | 12 |  |  | AW | [6 empty] | Y
5113679 | UNKNOWN | NJHH-102-IFLT-1 | CAMDENREIC Flow() /METER |  | NJBC | 1 | NJBC-CM-CARIC | P203 | INSV | INST | HUSSAARM | 2013-10-13 | 2953 RIVER RD | [6 empty] | XX | [6 empty] | GPM |  | TURBINE/PROPELLER |  |  |  | XX |  |  | AW | [6 empty] | Y
5113680 | UNKNOWN | NJHH-104-IFLT-1 | CAMDENREIC Flow() /METER |  | NJBC | 1 | NJBC-CM-CARIC | P203 | INSV | INST | HUSSAARM | 2013-10-13 | 2953 RIVER RD | [6 empty] | XX | [6 empty] | GPM |  | TURBINE/PROPELLER |  |  |  | XX |  |  | AW | [6 empty] | Y
5113681 | UNKNOWN | NJHH-103-IFLT-1 | CAMDENREIC Flow() /METER |  | NJBC | 1 | NJBC-CM-CARIC | P203 | INSV | INST | HUSSAARM | 2013-10-13 | 2953 RIVER RD | [6 empty] | XX | [6 empty] | GPM |  | TURBINE/PROPELLER |  |  |  | XX |  |  | AW | [6 empty] | Y
5113682 | NEPTUNE |  | CAMDEN-W50 FLW(8") /METER |  | NJBC | 1 | NJBC-CM-CASTA-WL50 | P203 | INSV | INST | HUSSAARM | 2013-10-13 | 922 REEVES AVE |  |  |  |  | PLANT INFLUENT |  | XX | [5 empty] | 700 | GPM |  | TURBINE/PROPELLER |  |  |  | 8 | Y |  | AW | [6 empty] | Y
5113683 | NEPTUNE |  | CAMDEN-W51 FLW(10") /METER |  | NJBC | 1 | NJBC-CM-CASTA-WL51 | P203 | INSV | INST | HUSSAARM | 2013-10-13 | 807 LOIS AVE |  |  |  |  | PLANT INFLUENT |  | XX | [5 empty] | 1300 | GPM |  | TURBINE/PROPELLER |  |  |  | 10 | Y |  | AW | [6 empty] | Y
5113684 | NEPTUNE |  | CAMDEN-W52 FLW(8") /METER |  | NJBC | 1 | NJBC-CM-CASTA-WL52 | P203 | INSV | INST | HUSSAARM | 2013-10-13 | 710 N 29TH AND CLEVELAND AVE |  |  |  |  | PLANT INFLUENT |  | XX | [5 empty] | 1050 | GPM |  | TURBINE/PROPELLER |  |  |  | 8 | Y |  | AW | [6 empty] | Y
5113685 | NEPTUNE |  | CAMDEN-W53 FLW(8") /METER |  | NJBC | 1 | NJBC-CM-CASTA-WL53 | P203 | INSV | INST | HUSSAARM | 2013-10-13 | 800 BERGEN AVE |  |  |  |  | PLANT INFLUENT |  | XX | [5 empty] | 1000 | GPM |  | TURBINE/PROPELLER |  |  |  | 8 | Y |  | AW | [6 empty] | Y
5113686 | NEPTUNE |  | CAMDEN-W54 FLW(8") /METER |  | NJBC | 1 | NJBC-CM-CASTA-WL54 | P203 | INSV | INST | HUSSAARM | 2013-10-13 | 812 N 34TH ST |  |  |  |  | PLANT INFLUENT |  | XX | [5 empty] | 1000 | GPM |  | TURBINE/PROPELLER |  |  |  | 8 | Y |  | AW | [6 empty] | Y
5114236 | NEPTUNE |  | HADDONHTS-W15 FLW(8") /METER |  | NJBC | 1 | NJBC-CM-HAHTS-WL15 | P203 | INSV | INST | HUSSAARM | 2013-10-13 | 614 W. ATLANTIC AVE |  |  |  |  | PLANT INFLUENT |  | XX | [5 empty] | 800 | GPM |  | TURBINE/PROPELLER |  |  |  | 8 | Y |  | AW | [6 empty] | Y
5130087 | UNIVERSAL FLOW MONITOR | NJHH-7-IFLT-80 | DRWTP-TRMT O3 GEN 1 COOLNG (3in) /METER |  | NJBC | 1 | NJBC-BU-DRWTP-TRMT | P203 | INSV | INST | HUSSAARM | 2013-10-13 | 213 CARRIAGE LANE |  | 96174-A-3 |  |  | PLANT PROCESS |  | N | [6 empty] | GPM |  | VENTURI |  |  |  | 3 | Y |  | AW | [6 empty] | Y
5130089 | UNIVERSAL FLOW MONITOR | NJHH-7-IFLT-81 | DRWTP-TRMT O3 GEN 2 COOLNG (3in) /METER |  | NJBC | 1 | NJBC-BU-DRWTP-TRMT | P203 | INSV | INST | HUSSAARM | 2013-10-13 | 213 CARRIAGE LANE |  |  |  |  | PLANT PROCESS |  | N | [6 empty] | GPM |  | VENTURI |  |  |  | 3 | Y |  | AW | [6 empty] | Y
5130092 | UNIVERSAL FLOW MONITOR | NJHH-7-IFLT-82 | DRWTP-TRMT O3 GEN 3 COOLNG (3in) /METER |  | NJBC | 1 | NJBC-BU-DRWTP-TRMT-OZNE | P203 | INSV | INST | HUSSAARM | 2013-10-13 | 213 CARRIAGE LANE |  |  |  |  | PLANT PROCESS |  | N | [6 empty] | GPM |  | VENTURI |  |  |  | 3 | Y |  | AW | [6 empty] | Y
5130094 | INVENSYS FOXBORO | NJHH-7-IFLT-83 | DRWTP-TRMT O3 GEN 1 IN GAS (1in) /METER |  | NJBC | 1 | NJBC-BU-DRWTP-TRMT | P203 | INSV | INST | HUSSAARM | 2013-10-13 | 213 CARRIAGE LANE |  | 09221405 |  |  | PLANT PROCESS |  | N | [6 empty] | CFM |  | VENTURI |  |  |  | 1 | Y |  | AW | [6 empty] | Y
5130096 | DIETERICH STANDARD | NJHH-7-IFLT-84 | DRWTP-TRMT O3 GEN 2 IN GAS (1in) /METER |  | NJBC | 1 | NJBC-BU-DRWTP-TRMT-OZNE | P203 | INSV | INST | HUSSAARM | 2013-10-13 | 213 CARRIAGE LANE |  |  |  |  | PLANT PROCESS |  | N | [6 empty] | CFM |  | VENTURI |  |  |  | 1 | Y |  | AW | [6 empty] | Y
5130098 | DIETERICH STANDARD | NJHH-7-IFLT-85 | DRWTP-TRMT O3 GEN 3 IN GAS (1in) /METER |  | NJBC | 1 | NJBC-BU-DRWTP-TRMT-OZNE | P203 | INSV | INST | HUSSAARM | 2013-10-13 | 213 CARRIAGE LANE |  |  |  |  | PLANT PROCESS |  | N | [6 empty] | CFM |  | VENTURI |  |  |  | 1 | Y |  | AW | [6 empty] | Y
5130600 | FLUID COMPONENTS INTERNATIONAL | NJHH-7-IFLT-86 | DRWTP-TRMT O3 GAS ROOF LINE (6in) /METER |  | NJBC | 1 | NJBC-BU-DRWTP-TRMT-OZNE | P203 | INSV | INST | HUSSAARM | 2013-10-13 | 213 CARRIAGE LANE |  | 483439 |  |  | PLANT PROCESS |  | N | [6 empty] | CFM |  | MASSFLOW |  | 0.0 PSI |  | 6 | Y |  | AW |  |  |  | 0.00 UN |  |  | Y
5130602 | SIEMENS | NJHH-7-IVFT-11 | DRWTP-TRMT FILT 1 (20in) /METER |  | NJBC | 1 | NJBC-BU-DRWTP-TRMT | P203 | INSV | INST | HUSSAARM | 2013-10-13 | 213 CARRIAGE LANE |  | 1X F213-9038173 |  |  | PLANT PROCESS |  | N | [6 empty] | MGD |  | VENTURI |  | 0.0 PSI |  | 20 | Y |  | AW |  |  |  | 0.00 UN |  | BRISTOL BABCOCK | Y
5130605 | SIEMENS | NJHH-7-IVFT-12 | DRWTP-TRMT FILT 2 (20in) /METER |  | NJBC | 1 | NJBC-BU-DRWTP-TRMT | P203 | INSV | INST | HUSSAARM | 2013-10-13 | 213 CARRIAGE LANE |  | 1X-E015-9034437 |  |  | PLANT PROCESS |  | N | [6 empty] | MGD |  | VENTURI |  | 0.0 PSI |  | 20 | Y |  | AW |  |  |  | 0.00 UN |  | BRISTOL BABCOCK | Y
5130607 | SIGNATURE | NJHH-7-IVFT-13 | DRWTP-TRMT FILT 3 (20in) /METER |  | NJBC | 1 | NJBC-BU-DRWTP-TRMT | P203 | INSV | INST | HUSSAARM | 2013-10-13 | 213 CARRIAGE LANE |  | 94A-18879 |  |  | PLANT PROCESS |  | N | [6 empty] | MGD |  | VENTURI |  | 0.0 PSI |  | 20 | Y |  | AW |  |  |  | 0.00 UN |  | BRISTOL BABCOCK | Y
5130609 | INVERSYS SYSTEMS | NJHH-7-IVFT-14 | DRWTP-TRMT FILT 4 (20in) /METER |  | NJBC | 1 | NJBC-BU-DRWTP-TRMT | P203 | INSV | INST | HUSSAARM | 2013-10-13 | 213 CARRIAGE LANE |  | 13070207 |  |  | PLANT PROCESS |  | N | [6 empty] | MGD |  | VENTURI |  |  |  | 20 | Y |  | AW | [5 empty] | BRISTOL BABCOCK | Y
5130611 | SIEMENS | NJHH-7-IVFT-15 | DRWTP-TRMT FILT 5 (20in) /METER |  | NJBC | 1 | NJBC-BU-DRWTP-TRMT | P203 | INSV | INST | HUSSAARM | 2013-10-13 | 213 CARRIAGE LANE |  | 1X-F213-9038172 |  |  | PLANT PROCESS |  | N | [6 empty] | MGD |  | VENTURI |  | 0.0 PSI |  | 20 | Y |  | AW |  |  |  | 0.00 UN |  | BRISTOL BABCOCK | Y
5130613 | INVERSYS | NJHH-7-IVFT-16 | DRWTP-TRMT FILT 6 (20in) /METER |  | NJBC | 1 | NJBC-BU-DRWTP-TRMT | P203 | INSV | INST | HUSSAARM | 2013-10-13 | 213 CARRIAGE LANE |  | 13070208 |  |  | PLANT PROCESS |  | N | [6 empty] | MGD |  | VENTURI |  | 0.0 PSI |  | 20 | Y |  | AW |  |  |  | 0.00 UN |  | BRISTOL BABCOCK | Y
5130616 | SIGNATURE | NJHH-7-IVFT-17 | DRWTP-TRMT FILT 7 (20in) /METER |  | NJBC | 1 | NJBC-BU-DRWTP-TRMT | P203 | INSV | INST | HUSSAARM | 2013-10-13 | 213 CARRIAGE LANE |  | 94A-18883 |  |  | PLANT PROCESS |  | N | [6 empty] | MGD |  | VENTURI |  | 0.0 PSI |  | 20 | Y |  | AW |  |  |  | 0.00 UN |  | BRISTOL BABCOCK | Y
5130618 | SIGNATURE | NJHH-7-IVFT-18 | DRWTP-TRMT FILT 8 (20in) /METER |  | NJBC | 1 | NJBC-BU-DRWTP-TRMT | P203 | INSV | INST | HUSSAARM | 2013-10-13 | 213 CARRIAGE LANE |  |  | 98A06472 |  | PLANT PROCESS |  | N | [6 empty] | MGD |  | VENTURI |  | 0.0 PSI |  | 20 | Y |  | AW |  |  |  | 0.00 UN |  | BRISTOL BABCOCK | Y
5130620 | BRISTOL BABCOCK | NJHH-7-IVFT-20 | DRWTP-TRMT FILT AIR WASH (10in) /METER |  | NJBC | 1 | NJBC-BU-DRWTP-TRMT | P203 | INSV | INST | HUSSAARM | 2013-10-13 | 213 CARRIAGE LANE |  | 0162430-1 |  |  | PLANT PROCESS |  | N | [6 empty] | MGD |  | VENTURI |  | 0.0 PSI |  | 10 | Y |  | AW |  |  |  | 0.00 UN |  | BRISTOL BABCOCK | Y
5145829 | NEPTUNE |  | BIRCH-W04 Flow /METER |  | NJLO | 1 | NJLO-Z1-BIRCH-W04. | P203 | INSV | INST | HUSSAARM | 2013-10-13 | 336 BIRCH CREEK RD | [6 empty] | XX | [6 empty] | GPM |  | TURBINE/PROPELLER |  | 0.0 PSI |  | 6 | Y |  | AW |  |  |  | 0.00 UN |  |  | Y
5145830 | NEPTUNE |  | BIRCH-W06 Flow /METER |  | NJLO | 1 | NJLO-Z1-BIRCH-W06. | P203 | INSV | INST | HUSSAARM | 2013-10-13 | 358 BIRCH CREEK RD | [6 empty] | XX | [6 empty] | GPM |  | TURBINE/PROPELLER |  | 0.0 PSI |  | 6 | Y |  | AW |  |  |  | 0.00 UN |  |  | Y
5145831 | NEPTUNE |  | BECK-W02 Flow /METER |  | NJLO | 1 | NJLO-Z1-BECK.-W02. | P203 | INSV | INST | HUSSAARM | 2013-10-13 | 202 STIRRUP RD |  |  | 70000192 |  |  |  | XX | [6 empty] | GPM |  | TURBINE/PROPELLER |  | 0.0 PSI |  | 6 | Y |  | AW |  |  |  | 0.00 UN |  |  | Y
5145833 | NEPTUNE |  | BECK-W07 Flow /METER |  | NJLO | 1 | NJLO-Z1-BECK.-W07. | P203 | INSV | INST | HUSSAARM | 2013-10-13 | 1541 HIGH HILL RD |  | 70049841 |  |  |  |  | XX | [6 empty] | GPM |  | TURBINE/PROPELLER |  | 0.0 PSI |  | 6 | Y |  | AW |  |  |  | 0.00 UN |  |  | Y
5145834 | UNKNOWN |  | BECK Flow 8 GPM/METER |  | NJLO | 1 | NJLO-Z1-BECK. | P203 | INSV | INST | HUSSAARM | 2013-10-13 | 1547 High Hill Rd | [6 empty] | XX | [6 empty] | GPM |  | ORIFICE |  |  |  | 8 | Y |  | AW | [6 empty] | Y
5145835 | UNKNOWN |  | BECK Flow 16 GPM/METER |  | NJLO | 1 | NJLO-Z1-BECK. | P203 | INSV | INST | HUSSAARM | 2013-10-13 | 1547 High Hill Rd | [6 empty] | XX | [6 empty] | GPM |  | ORIFICE |  |  |  | 16 | Y |  | AW | [6 empty] | Y
5145836 | NEPTUNE |  | PURE-W05 High Hill Road(2in ) /METER |  | NJLO | 1 | NJLO-Z1-PURE.-W05. | P203 | OOS | INAC INST | HUSSAARM | 2013-10-13 | EAGLE CT |  | 60505460 |  |  |  |  | XX | [6 empty] | GPM |  | TURBINE/PROPELLER |  |  |  | 2 | N |  | AW | [6 empty] | N
5156731 | UNKNOWN |  | DRWTP-TRMT O3 GEN 4 IN GAS (1in) /METER |  | NJBC | 1 | NJBC-BU-DRWTP-TRMT | P203 | INSV | INST | HUSSAARM | 2013-10-13 | 213 CARRIAGE LANE |  |  |  |  | PLANT PROCESS |  | N | [6 empty] | CFM |  | VENTURI |  |  |  | 1 | Y |  | AW | [6 empty] | Y
5156734 | UNKNOWN |  | DRWTP-TRMT O3 GEN 4 COOLNG (3in) /METER |  | NJBC | 1 | NJBC-BU-DRWTP-TRMT | P203 | INSV | INST | HUSSAARM | 2013-10-13 | 213 CARRIAGE LANE |  |  |  |  | PLANT PROCESS |  | N | [6 empty] | CFM |  | VENTURI |  |  |  | 3 | Y |  | AW | [6 empty] | Y
5171168 | UNKNOWN |  | MURRAY-W66 Flow /METER |  | NJBC | 1 | NJBC-CM-MURRA-WL66 | P203 | INSV | INST | HUSSAARM | 2013-10-13 | 802 MURRAY AVE | [6 empty] | XX | [8 empty] | TURBINE/PROPELLER |  |  |  | XX |  |  | AW
5130085 | SIGNATURE | NJHH-7-IFLT-20 | DRWTP-TRMT FILT BACKWASH (24in) /METER |  | NJBC | 1 | NJBC-BU-DRWTP-TRMT | P203 | INSV | INST | HUSSAARM | 2013-10-13 | 213 CARRIAGE LANE |  | 94A-18885 |  |  | PLANT PROCESS |  | N | [6 empty] | MGD |  | VENTURI |  | 0.0 PSI |  | 24 | Y |  | AW |  |  |  | 0.00 UN |  |  | Y
5114238 | NEPTUNE | NJHH-86-IFLT-8 | LAURELSP-W8 FLW(2") /METER |  | NJBC | 1 | NJBC-CM-LAURE-W8.. | P203 | INSV | INST | HUSSAARM | 2013-10-13 | 820 GRAND AVENUE |  |  |  |  | PLANT INFLUENT |  | XX | [5 empty] | 320 | GPM |  | TURBINE/PROPELLER |  |  |  | 2 | Y |  | AW | [6 empty] | Y
5114240 | NEPTUNE |  | HADDONHTS-W20 FLW(8") /METER |  | NJBC | 1 | NJBC-CM-HAHTS-WL20 | P203 | INSV | INST | HUSSAARM | 2013-10-13 | 110 ALBANY AVE |  |  |  |  | PLANT INFLUENT |  | XX | [5 empty] | 700 | GPM |  | TURBINE/PROPELLER |  |  |  | 8 | Y |  | AW | [6 empty] | Y
5114242 | NEPTUNE | NJHH-86-IFLT-4 | LAURELSP-W4 FLW(4") /METER |  | NJBC | 1 | NJBC-CM-LAURE-W4.. | P203 | INSV | INST | HUSSAARM | 2013-10-13 | 325 TRENTON AVE |  |  |  |  | PLANT INFLUENT |  | XX | [5 empty] | 300 | GPM |  | TURBINE/PROPELLER |  |  |  | 4 |  |  | AW | [6 empty] | Y
5114244 | NEPTUNE | NJHH-86-IFLT-60 | LAURELSP-W60 FLW(4") /METER |  | NJBC | 1 | NJBC-CM-LAURE-W60. | P203 | INSV | INST | HUSSAARM | 2013-10-13 | 819 GRAND AVENUE |  |  |  |  | PLANT INFLUENT |  | XX | [5 empty] | 250 | GPM |  | TURBINE/PROPELLER |  |  |  | 4 | Y |  | AW | [6 empty] | Y
5114246 | NEPTUNE | NJHH-86-IFLT-61 | LAURELSP-W61 FLW(4") /METER |  | NJBC | 1 | NJBC-CM-LAURE-W61. | P203 | INSV | INST | HUSSAARM | 2013-10-13 | 325 TRENTON AVE |  |  |  |  | PLANT INFLUENT |  | XX | [5 empty] | 250 | GPM |  | TURBINE/PROPELLER |  |  |  | 4 | Y |  | AW | [6 empty] | Y
5114248 | NEPTUNE |  | HADDONHTS-W63 FLW(8") /METER |  | NJBC | 1 | NJBC-CM-HAHTS-WL63 | P203 | INSV | INST | HUSSAARM | 2013-10-13 | 120 TRENTON AVE |  |  |  |  | PLANT INFLUENT |  | XX | [5 empty] | 1040 | GPM |  | TURBINE/PROPELLER |  |  |  | 8 | Y |  | AW | [6 empty] | Y
5114250 | NEPTUNE |  | HADDONHTS-W67 FLW(8") /METER |  | NJBC | 1 | NJBC-CM-HAHTS-WL67 | P203 | INSV | INST | HUSSAARM | 2013-10-13 | 614 W. ATLANTIC AVE |  |  |  |  | PLANT INFLUENT |  | XX | [5 empty] | 800 | GPM |  | TURBINE/PROPELLER |  |  |  | 8 | Y |  | AW | [6 empty] | Y
5114252 | UNKNOWN | NJHH-125-IFLT-1 | HADDONLAIC (Sales) /METER |  | NJBC | 1 | NJBC-CM-HALIC | P203 | OOS | INST | HUSSAARM | 2013-10-13 | 263 LAKE ST |  |  |  |  | SALES |  | XX | [6 empty] | GPM |  | TURBINE/PROPELLER |  | 0.0 PSI |  | XX |  |  | AW |  |  |  | 0.00 UN |  |  | Y
5114255 | NEPTUNE | NJHH-86-IFLT-10 | LAURELSP-W10 FLW(8") /METER |  | NJBC | 1 | NJBC-CM-LAURE-W10. | P203 | INSV | INST | HUSSAARM | 2013-10-13 | 819 GRAND AVENUE |  |  |  |  | PLANT INFLUENT |  | XX | [5 empty] | 350 | GPM |  | TURBINE/PROPELLER |  |  |  | 8 | Y |  | AW | [6 empty] | Y
5114257 | NEPTUNE | NJHH-86-IFLT-13 | LAURELSP-W13 FLW(8") /METER |  | NJBC | 1 | NJBC-CM-LAURE-W13. | P203 | INSV | INST | HUSSAARM | 2013-10-13 | 820 GRAND AVENUE |  |  |  |  | PLANT INFLUENT |  | XX | [5 empty] | 700 | GPM |  | TURBINE/PROPELLER |  |  |  | 8 | Y |  | AW | [6 empty] | Y
5114259 | NEPTUNE | NJHH-86-IFLT-15 | LAURELSP-W15 FLW(8") /METER |  | NJBC | 1 | NJBC-CM-LAURE-W15. | P203 | INSV | INST | HUSSAARM | 2013-10-13 | 401 S ATLANTIC AVE |  |  |  |  | PLANT INFLUENT |  | XX | [5 empty] | 625 | GPM |  | TURBINE/PROPELLER |  |  |  | 8 | Y |  | AW | [6 empty] | Y
5114261 | NEPTUNE | NJHH-124-IFLM-1 | HUTTONHILL-IC (8in ) /METER |  | NJBC | 1 | NJBC-CM-HUTTO-IC.. | P203 | INSV | INST | HUSSAARM | 2013-10-13 | 1911 KRESSON RD |  | 70040528 |  |  |  |  | XX | [6 empty] | GPM |  | TURBINE/PROPELLER |  |  |  | 8 | Y |  | AW | [6 empty] | Y
5114263 | NEPTUNE | NJHH-86-IFLT-1 | LAURELSP-W1 FLW(8") /METER |  | NJBC | 1 | NJBC-CM-LAURE-W1.. | P203 | INSV | INST | HUSSAARM | 2013-10-13 | 820 E ATLANTIC AVE |  |  |  |  | PLANT INFLUENT |  | XX | [5 empty] | 320 | GPM |  | TURBINE/PROPELLER |  |  |  | 8 | Y |  | AW | [6 empty] | Y
5114265 | NEPTUNE | NJHH-47-IFLT-1 | IRISHHILLBS FLW 4 WL PMP1(2") /METER |  | NJBC | 1 | NJBC-CM-IRISH | P203 | INSV | INST | HUSSAARM | 2013-10-13 | 128 HILL AVE |  |  |  |  | DISTRIBUTION ZONE |  | XX | [5 empty] | 200 | GPM |  | TURBINE/PROPELLER |  |  |  | 2 |  |  | AW | [6 empty] | Y
5114268 | NEPTUNE | NJHH-12-IFLT-62 | KINGSTON-W62 FLW(8") /METER |  | NJBC | 1 | NJBC-CM-KINGS-W62. | P203 | INSV | INST | HUSSAARM | 2013-10-13 | 512 HOWARD RD |  |  |  |  | PLANT INFLUENT |  | XX | [5 empty] | 800 | GPM |  | TURBINE/PROPELLER |  |  |  | 8 | Y |  | AW | [6 empty] | Y
5114270 | NEPTUNE | NJHH-12-IFLT-25 | KINGSTON-W25 FLW(8") /METER |  | NJBC | 1 | NJBC-CM-KINGS-W25. | P203 | INSV | INST | HUSSAARM | 2013-10-13 | 85 RANOLDO TER |  |  |  |  | PLANT INFLUENT |  | XX | [5 empty] | 1050 | GPM |  | TURBINE/PROPELLER |  |  |  | 8 | Y |  | AW | [6 empty] | Y
5114272 | NEPTUNE | NJHH-12-IFLT-59 | KINGSTON-W59 FLW(6") /METER |  | NJBC | 1 | NJBC-CM-KINGS-W59. | P203 | INSV | INST | HUSSAARM | 2013-10-13 | 514 HOWARD RD |  |  |  |  | PLANT INFLUENT |  | XX | [5 empty] | 900 | GPM |  | TURBINE/PROPELLER |  |  |  | 6 | Y |  | AW | [6 empty] | Y
5130065 | BRISTOL BABCOCK | NJHH-7-IFLM-16 | DRWTP PLANT FINISHED WATER (42in) /METER |  | NJBC | 1 | NJBC-BU-DRWTP | P203 | INSV | INST | HUSSAARM | 2013-10-13 | 213 CARRIAGE LANE |  |  |  |  | PLANT FINISHED WATER |  | N | [6 empty] | MGD |  | VENTURI |  | 0.0 PSI |  | 42 | Y |  | AW |  |  |  | 0.00 UN |  | BRISTOL BABCOCK | Y
5130067 | FLUID COMPONENTS INTERNATIONAL | NJHH-7-IFLM-10 | DRWTP-TRMT 311 O3 LN 1A-1 (1.5in) /METER |  | NJBC | 1 | NJBC-BU-DRWTP-TRMT-OZNE | P203 | INSV | INST | HUSSAARM | 2013-10-13 | 213 CARRIAGE LANE |  |  |  |  | PLANT PROCESS |  | N | [6 empty] | CFM |  | MASSFLOW |  | 0.0 PSI |  | 1.5 | N |  | AW |  |  |  | 0.00 UN |  |  | N
5130069 | FLUID COMPONENTS INTERNATIONAL | NJHH-7-IFLM-11 | DRWTP-TRMT 312 O3 LN 1A-2 (1in) /METER |  | NJBC | 1 | NJBC-BU-DRWTP-TRMT-OZNE | P203 | INSV | INST | HUSSAARM | 2013-10-13 | 213 CARRIAGE LANE |  |  |  |  | PLANT PROCESS |  | N | [6 empty] | CFM |  | MASSFLOW |  | 0.0 PSI |  | 1 | N |  | AW |  |  |  | 0.00 UN |  |  | N
5130071 | FLUID COMPONENTS INTERNATIONAL | NJHH-7-IFLM-12 | DRWTP-TRMT 313 O3 LN 1B-1 (1in) /METER |  | NJBC | 1 | NJBC-BU-DRWTP-TRMT-OZNE | P203 | INSV | INST | HUSSAARM | 2013-10-13 | 213 CARRIAGE LANE |  |  |  |  | PLANT PROCESS |  | N | [6 empty] | CFM |  | MASSFLOW |  | 0.0 PSI |  | 1 | N |  | AW |  |  |  | 0.00 UN |  |  | N
5130074 | FLUID COMPONENTS INTERNATIONAL | NJHH-7-IFLM-13 | DRWTP-TRMT 321 O3 LN 2A-1 (1.5in) /METER |  | NJBC | 1 | NJBC-BU-DRWTP-TRMT-OZNE | P203 | INSV | INST | HUSSAARM | 2013-10-13 | 213 CARRIAGE LANE |  |  |  |  | PLANT PROCESS |  | N | [6 empty] | CFM |  | MASSFLOW |  | 0.0 PSI |  | 1.5 | N |  | AW |  |  |  | 0.00 UN |  |  | N
5130076 | FLUID COMPONENTS INTERNATIONAL | NJHH-7-IFLM-14 | DRWTP-TRMT 322 O3 LN 2A-2 (1in) /METER |  | NJBC | 1 | NJBC-BU-DRWTP-TRMT-OZNE | P203 | INSV | INST | HUSSAARM | 2013-10-13 | 213 CARRIAGE LANE |  |  |  |  | PLANT PROCESS |  | N | [6 empty] | CFM |  | MASSFLOW |  | 0.0 PSI |  | 1 | N |  | AW |  |  |  | 0.00 UN |  |  | N
5130078 | FLUID COMPONENTS INTERNATIONAL | NJHH-7-IFLM-15 | DRWTP-TRMT 323 O3 LN 2B-1 (1in) /METER |  | NJBC | 1 | NJBC-BU-DRWTP-TRMT-OZNE | P203 | INSV | INST | HUSSAARM | 2013-10-13 | 213 CARRIAGE LANE |  |  |  |  | PLANT PROCESS |  | N | [6 empty] | CFM |  | MASSFLOW |  | 0.0 PSI |  | 1 | N |  | AW |  |  |  | 0.00 UN |  |  | N
5130081 | BRISTOL BABCOCK | NJHH-7-IFLT-10 | DRWTP-RWPS (60in) /METER |  | NJBC | 1 | NJBC-BU-DRWTP-RWPS | P203 | INSV | INST | HUSSAARM | 2013-10-13 | 213 CARRIAGE LN |  |  |  |  | RAW WATER (SURFACE) |  | N | [6 empty] | MGD |  | VENTURI |  | 0.0 PSI |  | 60 | Y |  | AW |  |  |  | 0.00 UN |  |  | Y
5130083 | FOXBORO | NJHH-7-IFLT-11 | DRWTP-LLPS PLANT INLT (36in) /METER |  | NJBC | 1 | NJBC-BU-DRWTP-LLPS | P203 | INSV | INST | HUSSAARM | 2013-10-13 | 213 CARRIAGE LANE |  | 08281519 |  |  | PLANT INFLUENT |  | N | [6 empty] | MGD |  | VENTURI |  | 0.0 PSI |  | 36 | Y |  | AW |  |  |  | 0.00 UN |  |  | Y
5104308 | UNKNOWN |  | MANS-W1 (8in Plant Influent) /METER |  | NJBC | 1 | NJBC-MF-MANS.-W1.. | P203 | INSV | INST | HUSSAARM | 2013-10-13 | 3165 RTE 206 |  | 70124023 |  |  | PLANT INFLUENT |  | XX | [8 empty] | TURBINE/PROPELLER |  |  |  | 8 | Y |  | AW | [6 empty] | Y
5104330 | UNKNOWN |  | MANS-W2 (Plant Influent) /METER |  | NJBC | 1 | NJBC-MF-MANS.-W2.. | P203 | INSV | INST | HUSSAARM | 2013-10-13 | 3165 RTE 206 |  |  |  |  | PLANT INFLUENT |  | XX | [8 empty] | TURBINE/PROPELLER |  | 0.0 PSI |  | XX | Y |  | AW |  |  |  | 0.00 UN |  |  | Y
5104355 | UNKNOWN |  | MANS-W3 (8in Plant Influent) /METER |  | NJBC | 1 | NJBC-MF-MANS.-W3.. | P203 | INSV | INST | HUSSAARM | 2013-10-13 | 3165 RTE 206 |  | 70124021 |  |  | PLANT INFLUENT |  | XX | [8 empty] | TURBINE/PROPELLER |  |  |  | 8 | Y |  | AW | [6 empty] | Y
5104381 | UNKNOWN |  | MANS-W4 (8in Plant Influent) /METER |  | NJBC | 1 | NJBC-MF-MANS.-W4.. | P203 | INSV | INST | HUSSAARM | 2013-10-13 | 3165 RTE 206 |  |  |  |  | PLANT INFLUENT |  | XX | [8 empty] | TURBINE/PROPELLER |  |  |  | 8 | Y |  | AW | [6 empty] | Y
5104606 | NEPTUNE |  | MANS-W5 (Plant Influent) /METER |  | NJBC | 1 | NJBC-MF-MANS.-W5.. | P203 | INSV | INST | HUSSAARM | 2013-10-13 | 3165 RTE 206 |  | 70124019 |  |  | PLANT INFLUENT |  | XX | [8 empty] | TURBINE/PROPELLER |  |  |  | 8 | Y |  | AW | [6 empty] | Y
5104631 | NEPTUNE |  | MANS-W7 (Plant Influent) /METER |  | NJBC | 1 | NJBC-MF-MANS.-W7.. | P203 | INSV | INST | HUSSAARM | 2013-10-13 | 3165 RTE 206 |  | 70124022 |  |  | PLANT INFLUENT |  | XX | [8 empty] | TURBINE/PROPELLER |  |  |  | 8 | Y |  | AW | [6 empty] | Y
5105330 | UNKNOWN |  | VNCE VINCENTWN TOTAL RAW(3") /METER |  | NJBC | 1 | NJBC-VT-VNCE. | P203 | INSV | INST | HUSSAARM | 2013-10-13 | 39 RETREAT RD |  | 89732109 |  |  | PLANT INFLUENT |  | XX | [8 empty] | TURBINE/PROPELLER |  |  |  | 3 | Y |  | AW | [6 empty] | Y
5105355 | UNKNOWN |  | VNCE-W1 (3in Plant Influent) /METER |  | NJBC | 1 | NJBC-VT-VNCE.-W1.. | P203 | INSV | INST | HUSSAARM | 2013-10-13 | 23 RETREAT RD |  | 89732106 |  |  | PLANT INFLUENT |  | XX | [8 empty] | TURBINE/PROPELLER |  | 0.0 PSI |  | 3 | Y |  | AW |  |  |  | 0.00 UN |  |  | Y
5105379 | UNKNOWN |  | VNCE-W2 (3in Plant Influent) /METER |  | NJBC | 1 | NJBC-VT-VNCE.-W2.. | P203 | INSV | INST | HUSSAARM | 2013-10-13 | 23 RETREAT RD |  |  |  |  | PLANT INFLUENT |  | XX | [8 empty] | TURBINE/PROPELLER |  | 0.0 PSI |  | 3 | Y |  | AW |  |  |  | 0.00 UN |  |  | Y
5105700 | UNKNOWN |  | WOOD WOODLANE PLNT TOTAL FIN(12") /METER |  | NJBC | 1 | NJBC-MH-WOOD. | P203 | INSV | INST | HUSSAARM | 2013-10-13 | WOODLANE RD |  |  |  |  | PLANT FINISHED WATER |  | XX | [8 empty] | VENTURI |  |  |  | 12 | Y |  | AW | [6 empty] | Y
5105722 | UNKNOWN |  | WOOD-W5 (Plant Influent) /METER |  | NJBC | 1 | NJBC-MH-WOOD.-W5.. | P203 | INSV | INST | HUSSAARM | 2013-10-13 | 5 ORCHARD LN |  | 201651-8 |  |  | PLANT INFLUENT |  | XX | [8 empty] | TURBINE/PROPELLER |  | 0.0 PSI |  | XX | Y |  | AW |  |  |  | 0.00 UN |  |  | Y
5105742 | UNKNOWN |  | WOOD-W7 (12in Plant Influent) /METER |  | NJBC | 1 | NJBC-MH-WOOD.-W7.. | P203 | INSV | INST | HUSSAARM | 2013-10-13 | 15 ORCHARD LN |  |  |  |  | PLANT INFLUENT |  | XX | [8 empty] | TURBINE/PROPELLER |  | 0.0 PSI |  | 12 | Y |  | AW |  |  |  | 0.00 UN |  |  | Y
5105753 | NEPTUNE |  | MANS-W8 (Plant Influent) /METER |  | NJBC | 1 | NJBC-MF-MANS.-W8.. | P203 | INSV | INST | HUSSAARM | 2013-10-13 | 3165 RTE 206 |  | 70124020 |  |  | PLANT INFLUENT |  | XX | [8 empty] | TURBINE/PROPELLER |  | 0.0 PSI |  | 8 | Y |  | AW |  |  |  | 0.00 UN |  |  | Y
5105764 | UNKNOWN |  | GREEN TOTAL /METER |  | NJBC | 1 | NJBC-MH-GREEN | P203 | OOS | INAC INST | HUSSAARM | 2013-10-13 | GREEN STREET | [6 empty] | XX | [8 empty] | VENTURI |  |  |  | XX |  |  | AW
5105775 | UNKNOWN |  | Delete GREEN-W4 (Plant Influent) /METER |  | NJBC | 1 | NJBC-MH-GREEN-W4.. | P203 | OOS | INAC INST | HUSSAARM | 2013-10-13 | 105 GREEN STREET | [6 empty] | XX | [8 empty] | TURBINE/PROPELLER |  |  |  | XX |  |  | AW
5105795 | UNKNOWN |  | Delete GREEN-W3R (Plant Influent) /METER |  | NJBC | 1 | NJBC-MH-GREEN-W3R. | P203 | OOS | INAC INST | HUSSAARM | 2013-10-13 | 76 GREEN STREET | [6 empty] | XX | [8 empty] | TURBINE/PROPELLER |  |  |  | XX |  |  | AW
5106619 | UNKNOWN |  | Delete GREEN-W6 (Plant Influent) /METER |  | NJBC | 1 | NJBC-MH-GREEN-W6.. | P203 | OOS | INAC INST | HUSSAARM | 2013-10-13 | 51 GREEN STREET | [6 empty] | XX | [8 empty] | TURBINE/PROPELLER |  |  |  | XX |  |  | AW
5113215 | NEPTUNE |  | CAMDENREIC FLW 4 CAMD SYS IC(6") /METER |  | NJBC | 1 | NJBC-CM-CARIC | P203 | INSV | INST | HUSSAARM | 2013-10-13 | 2953 RIVER RD |  |  |  |  | SALES |  | XX | [6 empty] | GPM |  | TURBINE/PROPELLER |  |  |  | 6 |  |  | AW | [6 empty] | Y
5113218 | NEPTUNE | NJHH-49-IFLM-1 | CLEMENTIC Flow(6in) /METER |  | NJBC | 1 | NJBC-CM-CLEME | P203 | INSV | INST | HUSSAARM | 2013-10-13 | 282 WHITE HORSE PIKE | [6 empty] | XX | [6 empty] | GPM |  | TURBINE/PROPELLER |  |  |  | 6 |  |  | AW | [6 empty] | Y
5113220 | NEPTUNE |  | PINEHILLCRIC Flow (4in Sales) /METER |  | NJBC | 1 | NJBC-CM-PINEH | P203 | INSV | INST | HUSSAARM | 2013-10-13 | W. Branch |  | 70213377 |  |  | SALES |  | XX | [6 empty] | GPM |  | TURBINE/PROPELLER |  | 0.0 PSI |  | 4 | Y |  | AW |  |  |  | 0.00 UN |  |  | Y
5113222 | NEPTUNE |  | HARRHEIC Flow(6in) /METER |  | NJBC | 1 | NJBC-GL-HARRH | P203 | INSV | INST | HUSSAARM | 2013-10-13 | 121 HELIG RD |  | 70154497 |  |  |  |  | XX | [6 empty] | GPM |  | TURBINE/PROPELLER |  |  |  | 6 | Y |  | AW | [6 empty] | Y
5113224 | UNKNOWN |  | CAMDENFEIC FLW /METER |  | NJBC | 1 | NJBC-CM-CAFIC | P203 | INSV | INST | HUSSAARM | 2013-10-13 | FEDERAL STREET |  |  |  |  | PLANT FINISHED WATER |  | XX | [6 empty] | GPM |  | TURBINE/PROPELLER |  |  |  | XX |  |  | AW | [6 empty] | Y
5113226 | NEPTUNE |  | MANTUAIC Flow (4in Sales) /METER |  | NJBC | 1 | NJBC-GL-MANTU | P203 | INSV | INST | HUSSAARM | 2013-10-13 | 638 MAIN ST |  | 70004412 |  |  | SALES |  | XX | [6 empty] | GPM |  | TURBINE/PROPELLER |  | 0.0 PSI |  | 4 |  |  | AW |  |  |  | 0.00 UN |  |  | Y
5113228 | NEPTUNE |  | ROWANLRIC (2in ) /METER |  | NJBC | 1 | NJBC-GL-ROLIC | P203 | INSV | INST | HUSSAARM | 2013-10-13 | 701 LAMBS RD |  | 70040528 |  |  |  |  | XX | [6 empty] | GPM |  | TURBINE/PROPELLER |  |  |  | 2 |  |  | AW | [6 empty] | Y
5113230 | NEPTUNE |  | ROWANLRIC (4in ) /METER |  | NJBC | 1 | NJBC-GL-ROLIC | P203 | INSV | INST | HUSSAARM | 2013-10-13 | 701 LAMBS RD |  | 70040528 |  |  |  |  | XX | [6 empty] | GPM |  | TURBINE/PROPELLER |  |  |  | 4 |  |  | AW | [6 empty] | Y
5113232 | NEPTUNE |  | WINSLOWIC (6in Sales) /METER |  | NJBC | 1 | NJBC-CM-WIHIC | P203 | INSV | INST | HUSSAARM | 2013-10-13 | 210 HEARTHSTONE DR |  | 70040528 |  |  | SALES |  | XX | [6 empty] | GPM |  | TURBINE/PROPELLER |  | 0.0 PSI |  | 6 |  |  | AW |  |  |  | 0.00 UN |  |  | Y
5103817 | UNKNOWN |  | RANN Finished Water Flow /METER |  | NJPG | 1 | NJPG-PG-RANN. | P203 | INSV | INAC INST | HUSSAARM | 2013-10-13 | 370 HARDING HWY |  |  |  |  | PLANT FINISHED WATER |  | XX | [6 empty] | GPM |  | TURBINE/PROPELLER |  | 0.0 PSI |  | 10 | Y |  | AW |  |  |  | 0.00 UN |  |  | Y
5093258 | #N/A |  | HENRY (4in Sales) /METER |  | NJBC | 1 | NJBC-CM-ANCOR | P203 | INSV | INST | HUSSAARM | 2013-10-13 | HENRY STREET |  |  |  |  | SALES |  | XX | [6 empty] | GPM |  | TURBINE/PROPELLER |  |  |  | 4 |  |  | AW
5093259 | #N/A |  | BLUEA (6in ) /METER |  | NJBC | 1 | NJBC-CM-BLUEA | P203 | INSV | INST | HUSSAARM | 2013-10-13 | BLUE ANCHOR RD / RTE 73 | [6 empty] | XX | [6 empty] | GPM |  | TURBINE/PROPELLER |  |  |  | 6 |  |  | AW
5096157 | UNKNOWN |  | BRIG-W2 (4") /METER |  | NJBP | 1 | NJBP-Z1-BRIG.-W2.. | P203 | INSV | INST | HUSSAARM | 2013-10-13 | 9 RAILROAD AVE |  |  |  |  | PLANT FINISHED WATER |  | XX | [6 empty] | GPM |  | TURBINE/PROPELLER |  | 0.0 PSI |  | 4 | Y |  | AW |  |  |  | 0.00 UN |  |  | Y
5096158 | UNKNOWN |  | BRIG-W3 (4") /METER |  | NJBP | 1 | NJBP-Z1-BRIG.-W3.. | P203 | INSV | INST | HUSSAARM | 2013-10-13 | 9 RAILROAD AVE |  |  |  |  | PLANT FINISHED WATER |  | XX | [6 empty] | GPM |  | TURBINE/PROPELLER |  | 0.0 PSI |  | 4 | Y |  | AW |  |  |  | 0.00 UN |  |  | Y
5096642 | UNKNOWN |  | WALN (Plant Finished Water) /METER |  | NJHR | 1 | NJHR-Z1-WALN. | P203 | INSV | INST | HUSSAARM | 2013-10-13 | 102 BRIDGETON PIKE |  |  |  |  | PLANT FINISHED WATER |  | XX | [6 empty] | GPM |  | TURBINE/PROPELLER |  | 0.0 PSI |  | XX | N |  | AW |  |  |  | 0.00 UN |  |  | N
5096643 | UNKNOWN |  | MILL-W03 (4") /METER |  | NJHR | 1 | NJHR-Z1-MILL.-W03. | P203 | INSV | INST | HUSSAARM | 2013-10-13 | 14 MILL ROAD |  |  |  |  | PLANT FINISHED WATER |  | XX | [6 empty] | GPM |  | TURBINE/PROPELLER |  | 0.0 PSI |  | 4 | N |  | AW |  |  |  | 0.00 UN |  |  | N
5096644 | UNKNOWN |  | WALN-W06 (6") /METER |  | NJHR | 1 | NJHR-Z1-WALN.-W06. | P203 | INSV | INST | HUSSAARM | 2013-10-13 | 102 BRIDGETON PIKE |  |  |  |  | PLANT FINISHED WATER |  | XX | [6 empty] | GPM |  | TURBINE/PROPELLER |  | 0.0 PSI |  | 6 | N |  | AW |  |  |  | 0.00 UN |  |  | N
5096645 | UNKNOWN |  | WOOD-W05 (4") /METER |  | NJHR | 1 | NJHR-Z1-WOOD.-W05. | P203 | INSV | INST | HUSSAARM | 2013-10-13 | 260 WOODLAND AVE |  |  |  |  | PLANT FINISHED WATER |  | XX | [6 empty] | GPM |  | TURBINE/PROPELLER |  | 0.0 PSI |  | 4 | Y |  | AW |  |  |  | 0.00 UN |  |  | Y
5096646 | UNKNOWN |  | WOOD-W07 (4") /METER |  | NJHR | 1 | NJHR-Z1-WOOD.-W07. | P203 | INSV | INST | HUSSAARM | 2013-10-13 | 260 WOODLAND AVE |  |  |  |  | PLANT FINISHED WATER |  | XX | [6 empty] | GPM |  | TURBINE/PROPELLER |  | 0.0 PSI |  | 4 | Y |  | AW |  |  |  | 0.00 UN |  |  | Y
5102848 | UNKNOWN |  | GREEN-W3R (8in Plant Influent) /METER |  | NJBC | 1 | NJBC-MH-GREEN-W3R. | P203 | INSV | INST | HUSSAARM | 2013-10-13 | 76 GREEN STREET |  | 31931489 |  |  | PLANT INFLUENT |  | XX | [8 empty] | TURBINE/PROPELLER |  | 0.0 PSI |  | 8 | Y |  | AW |  |  |  | 0.00 UN |  |  | Y
5102871 | UNKNOWN |  | GREEN-W4 (Plant Influent) /METER |  | NJBC | 1 | NJBC-MH-GREEN-W4.. | P203 | INSV | INST | HUSSAARM | 2013-10-13 | 105 GREEN STREET |  |  |  |  | PLANT INFLUENT |  | XX | [8 empty] | TURBINE/PROPELLER |  |  |  | XX | Y |  | AW | [6 empty] | Y
5102891 | UNKNOWN |  | GREEN-W6 (10in Plant Influent) /METER |  | NJBC | 1 | NJBC-MH-GREEN-W6.. | P203 | INSV | INST | HUSSAARM | 2013-10-13 | 51 GREEN STREET |  |  |  |  | PLANT INFLUENT |  | XX | [8 empty] | TURBINE/PROPELLER |  | 0.0 PSI |  | 10 | Y |  | AW |  |  |  | 0.00 UN |  |  | Y
5103602 | UNKNOWN |  | GREEN GREEN ST TOTAL FIN(12") /METER |  | NJBC | 1 | NJBC-MH-GREEN | P203 | OOS | INAC INST | HUSSAARM | 2013-10-13 | GREEN STREET |  |  |  |  | PLANT FINISHED WATER |  | XX | [8 empty] | TURBINE/PROPELLER |  |  |  | 12 | Y |  | AW | [6 empty] | Y
5103613 | UNKNOWN |  | HOME HOMESTEAD BKWSH /METER |  | NJBC | 1 | NJBC-HS-HOME. | P203 | INSV | INST | HUSSAARM | 2013-10-13 | JACK HEDDING ROAD |  |  |  |  | PLANT BACKWASH |  | XX | [8 empty] | TURBINE/PROPELLER |  | 0.0 PSI |  | XX | Y |  | AW |  |  |  | 0.00 UN |  |  | Y
5103624 | UNKNOWN |  | HOME HOMESTEAD TOTAL FIN /METER |  | NJBC | 1 | NJBC-HS-HOME. | P203 | INSV | INST | HUSSAARM | 2013-10-13 | JACK HEDDING ROAD |  |  |  |  | PLANT FINISHED WATER |  | XX | [8 empty] | TURBINE/PROPELLER |  | 0.0 PSI |  | XX | Y |  | AW |  |  |  | 0.00 UN |  |  | Y
5103635 | NEPTUNE |  | HOME-W1 (6in Plant Influent) /METER |  | NJBC | 1 | NJBC-HS-HOME.-W1.. | P203 | INSV | INST | HUSSAARM | 2013-10-13 | JACK HEDDING ROAD |  | 70130178 |  |  | PLANT INFLUENT |  | XX | [8 empty] | TURBINE/PROPELLER |  | 0.0 PSI |  | 6 | Y |  | AW |  |  |  | 0.00 UN |  |  | Y
5103646 | NEPTUNE |  | HOME-W2 (6in Plant Influent) /METER |  | NJBC | 1 | NJBC-HS-HOME.-W2.. | P203 | INSV | INST | HUSSAARM | 2013-10-13 | 59 LAKE VIEW TER |  | 70130179 |  |  | PLANT INFLUENT |  | XX | [8 empty] | TURBINE/PROPELLER |  | 0.0 PSI |  | 6 | Y |  | AW |  |  |  | 0.00 UN |  |  | Y
5103662 | UNKNOWN |  | MANS-PLT MANSFIELD TOTAL RAW /METER |  | NJBC | 1 | NJBC-MF-MANS.-PLT. | P203 | INSV | INST | HUSSAARM | 2013-10-13 | 3165 RTE 206 |  |  |  |  | PLANT INFLUENT |  | XX | [8 empty] | TURBINE/PROPELLER |  |  |  | 12 | Y |  | AW | [6 empty] | Y
5103686 | UNKNOWN |  | MANS-PLT MANSFIELD TOTAL FIN /METER |  | NJBC | 1 | NJBC-MF-MANS.-PLT. | P203 | INSV | INST | HUSSAARM | 2013-10-13 | 3165 RTE 206 |  |  |  |  | PLANT FINISHED WATER |  | XX | [8 empty] | TURBINE/PROPELLER |  |  |  | 12 | Y |  | AW | [6 empty] | Y
5103810 | UNKNOWN |  | LAYT-W11A Well Flow /METER |  | NJPG | 1 | NJPG-PG-LAYT.-W11A | P203 | INSV | INST | HUSSAARM | 2013-10-13 | 54 PENNSVILLE-AUBURN RD |  |  |  |  | PLANT INFLUENT |  | N | [5 empty] | 350 | GPM |  | TURBINE/PROPELLER |  | 0.0 PSI |  | 6 | N |  | AW |  |  |  | 0.00 UN |  |  | N
5103811 | UNKNOWN |  | LAYT-W02 Well Flow /METER |  | NJPG | 1 | NJPG-PG-LAYT.-W02. | P203 | INSV | INST | HUSSAARM | 2013-10-13 | 50 PENNSVILLE-AUBURN RD |  |  |  |  | PLANT INFLUENT |  | N | [5 empty] | 214 | GPM |  | TURBINE/PROPELLER |  | 0.0 PSI |  | 4 | N |  | AW |  |  |  | 0.00 UN |  |  | N
5103812 | UNKNOWN |  | LAYT-W04 Well Flow /METER |  | NJPG | 1 | NJPG-PG-LAYT.-W04. | P203 | INSV | INST | HUSSAARM | 2013-10-13 | 63 PENNSVILLE-AUBURN RD |  |  |  |  | PLANT INFLUENT |  | N | [5 empty] | 200 | GPM |  | TURBINE/PROPELLER |  | 0.0 PSI |  | 4 | N |  | AW |  |  |  | 0.00 UN |  |  | N
5103813 | UNKNOWN |  | RANN-W1A Well Flow /METER |  | NJPG | 1 | NJPG-PG-RANN.-W1A. | P203 | OOS | INAC INST | HUSSAARM | 2013-10-13 | 370 HARDING HWY |  |  |  |  | PLANT INFLUENT |  | N | [5 empty] | 200 | GPM |  | TURBINE/PROPELLER |  | 0.0 PSI |  | 4 | N |  | AW |  |  |  | 0.00 UN |  |  | N
5103814 | UNKNOWN |  | RANN-W2B Well Flow /METER |  | NJPG | 1 | NJPG-PG-RANN.-W2B. | P203 | OOS | INAC INST | HUSSAARM | 2013-10-13 | 370 HARDING HWY |  |  |  |  | PLANT INFLUENT |  | N | [5 empty] | 200 | GPM |  | TURBINE/PROPELLER |  | 0.0 PSI |  | 4 | N |  | AW |  |  |  | 0.00 UN |  |  | N
5103815 | UNKNOWN |  | RANN-W3A Well /FLOWMETER |  | NJPG | 1 | NJPG-PG-RANN.-W3A. | P203 | OOS | INAC INST | HUSSAARM | 2013-10-13 | 370 HARDING HWY |  |  |  |  | PLANT INFLUENT |  | N | [5 empty] | 75 | GPM |  | TURBINE/PROPELLER |  | 0.0 PSI |  | 4 | N |  | AW |  |  |  | 0.00 UN |  |  | N
5103816 | UNKNOWN |  | RANN-W7 Well Flow /METER |  | NJPG | 1 | NJPG-PG-RANN.-W7.. | P203 | OOS | INAC INST | HUSSAARM | 2013-10-13 | 370 HARDING HWY |  |  |  |  | PLANT FINISHED WATER |  | N | [5 empty] | 500 | GPM |  | ORIFICE |  | 0.0 PSI |  | 6 | N | 4-20MA | AW |  |  |  | 0.00 UN |  |  | Y
5113234 | UNKNOWN | NJHH-54-IFLT-1 | MAPLECOIC (6in) /METER |  | NJBC | 1 | NJBC-BU-MACIC | P203 | INSV | INST | HUSSAARM | 2013-10-13 | 665 N COLES AVE | [6 empty] | XX | [6 empty] | GPM |  | COMPOUND |  | 0.0 PSI |  | 6 |  |  | AW |  |  |  | 0.00 UN |  |  | Y
5113299 | UNKNOWN |  | HADDONHTS STA TOTAL FLW /METER |  | NJBC | 1 | NJBC-CM-HAHTS | P203 | INSV | INST | HUSSAARM | 2013-10-13 | 614 W. Atlantic Ave |  |  |  |  | PLANT FINISHED WATER |  | XX | [6 empty] | GPM |  | MASSFLOW |  |  |  | XX |  |  | AW | [6 empty] | Y
5113601 | UNKNOWN | NJHH-129-IFLT-1 | LAURELSP STA TOTAL FLW /METER |  | NJBC | 1 | NJBC-CM-LAURE | P203 | INSV | INST | HUSSAARM | 2013-10-13 | 820 GRAND AVENUE |  |  |  |  | PLANT FINISHED WATER |  | XX | [6 empty] | GPM |  | MASSFLOW |  |  |  | XX |  |  | AW | [6 empty] | Y
5113603 | NEPTUNE |  | WOODBURY FLW WBURY HGT(4" Sales) /METER |  | NJBC | 1 | NJBC-GL-WOODB | P203 | INSV | INST | HUSSAARM | 2013-10-13 | 770 Clearview Ave |  | 70017953 |  |  | SALES |  | XX | [6 empty] | GPM |  | TURBINE/PROPELLER |  | 0.0 PSI |  | 4 | Y |  | AW |  |  |  | 0.00 UN |  |  | Y
5113605 | UNKNOWN | NJHH-119-IFLM-1 | MOORESCHIC Flow(8in) /METER |  | NJBC | 1 | NJBC-BU-MOORE | P203 | INSV | INST | HUSSAARM | 2013-10-13 | 1274 N CHURCH ST | [6 empty] | XX | [6 empty] | GPM |  | TURBINE/PROPELLER |  | 0.0 PSI |  | 8 |  |  | AW |  |  |  | 0.00 UN |  |  | Y
5113607 | UNKNOWN | NJHH-119-IFLT-1 | OLDORCHARD STA TOTAL FLW /METER |  | NJBC | 1 | NJBC-CM-OLDOR | P203 | INSV | INST | HUSSAARM | 2013-10-13 | ROUTE 70 EAST AT OLD ORCHARD ROAD |  |  |  |  | PLANT FINISHED WATER |  | XX | [6 empty] | GPM |  | MASSFLOW |  |  |  | XX |  |  | AW | [6 empty] | Y
5113610 | UNKNOWN | NJHH-128-IFLT-1 | OTTERBRK STA TOTAL FLW /METER |  | NJBC | 1 | NJBC-CM-OTTER | P203 | INSV | INST | HUSSAARM | 2013-10-13 | 900 SAN JOSE DR |  |  |  |  | PLANT FINISHED WATER |  | XX | [6 empty] | GPM |  | MASSFLOW |  |  |  | XX |  |  | AW | [6 empty] | Y
5113612 | UNKNOWN | NJHH-114-IFLT-1 | POMONA-ALB-IC (8in Plant Process) /METER |  | NJBC | 1 | NJBC-BU-POMON-ALB.-IC.. | P203 | INSV | INST | HUSSAARM | 2013-10-13 | 911 POMONA ROAD |  |  |  |  | PLANT PROCESS |  | XX | [5 empty] | 3000000 | GPM |  | TURBINE/PROPELLER |  |  |  | 8 | Y |  | AW | [6 empty] | Y
5113614 | NEPTUNE |  | WOODBURY FLW WBRY CITY(4" Sales) /METER |  | NJBC | 1 | NJBC-GL-WOODB | P203 | INSV | INST | HUSSAARM | 2013-10-13 | 770 Clearview Ave |  | 70027022 |  |  | SALES |  | XX | [6 empty] | GPM |  | TURBINE/PROPELLER |  | 0.0 PSI |  | 4 | Y |  | AW |  |  |  | 0.00 UN |  |  | Y
5113617 | NEPTUNE |  | MEDFORDIC Flow (8in Sales) /METER |  | NJBC | 1 | NJBC-BU-MEDFO | P203 | INSV | INST | HUSSAARM | 2013-10-13 | 333 MEDFORD-MT HOLLY ROAD |  | 70178018 |  |  | SALES |  | XX | [6 empty] | GPM |  | TURBINE/PROPELLER |  | 0.0 PSI |  | 8 | Y |  | AW |  |  |  | 0.00 UN |  |  | Y
5113620 | NEPTUNE |  | NATIONPKIC Flow (3in Sales) /METER |  | NJBC | 1 | NJBC-GL-NATIO | P203 | INSV | INST | HUSSAARM | 2013-10-13 | 7 S GROVE AVE |  | 84013629 |  |  | SALES |  | XX | [6 empty] | GPM |  | TURBINE/PROPELLER |  | 0.0 PSI |  | 3 | Y |  | AW |  |  |  | 0.00 UN |  |  | Y
5113622 | SENSUS | NJHH-14-IFLT-21 | VOORHEES-W21 FLW(8") /METER |  | NJBC | 1 | NJBC-CM-VOORH-W21. | P203 | INSV | INST | HUSSAARM | 2013-10-13 | EVESHAM RD AT GOLF VIEW DRIVE |  |  |  |  | PLANT INFLUENT |  | XX | [5 empty] | 1000 | GPM |  | TURBINE/PROPELLER |  |  |  | 8 | Y |  | AW | [6 empty] | Y
5113624 | NEPTUNE |  | SOMERDALE-W14 FLW(6") /METER |  | NJBC | 1 | NJBC-CM-SOMER-W14. | P203 | INSV | INST | HUSSAARM | 2013-10-13 | 26 ELM AVE |  |  |  |  | PLANT INFLUENT |  | XX | [5 empty] | 500 | GPM |  | TURBINE/PROPELLER |  |  |  | 6 | Y |  | AW | [6 empty] | Y
5113626 | NEPTUNE | NJHH-117-IFLM-1 | MTLAURHOIC (6in Sales) /METER |  | NJBC | 1 | NJBC-BU-MLHIC | P203 | INSV | INST | HUSSAARM | 2013-10-13 | 10307 HORIZON WAY |  |  |  |  | SALES |  | XX | [6 empty] | GPM |  | COMPOUND |  | 0.0 PSI |  | 6 | Y |  | AW |  |  |  | 0.00 UN |  |  | Y
5113628 | NEPTUNE | NJHH-90-IFLM-1 | PEMBERTIC (4in Emerg Sales) /METER |  | NJBC | 1 | NJBC-BU-PEMBE | P203 | INSV | INST | HUSSAARM | 2013-10-13 | 1106 PEMBERTON-BROWNS MILLS RD |  |  |  |  | EMERG SALES |  | XX | [5 empty] | 0 | GPM |  | COMPOUND |  |  |  | 4 | N |  | AW | [6 empty] | N
5113630 | NEPTUNE |  | PEMBERTIC (2in Emerg Sales) /METER |  | NJBC | 1 | NJBC-BU-PEMBE | P203 | INSV | INST | HUSSAARM | 2013-10-13 | 1106 PEMBERTON-BROWNS MILLS RD |  |  |  |  | EMERG SALES |  | XX | [5 empty] | 0 | GPM |  | TURBINE/PROPELLER |  |  |  | 2 | N |  | AW | [6 empty] | N
5113632 | NEPTUNE |  | RUNNEMEDE-W19 FLW(8") /METER |  | NJBC | 1 | NJBC-CM-RUNNE-W19. | P203 | INSV | INST | HUSSAARM | 2013-10-13 | 28 ST CLAIR AVE |  |  |  |  | PLANT INFLUENT |  | XX | [5 empty] | 770 | GPM |  | TURBINE/PROPELLER |  | 0.0 PSI |  | 8 | Y |  | AW |  |  |  | 0.00 UN |  |  | Y
5113634 | BIF | NJHH-73-IVFT-1 | POMONA VNTURI TUBE(12") /METER |  | NJBC | 1 | NJBC-BU-POMON | P203 | INSV | INST | HUSSAARM | 2013-10-13 | 915 POMONA ROAD |  |  |  |  | PLANT FINISHED WATER |  | XX | [5 empty] | 3000000 | GPM |  | VENTURI |  |  |  | 12 | Y |  | AW | [6 empty] | Y
5113636 | UNKNOWN | NJHH-69-IFLT-27 | POMONA-ALB FLW(8") /METER |  | NJBC | 1 | NJBC-BU-POMON-ALB. | P203 | INSV | INST | HUSSAARM | 2013-10-13 | 911 POMONA ROAD |  |  |  |  | PLANT PROCESS |  | XX | [5 empty] | 300 | GPM |  | ORIFICE |  |  |  | 8 | Y |  | AW | [6 empty] | Y
5113638 | NEPTUNE | NJHH-69-IFLT-14 | POMONA-ALB-W14 FLW(8") /METER |  | NJBC | 1 | NJBC-BU-POMON-ALB.-W14. | P203 | INSV | INST | HUSSAARM | 2013-10-13 | 2712 NEW ALBANY RD |  |  |  |  | PLANT INFLUENT |  | XX | [5 empty] | 1000 | GPM |  | TURBINE/PROPELLER |  |  |  | 8 | Y |  | AW | [6 empty] | Y
5113641 | NEPTUNE | NJHH-69-IFLT-26 | POMONA-ALB-W26 FLW(8") /METER |  | NJBC | 1 | NJBC-BU-POMON-ALB.-W26. | P203 | INSV | INST | HUSSAARM | 2013-10-13 | 2712 NEW ALBANY RD |  |  |  |  | PLANT INFLUENT |  | XX | [5 empty] | 800 | GPM |  | TURBINE/PROPELLER |  |  |  | 8 | Y |  | AW | [6 empty] | Y
5113644 | NEPTUNE | NJHH-73-IFLT-10 | POMONA-W10 FLW(6") /METER |  | NJBC | 1 | NJBC-BU-POMON-W10. | P203 | INSV | INST | HUSSAARM | 2013-10-13 | 915 POMONA RD |  |  |  |  | PLANT INFLUENT |  | XX | [5 empty] | 700 | GPM |  | TURBINE/PROPELLER |  |  |  | 6 | Y |  | AW | [6 empty] | Y
5113646 | NEPTUNE | NJHH-73-IFLT-12 | POMONA-W12 FLW(8") /METER |  | NJBC | 1 | NJBC-BU-POMON-W12. | P203 | INSV | INST | HUSSAARM | 2013-10-13 | 915 POMONA RD |  |  |  |  | PLANT INFLUENT |  | XX | [5 empty] | 700 | GPM |  | TURBINE/PROPELLER |  |  |  | 8 | Y |  | AW | [6 empty] | Y
5113649 | NEPTUNE |  | OTTERBRK-W39 FLW(10") /METER |  | NJBC | 1 | NJBC-CM-OTTER-W39. | P203 | INSV | INST | HUSSAARM | 2013-10-13 | 77 JUNE DR |  |  |  |  | PLANT INFLUENT |  | XX | [5 empty] | 1400 | GPM |  | TURBINE/PROPELLER |  |  |  | 10 | Y |  | AW | [6 empty] | Y
5113651 | NEPTUNE | NJHH-74-IFLT-28 | STEPHENS-W28 FLW 4 WL PMP(10") /METER |  | NJBC | 1 | NJBC-BU-STEPH-W28. | P203 | INSV | INST | HUSSAARM | 2013-10-13 | 208 STEPHEN DR |  |  |  |  | PLANT INFLUENT |  | XX | [5 empty] | 1000 | GPM |  | TURBINE/PROPELLER |  |  |  | 10 | Y |  | AW | [6 empty] | Y
5113653 | NEPTUNE | NJHH-74-IFLT-31 | STEPHENS-W31 FLW(8") /METER |  | NJBC | 1 | NJBC-BU-STEPH-W31. | P203 | INSV | INST | HUSSAARM | 2013-10-13 | 210 STEPHEN DR |  |  |  |  | PLANT INFLUENT |  | XX | [5 empty] | 1000 | GPM |  | TURBINE/PROPELLER |  |  |  | 8 | Y |  | AW | [6 empty] | Y
5113655 | NEPTUNE | NJHH-144-IFLT-1 | SUNBURY-W96 FLW(AKA W1)(4") /METER |  | NJBC | 1 | NJBC-PB-SUNBU-W96. | P203 | INSV | INST | HUSSAARM | 2013-10-13 | 246 ANDERSON ROAD |  |  |  |  | PLANT FINISHED WATER |  | XX | [5 empty] | 150 | GPM |  | TURBINE/PROPELLER |  |  |  | 4 | Y |  | AW | [6 empty] | Y
5113296 | UNKNOWN |  | BROWNING STA TOTAL FLW /METER |  | NJBC | 1 | NJBC-CM-BROWN | P203 | INSV | INST | HUSSAARM | 2013-10-13 | BROWINING LANE |  |  |  |  | PLANT FINISHED WATER |  | XX | [6 empty] | GPM |  | MASSFLOW |  |  |  | XX |  |  | AW | [6 empty] | Y
5113237 | NEPTUNE |  | STATION-BAR (4in Plant Process) /METER |  | NJBC | 1 | NJBC-CM-STATI-BAR. | P203 | INSV | INST | HUSSAARM | 2013-10-13 | 2 STATION AVE |  |  |  |  | PLANT PROCESS |  | XX | [5 empty] | 300 | GPM |  | TURBINE/PROPELLER |  |  |  | 4 | Y |  | AW | [6 empty] | Y
5113239 | NEPTUNE |  | BERLINCOIC (6in ) /METER |  | NJBC | 1 | NJBC-CM-BERLI | P203 | INSV | INST | HUSSAARM | 2013-10-13 | 74 COOPER RD | [6 empty] | XX | [6 empty] | GPM |  | TURBINE/PROPELLER |  | 0.0 PSI |  | 6 |  |  | AW |  |  |  | 0.00 UN |  |  | Y
5113242 | UNKNOWN | NJHH-53-IFLT-32 | COOPER-W32 (8in Plant Influent) /METER |  | NJBC | 1 | NJBC-BU-COOPE-W32. | P203 | INSV | INST | HUSSAARM | 2013-10-13 | 100 HENDRICKSON AVE |  |  |  |  | PLANT INFLUENT |  | XX | [5 empty] | 700 | GPM |  | ULTRASONIC DOPPLER |  |  |  | 8 | Y |  | AW | [6 empty] | Y
5113244 | UNKNOWN |  | EGREENHAIC Not In Service(6in ) /METER |  | NJBC | 1 | NJBC-GL-EGHIC | P203 | OOS | INST | HUSSAARM | 2013-10-13 | 208 Harrison Ave |  | 70112846 |  |  |  |  | XX | [6 empty] | GPM |  | TURBINE/PROPELLER |  |  |  | 6 |  |  | AW | [6 empty] | Y
5113246 | NEPTUNE | NJHH-50-IFLT-7 | BEVERLY STA 2 BE ABANDONED /METER |  | NJBC | 1 | NJBC-BU-BEVER | P203 | OOS | INAC INST | HUSSAARM | 2013-10-13 | 40 BROAD ST |  |  |  |  | PLANT INFLUENT |  | XX | [6 empty] | GPM |  | TURBINE/PROPELLER |  |  |  | XX | Y |  | AW | [6 empty] | Y
5113248 | NEPTUNE |  | EGREENHAIC FLW E GRNWCH(6" Sales) /METER |  | NJBC | 1 | NJBC-GL-EGHIC | P203 | INSV | INST | HUSSAARM | 2013-10-13 | 208 Harrison Ave |  | 70112847 |  |  | SALES |  | XX | [6 empty] | GPM |  | TURBINE/PROPELLER |  |  |  | 6 | Y |  | AW | [6 empty] | Y
5113251 | NEPTUNE |  | EGREENUNIC (4in Sales) /METER |  | NJBC | 1 | NJBC-GL-EGUIC | P203 | INSV | INST | HUSSAARM | 2013-10-13 | 822 MIDDLESBOROUGH WAY |  | 70198111 |  |  | SALES |  | XX | [6 empty] | GPM |  | TURBINE/PROPELLER |  |  |  | 4 |  |  | AW | [6 empty] | Y
5113253 | NEPTUNE |  | MERCHCHIC (3in ) /METER |  | NJBC | 1 | NJBC-CM-MECIC | P203 | INSV | INST | HUSSAARM | 2013-10-13 | 462 3RD AVE |  | 70156069 |  |  |  |  | XX | [6 empty] | GPM |  | TURBINE/PROPELLER |  | 0.0 PSI |  | 3 |  |  | AW |  |  |  | 0.00 UN |  |  | Y
5113255 | NEPTUNE | NJHH-60-IVFT-1 | CHURCHRCHL Camden City Flo/METER |  | NJBC | 1 | NJBC-BU-CHURC | P203 | INSV | INST | HUSSAARM | 2013-10-13 | CHURCH ROAD |  |  |  |  | DISTRIBUTION ZONE |  | XX | [5 empty] | 1000000 | GPM |  | TURBINE/PROPELLER |  |  |  | 12 | Y |  | AW | [6 empty] | Y
5113257 | NEPTUNE | NJHH-60-IFLT-1 | MERCHCHIC (8in ) /METER |  | NJBC | 1 | NJBC-CM-MECIC | P203 | INSV | INST | HUSSAARM | 2013-10-13 | 462 3RD AVE |  | 70156070 |  |  |  |  | XX | [6 empty] | GPM |  | TURBINE/PROPELLER |  | 0.0 PSI |  | 8 |  |  | AW |  |  |  | 0.00 UN |  |  | Y
5113260 | UNKNOWN | NJHH-53-IFLT-1 | COOPER FLW 4 STA(12") /METER |  | NJBC | 1 | NJBC-BU-COOPE | P203 | INSV | INST | HUSSAARM | 2013-10-13 | 100 HENDRICKSON AVE |  |  |  |  | PLANT FINISHED WATER |  | XX | [5 empty] | 1000000 | GPM |  | ULTRASONIC DOPPLER |  | 0.0 PSI |  | 12 | Y |  | AW |  |  |  | 0.00 UN |  |  | Y
5113262 | NEPTUNE | NJHH-135-IFLM-1 | WDEPTPRKIC (4in Sales) /METER |  | NJBC | 1 | NJBC-GL-WDEPT | P203 | INSV | INST | HUSSAARM | 2013-10-13 | 901 DANTE CT |  | 70027046 |  |  | SALES |  | XX | [6 empty] | GPM |  | TURBINE/PROPELLER |  |  |  | 4 |  |  | AW | [6 empty] | Y
5113265 | BIF | NJHH-52-IFLT-22 | COOPER-IVY-W22 FLW 4 STA(8") /METER |  | NJBC | 1 | NJBC-BU-COOPE-IVY.-W22. | P203 | INSV | INST | HUSSAARM | 2013-10-13 | 213 IVY RD |  |  |  |  | PLANT FINISHED WATER |  | XX | [5 empty] | 600 | GPM |  | VENTURI |  |  |  | 8 | Y |  | AW | [6 empty] | Y
5113267 | UNKNOWN | NJHH-122-IFLT-1 | GLOUCNICIC Flow /METER |  | NJBC | 1 | NJBC-GL-GLNIC | P203 | INSV | INST | HUSSAARM | 2013-10-13 | 103 NICHOLSON RD | [6 empty] | XX | [6 empty] | GPM |  | TURBINE/PROPELLER |  |  |  | XX |  |  | AW | [6 empty] | Y
5113269 | NEPTUNE |  | PITMANIC Stn Discharge(4" Sales) /METER |  | NJBC | 1 | NJBC-GL-PITMA | P203 | INSV | INST | HUSSAARM | 2013-10-13 | 598 PITMAN RD |  | 70009890 |  |  | SALES |  | XX | [6 empty] | GPM |  | TURBINE/PROPELLER |  | 0.0 PSI |  | 4 |  |  | AW |  |  |  | 0.00 UN |  |  | Y
5113271 | NEPTUNE | NJHH-41-IFLT-18 | EGBERT-W18 FLW(8") /METER |  | NJBC | 1 | NJBC-CM-EGBER-W18. | P203 | INSV | INST | HUSSAARM | 2013-10-13 | 1328 SYLVAN AVE |  |  |  |  | PLANT INFLUENT |  | XX | [5 empty] | 700 | GPM |  | TURBINE/PROPELLER |  |  |  | 8 | Y |  | AW | [6 empty] | Y
5113274 | NEPTUNE |  | EGBERT-W35 FLW(6") /METER |  | NJBC | 1 | NJBC-CM-EGBER-W35. | P203 | INSV | INST | HUSSAARM | 2013-10-13 | 1328 SYLVAN AVE |  |  |  |  | PLANT INFLUENT |  | XX | [5 empty] | 700 | GPM |  | TURBINE/PROPELLER |  |  |  | 6 | Y |  | AW | [6 empty] | Y
5113276 | NEPTUNE |  | GREENTRIC Sump Side(8in) /METER |  | NJBC | 1 | NJBC-BU-GREEN | P203 | INSV | INST | HUSSAARM | 2013-10-13 | SPRINGDALE ROAD |  | 70040528 |  |  |  |  | XX | [6 empty] | GPM |  | TURBINE/PROPELLER |  |  |  | 8 |  |  | AW | [6 empty] | Y
5113278 | NEPTUNE | NJHH-123-IFLM-1 | GREENTRIC OPP SUMP SIDE(8") /METER |  | NJBC | 1 | NJBC-BU-GREEN | P203 | INSV | INST | HUSSAARM | 2013-10-13 | SPRINGDALE ROAD |  | 70040528 |  |  | SALES |  | XX | [6 empty] | GPM |  | TURBINE/PROPELLER |  |  |  | 8 |  |  | AW | [6 empty] | Y
5113280 | NEPTUNE | NJHH-127-IFLM-1 | HAINESMOIC (8in) /METER |  | NJBC | 1 | NJBC-BU-HMOIC | P203 | INSV | INST | HUSSAARM | 2013-10-13 | 1005 WESTFIELD RD |  | 70004711 |  |  |  |  | XX | [6 empty] | GPM |  | TURBINE/PROPELLER |  | 0.0 PSI |  | 8 |  |  | AW |  |  |  | 0.00 UN |  |  | Y
5113282 | NEPTUNE |  | HAINESMOIC (6in Sales) /METER |  | NJBC | 1 | NJBC-BU-HMOIC | P203 | INSV | INST | HUSSAARM | 2013-10-13 | 1005 WESTFIELD RD |  | 70032559 |  |  | SALES |  | XX | [6 empty] | GPM |  | TURBINE/PROPELLER |  | 0.0 PSI |  | 6 |  |  | AW |  |  |  | 0.00 UN |  |  | Y
5113284 | UNKNOWN | NJHH-76-IFLM-1 | HIGHLAND ROCKWL FLW(12") /METER |  | NJBC | 1 | NJBC-BU-HIGHL | P203 | INSV | INST | HUSSAARM | 2013-10-13 | 1007 Highland Ave |  |  |  |  | PLANT FINISHED WATER |  | XX | [5 empty] | 3000000 | GPM |  | ULTRASONIC DOPPLER |  |  |  | 12 | Y |  | AW | [6 empty] | Y
5113287 | NEPTUNE | NJHH-76-IFLT-13 | HIGHLAND-W13 FLW(8") /METER |  | NJBC | 1 | NJBC-BU-HIGHL-W13. | P203 | INSV | INST | HUSSAARM | 2013-10-13 | 1102 MORGAN AVE |  |  |  |  | PLANT INFLUENT |  | XX | [5 empty] | 700 | GPM |  | TURBINE/PROPELLER |  |  |  | 8 | Y |  | AW | [6 empty] | Y
5113289 | NEPTUNE | NJHH-76-IFLT-27 | HIGHLAND-W27 FLW(6") /METER |  | NJBC | 1 | NJBC-BU-HIGHL-W27. | P203 | INSV | INST | HUSSAARM | 2013-10-13 | 1007 HIGHLAND AVE |  |  |  |  | PLANT INFLUENT |  | XX | [5 empty] | 1000 | GPM |  | TURBINE/PROPELLER |  |  |  | 6 | Y |  | AW | [6 empty] | Y
5113292 | UNKNOWN | NJHH-58-IFLT-19 | LEONAVE ABANDONED(6") /METER |  | NJBC | 1 | NJBC-BU-LEONA | P203 | OOS | INST | HUSSAARM | 2013-10-13 | 525 LEON AVE |  |  |  |  | PLANT INFLUENT |  | XX | [5 empty] | 700 | GPM |  | TURBINE/PROPELLER |  |  |  | 6 |  |  | AW | [6 empty] | Y
5113294 | NEPTUNE | NJHH-54-IFLM-1 | MAPLEWAVIC (4in Sales) /METER |  | NJBC | 1 | NJBC-BU-MAWIC | P203 | INSV | INST | HUSSAARM | 2013-10-13 | 103 WAVERLY AVE |  | 70009810 |  |  | SALES |  | XX | [6 empty] | GPM |  | TURBINE/PROPELLER |  | 0.0 PSI |  | 4 | Y |  | AW |  |  |  | 0.00 UN |  |  | Y
5206209 | UNKNOWN |  | DRWTP-TRMT-OZNE Line B /METER |  | NJBC | 6 | NJBC-BU-DRWTP-TRMT-OZNE | P203 | INSV | INST | TAYLORDM | 2015-09-17 | 213 CARRIAGE LANE |  |  |  |  | PLANT PROCESS |  | N | [6 empty] | CFM |  | MASSFLOW |  | 0.0 PSI |  | 1 | N |  | AW |  |  |  | 0.00 UN |  |  | N
5207805 | ROSEMOUNT |  | ELKIC Flow (4" Sales) /METER |  | NJBC | 1 | NJBC-GL-ELKAU | P203 | OOS | INAC INST | TAYLORDM | 2015-10-21 | 603 AURA RD |  |  |  |  | SALES |  | Y | [6 empty] | GPM |  | MAGNETIC |  | 0.0 PSI |  | 4 | Y |  | AW |  |  |  | 0.00 UN |  |  | Y
5207804 | NEPTUNE |  | ELKIC Flow (3" Sales) /METER |  | NJBC | 1 | NJBC-GL-ELKAU | P203 | OOS | INAC INST | TAYLORDM | 2015-10-21 | 603 AURA RD |  |  |  |  | SALES |  | XX | [6 empty] | GPM |  | TURBINE/PROPELLER |  | 0.0 PSI |  | 3 | Y |  | AW |  |  |  | 0.00 UN |  |  | Y
5207803 | NEPTUNE |  | WOOLWIC Flow (4"Sales) /METER |  | NJLO | 1 | NJLO-Z1-BECK.-WOOL | P203 | INSV | INST | TAYLORDM | 2015-10-21 | 1547 High Hill Rd |  |  |  |  | SALES |  | XX | [6 empty] | GPM |  | TURBINE/PROPELLER |  | 0.0 PSI |  | 4 | Y |  | AW |  |  |  | 0.00 UN |  |  | Y
5207802 | NEPTUNE |  | BLACKIC (4in Sales) /METER |  | NJBC | 1 | NJBC-CM-BLACK | P203 | INSV | INST | TAYLORDM | 2015-10-21 | CAMERON / HIDER LANE |  |  |  |  | SALES |  | XX | [6 empty] | GPM |  | TURBINE/PROPELLER |  |  |  | 4 |  |  | AW
5207801 | NEPTUNE |  | MTLAURHOIC Wahoo (8" Sales) /METER |  | NJBC | 1 | NJBC-BU-MLHIC | P203 | INSV | INST | TAYLORDM | 2015-10-21 | Church Rd @ Wahoo |  |  |  |  | SALES |  | XX | [6 empty] | GPM |  | COMPOUND |  | 0.0 PSI |  | 8 | Y |  | AW |  |  |  | 0.00 UN |  |  | Y
5207800 | NEPTUNE |  | MTLAURHOIC (2" Sales) /METER |  | NJBC | 1 | NJBC-BU-MLHIC | P203 | INSV | INST | TAYLORDM | 2015-10-21 | 10307 HORIZON WAY |  |  |  |  | SALES |  | XX | [6 empty] | GPM |  | COMPOUND |  | 0.0 PSI |  | 2 | Y |  | AW |  |  |  | 0.00 UN |  |  | Y
5206961 | NEPTUNE |  | MTLAURHOIC Briggs (6in Sales) /METER |  | NJBC | 1 | NJBC-BU-MLBIC | P203 | INSV | INST | TAYLORDM | 2015-10-21 | 3321 MARNE HWY |  |  |  |  | SALES |  | XX | [6 empty] | GPM |  | COMPOUND |  | 0.0 PSI |  | 6 | Y |  | AW |  |  |  | 0.00 UN |  |  | Y
5206960 | UNKNOWN |  | MOORESCHIC (Bort) Flow(8in Sales) /METER |  | NJBC | 1 | NJBC-BU-MOORE | P203 | INSV | INST | TAYLORDM | 2015-10-21 | Borton Landing Rd and Westfield Ave |  |  |  |  | SALES |  | XX | [6 empty] | GPM |  | TURBINE/PROPELLER |  | 0.0 PSI |  | 8 |  |  | AW |  |  |  | 0.00 UN |  |  | Y
5206959 | NEPTUNE |  | WINSLOWIC (8in Sales) /METER |  | NJBC | 1 | NJBC-CM-WIBST | P203 | INSV | INST | TAYLORDM | 2015-10-21 | 80 COOPER RD |  |  |  |  | SALES |  | XX | [6 empty] | GPM |  | TURBINE/PROPELLER |  | 0.0 PSI |  | 8 |  |  | AW |  |  |  | 0.00 UN |  |  | Y
5206958 | NEPTUNE |  | GLASSBIC Flow (6" Sales) /METER |  | NJBC | 1 | NJBC-GL-GLASS | P203 | INSV | INST | TAYLORDM | 2015-10-21 | 450 AURA RD |  |  |  |  | SALES |  | XX | [6 empty] | GPM |  | TURBINE/PROPELLER |  | 0.0 PSI |  | 6 | Y |  | AW |  |  |  | 0.00 UN |  |  | Y
5206957 | NEPTUNE |  | DEPTFIC Flow(6" Sales) /METER |  | NJBC | 1 | NJBC-GL-DEPTP | P203 | INSV | INST | TAYLORDM | 2015-10-21 | 582 PRINCETON BLVD | [6 empty] | XX | [6 empty] | GPM |  | TURBINE/PROPELLER |  | 0.0 PSI |  | 6 | Y |  | AW |  |  |  | 0.00 UN |  |  | Y
5206956 | NEPTUNE |  | DEPTFIC Flow (8" Sales) /METER |  | NJBC | 1 | NJBC-GL-DEPTC | P203 | INSV | INST | TAYLORDM | 2015-10-21 | 1570 CLEMENTS BRIDGE RD |  |  |  |  | SALES |  | XX | [6 empty] | GPM |  | TURBINE/PROPELLER |  | 0.0 PSI |  | 8 | Y |  | AW |  |  |  | 0.00 UN |  |  | Y
6006300 | UNKNOWN | NJHH-7-IFLT-25 | DRWTP-TRMT O3 Open Loop COOLNG /METER |  | NJBC | F | NJBC-BU-DRWTP-TRMT | P203 | INSV | DLFL INAC INST | TAYLORDM | 2015-11-05 | 213 CARRIAGE LANE |  |  |  |  | PLANT PROCESS |  | N | [6 empty] | GPM |  | VENTURI |  |  |  | 3 | Y |  | AW | [6 empty] | Y
5208318 | UNKNOWN | NJHH-7-IFLM-17 | DRWTP-TRMT FIT 303B FLOW /METER |  | NJBC | 1 | NJBC-BU-DRWTP-TRMT-OZNE | P203 | INSV | INST | TAYLORDM | 2015-11-05 | 213 CARRIAGE LANE |  |  |  |  | PLANT PROCESS |  | N | [6 empty] | CFM |  | MASSFLOW |  |  |  | 1 | N |  | AW | [6 empty] | N
5208309 | UNKNOWN | NJHH-7-IFLT-90 | DRWTP-TRMT Nitrogen GAS Flow Tran /METER |  | NJBC | 1 | NJBC-BU-DRWTP-TRMT-OZNE | P203 | INSV | INST | TAYLORDM | 2015-11-05 | 213 CARRIAGE LANE |  |  |  |  | PLANT PROCESS |  | N | [6 empty] | CFM |  | MASSFLOW |  |  |  | 6 | Y |  | AW | [6 empty] | Y
5208308 | UNKNOWN | NJHH-7-IFLT-89 | DRWTP-TRMT GEN 4 IN COOLING /METER |  | NJBC | 1 | NJBC-BU-DRWTP-TRMT-OZNE | P203 | INSV | INST | TAYLORDM | 2015-11-05 | 213 CARRIAGE LANE |  |  |  |  | PLANT PROCESS |  | N | [6 empty] | CFM |  | VENTURI |  |  |  | 1 | Y |  | AW | [6 empty] | Y
5208305 | UNKNOWN | NJHH-7-IFLT-25 | DRWTP-TRMT O3 Open Loop COOLNG /METER |  | NJBC | 1 | NJBC-BU-DRWTP-TRMT-OZNE | P203 | INSV | INST | TAYLORDM | 2015-11-05 | 213 CARRIAGE LANE |  |  |  |  | PLANT PROCESS |  | N | [6 empty] | GPM |  | VENTURI |  |  |  | 3 | Y |  | AW | [6 empty] | Y
5208306 | UNKNOWN | NJHH-7-IFLT-87 | DRWTP-TRMT O3 GEN 4 IN GAS (1in) /METER |  | NJBC | 1 | NJBC-BU-DRWTP-TRMT-OZNE | P203 | INSV | INST | TAYLORDM | 2015-11-05 | 213 CARRIAGE LANE |  |  |  |  | PLANT PROCESS |  | N | [6 empty] | CFM |  | VENTURI |  |  |  | 1 | Y |  | AW | [6 empty] | Y
5208307 | UNKNOWN | NJHH-7-IFLT-88 | DRWTP-TRMT GEN 4 PSU IN COOLING /METER |  | NJBC | 1 | NJBC-BU-DRWTP-TRMT-OZNE | P203 | INSV | INST | TAYLORDM | 2015-11-05 | 213 CARRIAGE LANE |  |  |  |  | PLANT PROCESS |  | N | [6 empty] | CFM |  | VENTURI |  |  |  | 1 | Y |  | AW | [6 empty] | Y
5211290 | ROSEMOUNT |  | RANN SANITARY MTR /METER |  | NJPG | 1 | NJPG-PG-RANN.-TRT. | P203 | INSV | INST | LOD_EAM_02 | 2016-02-04 | 370 HARDING HWY |  | 15785 | [13 empty] | ORIFICE |  |  |  | 1 |  |  | AW
5211291 | NEPTUNE |  | RANN WELL 1A /METER |  | NJPG | 1 | NJPG-PG-RANN.-W1A. | P203 | INSV | INST | LOD_EAM_02 | 2016-02-04 | 370 HARDING HWY |  | 70187691 | [13 empty] | TURBINE/PROPELLER |  |  |  | 4 |  |  | AW
5211289 | ROSEMOUNT |  | RANN DECANT /METER |  | NJPG | 1 | NJPG-PG-RANN. | P203 | INSV | INST | LOD_EAM_02 | 2016-02-04 | 370 HARDING HWY |  | 14801 | [13 empty] | MAGNETIC |  |  |  | 8 |  |  | AW
5211288 | ROSEMOUNT |  | RANN GAC BACKWASH WASTE /METER |  | NJPG | 1 | NJPG-PG-RANN. | P203 | INSV | INST | LOD_EAM_02 | 2016-02-04 | 370 HARDING HWY |  | 15620 | [13 empty] | MAGNETIC |  |  |  | 8 |  |  | AW
5211292 | NEPTUNE |  | RANN WELL 2B /METER |  | NJPG | 1 | NJPG-PG-RANN.-W2B. | P203 | INSV | INST | LOD_EAM_02 | 2016-02-04 | 370 HARDING HWY |  | 70173637 | [13 empty] | OTHER MET |  |  |  | 1 |  |  | AW
5211293 | NEPTUNE |  | RANN WELL 7 /METER |  | NJPG | 1 | NJPG-PG-RANN.-W7.. | P203 | INSV | INST | LOD_EAM_02 | 2016-02-04 | 370 HARDING HWY |  | 70200550 | [13 empty] | OTHER MET |  |  |  | 1 |  |  | AW
5211294 | NEPTUNE |  | LAYT WELL 2 /METER |  | NJPG | 1 | NJPG-PG-LAYT.-W02. | P203 | INSV | INST | LOD_EAM_02 | 2016-02-04 | 370 HARDING HWY |  | 70198327 | [13 empty] | OTHER MET |  |  |  | 1 |  |  | AW
5211295 | NEPTUNE |  | LAYT WELL 4 /METER |  | NJPG | 1 | NJPG-PG-LAYT.-W04. | P203 | INSV | INST | LOD_EAM_02 | 2016-02-04 | 370 HARDING HWY |  | 70198326 | [13 empty] | OTHER MET |  |  |  | 1 |  |  | AW
5211296 | NEPTUNE |  | LAYT WELL 11A /METER |  | NJPG | 1 | NJPG-PG-LAYT.-W11A | P203 | INSV | INST | LOD_EAM_02 | 2016-02-04 | 370 HARDING HWY |  | 70228973 | [13 empty] | OTHER MET |  |  |  | 1 |  |  | AW
5211287 | ROSEMOUNT |  | RANN GAC 3 /METER |  | NJPG | 1 | NJPG-PG-RANN. | P203 | INSV | INST | LOD_EAM_02 | 2016-02-04 | 370 HARDING HWY |  | 14799 | [13 empty] | MAGNETIC |  |  |  | 8 |  |  | AW
5211286 | ROSEMOUNT |  | RANN GAC 2 /METER |  | NJPG | 1 | NJPG-PG-RANN. | P203 | INSV | INST | LOD_EAM_02 | 2016-02-04 | 370 HARDING HWY |  | 14798 | [13 empty] | MAGNETIC |  |  |  | 8 |  |  | AW
5211285 | ROSEMOUNT |  | RANN GAC 1 /METER |  | NJPG | 1 | NJPG-PG-RANN. | P203 | INSV | INST | LOD_EAM_02 | 2016-02-04 | 370 HARDING HWY |  | 14797 | [13 empty] | MAGNETIC |  |  |  | 8 |  |  | AW
5211284 | ROSEMOUNT |  | RANN FILTER 4 /METER |  | NJPG | 1 | NJPG-PG-RANN. | P203 | INSV | INST | LOD_EAM_02 | 2016-02-04 | 370 HARDING HWY |  | 14573 | [13 empty] | MAGNETIC |  |  |  | 8 |  |  | AW
5211283 | ROSEMOUNT |  | RANN FILTER 3 /METER |  | NJPG | 1 | NJPG-PG-RANN. | P203 | INSV | INST | LOD_EAM_02 | 2016-02-04 | 370 HARDING HWY |  | 14572 | [13 empty] | MAGNETIC |  |  |  | 8 |  |  | AW
5211282 | ROSEMOUNT |  | RANN FILTER 2 /METER |  | NJPG | 1 | NJPG-PG-RANN. | P203 | INSV | INST | LOD_EAM_02 | 2016-02-04 | 370 HARDING HWY |  | 14571 | [13 empty] | MAGNETIC |  |  |  | 8 |  |  | AW
5211281 | ROSEMOUNT |  | RANN FILTER 1 /METER |  | NJPG | 1 | NJPG-PG-RANN. | P203 | INSV | INST | LOD_EAM_02 | 2016-02-04 | 370 HARDING HWY |  | 14570 | [13 empty] | MAGNETIC |  |  |  | 8 |  |  | AW
5211280 | ROSEMOUNT |  | RANN EFFLUENT /METER |  | NJPG | 1 | NJPG-PG-RANN. | P203 | INSV | INST | LOD_EAM_02 | 2016-02-04 | 370 HARDING HWY |  | 15619 | [13 empty] | MAGNETIC |  | 0.0 PSI |  | 12 |  |  | AW |  |  |  | 0.00 UN
5211279 | ROSEMOUNT |  | RANN INFLUENT /METER |  | NJPG | 1 | NJPG-PG-RANN. | P203 | INSV | INST | LOD_EAM_02 | 2016-02-04 | 370 HARDING HWY |  | 15615 | [13 empty] | MAGNETIC |  |  |  | 12 |  |  | AW
5211712 | ROSEMOUNT |  | ELKAUIC Well Flow /METER |  | NJBC | M | NJBC-GL-ELKAU | P203 | INSV | INST | TAYLORDM | 2016-03-09 | 603 AURA RD |  |  |  |  | DISTRIBUTION ZONE |  | Y | [6 empty] | GPM |  | MAGNETIC |  | 0.0 PSI |  | 6 | Y |  | AW |  |  |  | 0.00 UN |  | ROSEMOUNT | Y
5211713 | ROSEMOUNT |  | ELK2WIC Well Flow /METER |  | NJBC | M | NJBC-GL-ELK2W | P203 | INSV | INST | TAYLORDM | 2016-03-09 | Aura Road |  |  |  |  | DISTRIBUTION ZONE |  | Y | [6 empty] | GPM |  | MAGNETIC |  | 0.0 PSI |  | 6 | Y |  | AW |  |  |  | 0.00 UN |  | ROSEMOUNT | Y
5223132 | Greyline |  | WOODLANE Lagoon Discharge Flow() /METER |  | NJBC | 1 | NJBC-MH-WOOD. | P203 | INSV | INST | TAYLORDM | 2016-09-06 | WOODLANE RD |  |  |  |  | PLANT WASTE |  | XX | [6 empty] | GPM |  | TURBINE/PROPELLER |  |  |  | XX |  |  | AW | [6 empty] | Y
5248517 | UNKNOWN |  | BIRCH Effluent Flow /METER |  | NJLO | 1 | NJLO-Z1-BIRCH | P203 | INSV | INST | TAYLORDM | 2017-11-08 | 322 BIRCH CREEK ROAD | [6 empty] | XX | [6 empty] | GPM |  | ORIFICE |  |  |  | 8 | Y |  | AW | [6 empty] | Y

## Fire Suppression
Equipment |  | Inventory no. | Description | Full Name | AuthorizGroup | EquipCategory | Functional Loc. | Planning plant | User status | System status | Created by | Created on | Street | Size/dimens. | ManufSerialNo. | ManufPartNo. | Install. date | Action Taken Upon Al | Fire Class Rating | Fire Suppression Typ | Owned By | Retest Required | Special Mtn Note | Special Mtn Note Det
5126979 | UNKNOWN |  | MANS-PLT /FIRE-SUP |  | NJBC | S | NJBC-MF-MANS.-PLT. | P203 | INSV | INST | HUSSAARM | 2013-10-13 | 3165 RTE 206 |  |  |  |  | XX |  | WATER SUP | AW
5145619 | UNKNOWN |  | DRWTP-TRMT /FIRE-SUP |  | NJBC | S | NJBC-BU-DRWTP-TRMT | P203 | INSV | INST | HUSSAARM | 2013-10-13 | 213 CARRIAGE LANE |  |  |  |  | XX |  | WATER SUP | AW | Y
5146860 | UNKNOWN |  | HIGHLAND /FIRE-SUP |  | NJBC | S | NJBC-BU-HIGHL | P203 | INSV | INST | HUSSAARM | 2013-10-13 | 1007 Highland Ave |  |  |  |  | SCADA ALARM |  | WATER SUP | AW | Y
5146870 | ADT |  | COOPER Contactor Bldg /FIRE-SUP |  | NJBC | S | NJBC-BU-COOPE | P203 | INSV | INST | HUSSAARM | 2013-10-13 | 100 HENDRICKSON AVE |  |  |  |  | SCADA ALARM |  | WATER SUP | AW | Y
5147716 | UNKNOWN |  | GLOUCESTERBS-BST HYPOCHLOR RM /FIRE-SUP |  | NJBC | S | NJBC-GL-GLBST-BSTA | P203 | INSV | INST | HUSSAARM | 2013-10-13 | JESSUP MILL RD AT HARRISON AVE |  |  |  |  | SCADA ALARM |  | WATER SUP | AW | Y
5211278 | UNKNOWN |  | RANN FIRE SPRINKLER /FIRE-SUP |  | NJPG | S | NJPG-PG-RANN. | P203 | INSV | INST | LOD_EAM_02 | 2016-02-04 | 370 HARDING HWY | [6 empty] | WATER SUP
5224273 | UNKNOWN |  | DRWTP-RWPS SPRINKLER /FIRE-SUP |  | NJBC | S | NJBC-BU-DRWTP-RWPS | P203 | INSV | INST | TAYLORDM | 2016-10-12 | 213 CARRIAGE LN |  |  |  |  | XX |  | WATER SUP | AW | Y
5230306 | ADT |  | GREEN /FIRE-SUP |  | NJBC | S | NJBC-MH-GREEN | P203 | INSV | INST | TAYLORDM | 2017-01-13 | GREEN STREET |  |  |  |  | SCADA ALARM |  | WATER SUP | AW | Y

## Fire Extinguisher
Equipment |  | Inventory no. | Description | Full Name | AuthorizGroup | EquipCategory | Functional Loc. | Planning plant | User status | System status | Created by | Created on | Street | Size/dimens. | ManufSerialNo. | ManufPartNo. | Install. date | Fire Class Rating | Fire Extinguisher Ty | Owned By | Retest Required | Special Mtn Note | Special Mtn Note Det
5086804 | UNKNOWN |  | BIRCH GAC Room fire ext #1 /FIRE-EX |  | NJLO | S | NJLO-Z1-BIRCH-GACR | P203 | INSV | INST | HUSSAARM | 2013-10-12 | 322 BIRCH CREEK RD | [5 empty] | POWDER | AW
5086806 | UNKNOWN |  | BIRCH GAC Room fire ext #2 /FIRE-EX |  | NJLO | S | NJLO-Z1-BIRCH-GACR | P203 | INSV | INST | HUSSAARM | 2013-10-12 | 322 BIRCH CREEK RD | [5 empty] | POWDER | AW
5146882 | UNKNOWN |  | FELLOWSHIP High Service Room /FIRE-EX |  | NJBC | S | NJBC-BU-FELLO | P203 | INSV | INST | HUSSAARM | 2013-10-13 | 3 SPRINGDALE RD |  |  |  |  | FIRE CLASS ABC | POWDER | AW | Y
5146884 | UNKNOWN |  | ASHLAND Main Bldg /FIRE-EX |  | NJBC | S | NJBC-CM-ASHLA | P203 | INSV | INST | HUSSAARM | 2013-10-13 | 107 ATLANTIC AVE |  |  |  |  | FIRE CLASS ABC | POWDER | AW | Y
5146885 | UNKNOWN |  | VOORHEES Main Bldg /FIRE-EX |  | NJBC | S | NJBC-CM-VOORH | P203 | INSV | INST | HUSSAARM | 2013-10-13 | 13 GOLF VIEW DR |  |  |  |  | FIRE CLASS ABC | POWDER | AW | Y
5146886 | UNKNOWN |  | VOORHEES-W21 /FIRE-EX |  | NJBC | S | NJBC-CM-VOORH-W21. | P203 | INSV | INST | HUSSAARM | 2013-10-13 | EVESHAM RD AT GOLF VIEW DRIVE |  |  |  |  | FIRE CLASS ABC | POWDER | AW | Y
5146888 | UNKNOWN |  | HADDONHTS Filter Room /FIRE-EX |  | NJBC | S | NJBC-CM-HAHTS | P203 | INSV | INST | HUSSAARM | 2013-10-13 | 614 W. Atlantic Ave |  |  |  |  | FIRE CLASS ABC | POWDER | AW | Y
5146889 | UNKNOWN |  | HADDONHTS-W15 /FIRE-EX |  | NJBC | S | NJBC-CM-HAHTS-WL15 | P203 | INSV | INST | HUSSAARM | 2013-10-13 | 614 W. ATLANTIC AVE |  |  |  |  | FIRE CLASS ABC | POWDER | AW | Y
5146891 | UNKNOWN |  | HADDONHTS-W20 /FIRE-EX |  | NJBC | S | NJBC-CM-HAHTS-WL20 | P203 | INSV | INST | HUSSAARM | 2013-10-13 | 110 ALBANY AVE |  |  |  |  | FIRE CLASS ABC | POWDER | AW | Y
5146892 | UNKNOWN |  | HADDONHTS-W63 /FIRE-EX |  | NJBC | S | NJBC-CM-HAHTS-WL63 | P203 | INSV | INST | HUSSAARM | 2013-10-13 | 120 TRENTON AVE |  |  |  |  | FIRE CLASS ABC | POWDER | AW | Y
5146893 | UNKNOWN |  | HADDONHTS Filter Room /FIRE-EX |  | NJBC | S | NJBC-CM-HAHTS | P203 | INSV | INST | HUSSAARM | 2013-10-13 | 614 W. Atlantic Ave |  |  |  |  | FIRE CLASS ABC | POWDER | AW | Y
5146894 | UNKNOWN |  | HADDONHTS Heater Room /FIRE-EX |  | NJBC | S | NJBC-CM-HAHTS | P203 | INSV | INST | HUSSAARM | 2013-10-13 | 614 W. Atlantic Ave |  |  |  |  | FIRE CLASS ABC | POWDER | AW | Y
5146895 | UNKNOWN |  | HADDONHTS Generator Room /FIRE-EX |  | NJBC | S | NJBC-CM-HAHTS | P203 | INSV | INST | HUSSAARM | 2013-10-13 | 614 W. Atlantic Ave |  |  |  |  | FIRE CLASS ABC | POWDER | AW | Y
5146896 | UNKNOWN |  | MAGNOLIA High Service Room /FIRE-EX |  | NJBC | S | NJBC-CM-MAGNO | P203 | INSV | INST | HUSSAARM | 2013-10-13 | 625 N WALNUT AVENUE |  |  |  |  | FIRE CLASS ABC | POWDER | AW | Y
5146897 | UNKNOWN |  | LAURELSP High Service Room /FIRE-EX |  | NJBC | S | NJBC-CM-LAURE | P203 | INSV | INST | HUSSAARM | 2013-10-13 | 820 GRAND AVENUE |  |  |  |  | FIRE CLASS ABC | POWDER | AW | Y
5146898 | UNKNOWN |  | LAURELSP Hypochlorite Room /FIRE-EX |  | NJBC | S | NJBC-CM-LAURE | P203 | INSV | INST | HUSSAARM | 2013-10-13 | 820 GRAND AVENUE |  |  |  |  | FIRE CLASS ABC | POWDER | AW | Y
5147700 | UNKNOWN |  | GIBBSSTA Main Bldg /FIRE-EX |  | NJBC | S | NJBC-CM-GBSTA | P203 | INSV | INST | HUSSAARM | 2013-10-13 | 1 LINDEN AVE |  |  |  |  | FIRE CLASS ABC | POWDER | AW | Y
5147701 | UNKNOWN |  | GIBBSSTA Hypochlorite Room /FIRE-EX |  | NJBC | S | NJBC-CM-GBSTA | P203 | INSV | INST | HUSSAARM | 2013-10-13 | 1 LINDEN AVE |  |  |  |  | FIRE CLASS ABC | POWDER | AW | Y
5147703 | UNKNOWN |  | GIBBSSTA Phosphate Room /FIRE-EX |  | NJBC | S | NJBC-CM-GBSTA | P203 | INSV | INST | HUSSAARM | 2013-10-13 | 1 LINDEN AVE |  |  |  |  | FIRE CLASS ABC | POWDER | AW | Y
5147704 | UNKNOWN |  | GIBBSSTA Fuel Room /FIRE-EX |  | NJBC | S | NJBC-CM-GBSTA | P203 | INSV | INST | HUSSAARM | 2013-10-13 | 1 LINDEN AVE |  |  |  |  | FIRE CLASS ABC | POWDER | AW | Y
5147705 | UNKNOWN |  | GIBBSSTA-W43 /FIRE-EX |  | NJBC | S | NJBC-CM-GBSTA-WL43 | P203 | INSV | INST | HUSSAARM | 2013-10-13 | 1 LINDEN AVE |  |  |  |  | FIRE CLASS ABC | POWDER | AW | Y
5147707 | UNKNOWN |  | GIBBSBOROBS-BST /FIRE-EX |  | NJBC | S | NJBC-CM-GBBST-BSTR | P203 | INSV | INST | HUSSAARM | 2013-10-13 | LINDEN AVE AT WEST ROAD |  |  |  |  | FIRE CLASS ABC | POWDER | AW | Y
5147708 | UNKNOWN |  | SOMERDALE /FIRE-EX |  | NJBC | S | NJBC-CM-SOMER | P203 | INSV | INST | HUSSAARM | 2013-10-13 | 26 ELM AVE |  |  |  |  | FIRE CLASS ABC | POWDER | AW | Y
5147709 | UNKNOWN |  | RUNNEMEDE /FIRE-EX |  | NJBC | S | NJBC-CM-RUNNE | P203 | INSV | INST | HUSSAARM | 2013-10-13 | 28 ST CLAIR AVE |  |  |  |  | FIRE CLASS ABC | POWDER | AW | Y
5147711 | UNKNOWN |  | EVESHAM-BST /FIRE-EX |  | NJBC | S | NJBC-CM-EVBST-BSTA | P203 | INSV | INST | HUSSAARM | 2013-10-13 | EVERGREEN RD |  |  |  |  | FIRE CLASS ABC | POWDER | AW | Y
5147712 | UNKNOWN |  | OTTERBROOK High Service Room /FIRE-EX |  | NJBC | S | NJBC-CM-OTTER | P203 | INSV | INST | HUSSAARM | 2013-10-13 | 900 SAN JOSE DR |  |  |  |  | FIRE CLASS ABC | POWDER | AW | Y
5146845 | UNKNOWN |  | ELLISBERG /FIRE-EX |  | NJBC | S | NJBC-CM-ELLIS | P203 | INSV | INST | HUSSAARM | 2013-10-13 | 129 PARK DR |  |  |  |  | FIRE CLASS ABC | POWDER | AW | Y
5146847 | UNKNOWN |  | KINGSTON /FIRE-EX |  | NJBC | S | NJBC-CM-KINGS | P203 | INSV | INST | HUSSAARM | 2013-10-13 | 514 HOWARD RD |  |  |  |  | FIRE CLASS ABC | POWDER | AW | Y
5146848 | UNKNOWN |  | MURRAY /FIRE-EX |  | NJBC | S | NJBC-CM-MURRA | P203 | INSV | INST | HUSSAARM | 2013-10-13 | 802 MURRAY AVE |  |  |  |  | FIRE CLASS ABC | POWDER | AW | Y
5146849 | UNKNOWN |  | OLDORCHARD Filter Room /FIRE-EX |  | NJBC | S | NJBC-CM-OLDOR | P203 | INSV | INST | HUSSAARM | 2013-10-13 | ROUTE 70 EAST AT OLD ORCHARD ROAD |  |  |  |  | FIRE CLASS ABC | POWDER | AW | Y
5146850 | UNKNOWN |  | OLDORCHARD High Service Room /FIRE-EX |  | NJBC | S | NJBC-CM-OLDOR | P203 | INSV | INST | HUSSAARM | 2013-10-13 | ROUTE 70 EAST AT OLD ORCHARD ROAD |  |  |  |  | FIRE CLASS ABC | POWDER | AW | Y
5146852 | UNKNOWN |  | OLDORCHARD Hypochlorite Room /FIRE-EX |  | NJBC | S | NJBC-CM-OLDOR | P203 | INSV | INST | HUSSAARM | 2013-10-13 | ROUTE 70 EAST AT OLD ORCHARD ROAD |  |  |  |  | FIRE CLASS ABC | POWDER | AW | Y
5146854 | UNKNOWN |  | HUTTONHILL /FIRE-EX |  | NJBC | S | NJBC-CM-HUTTO | P203 | INSV | INST | HUSSAARM | 2013-10-13 | 1911 KRESSON RD |  |  |  |  | FIRE CLASS ABC | POWDER | AW | Y
5146855 | UNKNOWN |  | POMONA-ALB Chemical Room /FIRE-EX |  | NJBC | S | NJBC-BU-POMON-ALB. | P203 | INSV | INST | HUSSAARM | 2013-10-13 | 911 POMONA ROAD |  |  |  |  | FIRE CLASS ABC | POWDER | AW | Y
5146856 | UNKNOWN |  | POMONA-ALB Well # 14/MCC Room /FIRE-EX |  | NJBC | S | NJBC-BU-POMON-ALB. | P203 | INSV | INST | HUSSAARM | 2013-10-13 | 911 POMONA ROAD |  |  |  |  | FIRE CLASS ABC | POWDER | AW | Y
5146857 | UNKNOWN |  | HIGHLAND Main Bldg Chemical Rm /FIRE-EX |  | NJBC | S | NJBC-BU-HIGHL | P203 | INSV | INST | HUSSAARM | 2013-10-13 | 1007 Highland Ave |  |  |  |  | FIRE CLASS ABC | POWDER | AW | Y
5146858 | UNKNOWN |  | HIGHLAND by Contactor # 3 Door /FIRE-EX |  | NJBC | S | NJBC-BU-HIGHL | P203 | INSV | INST | HUSSAARM | 2013-10-13 | 1007 Highland Ave |  |  |  |  | FIRE CLASS ABC | POWDER | AW | Y
5146862 | UNKNOWN |  | COOPER Main Bldg /FIRE-EX |  | NJBC | S | NJBC-BU-COOPE | P203 | INSV | INST | HUSSAARM | 2013-10-13 | 100 HENDRICKSON AVE |  |  |  |  | FIRE CLASS ABC | POWDER | AW | Y
5146863 | UNKNOWN |  | COOPER Hypochlorite Room /FIRE-EX |  | NJBC | S | NJBC-BU-COOPE | P203 | INSV | INST | HUSSAARM | 2013-10-13 | 100 HENDRICKSON AVE |  |  |  |  | FIRE CLASS ABC | POWDER | AW | Y
5146865 | UNKNOWN |  | COOPER Contactor Room /FIRE-EX |  | NJBC | S | NJBC-BU-COOPE | P203 | INSV | INST | HUSSAARM | 2013-10-13 | 100 HENDRICKSON AVE |  |  |  |  | FIRE CLASS ABC | POWDER | AW | Y
5146866 | UNKNOWN |  | COOPER Caustic Room /FIRE-EX |  | NJBC | S | NJBC-BU-COOPE | P203 | INSV | INST | HUSSAARM | 2013-10-13 | 100 HENDRICKSON AVE |  |  |  |  | FIRE CLASS ABC | POWDER | AW | Y
5146872 | UNKNOWN |  | COOPER-IVY Elec Room /FIRE-EX |  | NJBC | S | NJBC-BU-COOPE-IVY. | P203 | INSV | INST | HUSSAARM | 2013-10-13 | 213 IVY RD |  |  |  |  | FIRE CLASS ABC | POWDER | AW | Y
5146873 | UNKNOWN |  | COOPER-IVY Well 21 Room /FIRE-EX |  | NJBC | S | NJBC-BU-COOPE-IVY. | P203 | INSV | INST | HUSSAARM | 2013-10-13 | 213 IVY RD |  |  |  |  | FIRE CLASS A | POWDER | AW | Y
5146874 | UNKNOWN |  | COOPER-IVY Hypochlorite Room /FIRE-EX |  | NJBC | S | NJBC-BU-COOPE-IVY. | P203 | INSV | INST | HUSSAARM | 2013-10-13 | 213 IVY RD |  |  |  |  | FIRE CLASS ABC | POWDER | AW | Y
5146875 | UNKNOWN |  | COOPER-IVY Caustic Room /FIRE-EX |  | NJBC | S | NJBC-BU-COOPE-IVY. | P203 | INSV | INST | HUSSAARM | 2013-10-13 | 213 IVY RD |  |  |  |  | FIRE CLASS ABC | POWDER | AW | Y
5146876 | UNKNOWN |  | SUNBURY-W96 /FIRE-EX |  | NJBC | S | NJBC-PB-SUNBU-W96. | P203 | INSV | INST | HUSSAARM | 2013-10-13 | 246 ANDERSON ROAD |  |  |  |  | FIRE CLASS ABC | POWDER | AW | Y
5146877 | UNKNOWN |  | SUNBURY-TNK /FIRE-EX |  | NJBC | S | NJBC-PB-SUNBU-TNK. | P203 | INSV | INST | HUSSAARM | 2013-10-13 | 226 NORCROSS LN |  |  |  |  | FIRE CLASS ABC | POWDER | AW | Y
5146878 | UNKNOWN |  | BROWNING High Service Room /FIRE-EX |  | NJBC | S | NJBC-CM-BROWN | P203 | INSV | INST | HUSSAARM | 2013-10-13 | BROWINING LANE |  |  |  |  | FIRE CLASS ABC | POWDER | AW | Y
5146879 | UNKNOWN |  | CHURCHRCHL Main Bldg /FIRE-EX |  | NJBC | S | NJBC-BU-CHURC | P203 | INSV | INST | HUSSAARM | 2013-10-13 | CHURCH ROAD |  |  |  |  | FIRE CLASS A | POWDER | AW | Y
5146881 | UNKNOWN |  | CHURCHRCHL Hypochlorite Room /FIRE-EX |  | NJBC | S | NJBC-BU-CHURC | P203 | INSV | INST | HUSSAARM | 2013-10-13 | CHURCH ROAD |  |  |  |  | FIRE CLASS ABC | POWDER | AW | Y
5147713 | UNKNOWN |  | OTTERBROOK-W39 /FIRE-EX |  | NJBC | S | NJBC-CM-OTTER-W39. | P203 | INSV | INST | HUSSAARM | 2013-10-13 | 77 JUNE DR |  |  |  |  | FIRE CLASS ABC | POWDER | AW | Y
5152554 | UNKNOWN |  | GREEN /FIRE-EX |  | NJBC | S | NJBC-MH-GREEN | P203 | INSV | INST | HUSSAARM | 2013-10-13 | GREEN STREET | [5 empty] | POWDER | AW | Y
5152556 | UNKNOWN |  | GREEN Lab /FIRE-EX |  | NJBC | S | NJBC-MH-GREEN | P203 | OOS | INAC INST | HUSSAARM | 2013-10-13 | GREEN STREET |  |  |  |  | FIRE CLASS ABC | POWDER | AW | Y
5152558 | UNKNOWN |  | WOOD /FIRE-EX |  | NJBC | S | NJBC-MH-WOOD. | P203 | INSV | INST | HUSSAARM | 2013-10-13 | WOODLANE RD |  |  |  |  | FIRE CLASS ABC | POWDER | AW | Y
5152560 | UNKNOWN |  | WOOD Generator Room /FIRE-EX |  | NJBC | S | NJBC-MH-WOOD. | P203 | INSV | INST | HUSSAARM | 2013-10-13 | WOODLANE RD | [5 empty] | POWDER | AW | Y
5152562 | UNKNOWN |  | WOOD Plant /FIRE-EX |  | NJBC | S | NJBC-MH-WOOD. | P203 | INSV | INST | HUSSAARM | 2013-10-13 | WOODLANE RD |  |  |  |  | FIRE CLASS ABC | POWDER | AW | Y
5152564 | AMEREX CORP |  | VNCE-TNK /FIRE-EX |  | NJBC | S | NJBC-VT-VNCE.-TNK. | P203 | INSV | INST | HUSSAARM | 2013-10-13 | 39 RETREAT RD |  | F-934746 |  |  | FIRE CLASS ABC | POWDER | AW | Y
5152567 | UNKNOWN |  | HOME /FIRE-EX |  | NJBC | S | NJBC-HS-HOME. | P203 | INSV | INST | HUSSAARM | 2013-10-13 | JACK HEDDING ROAD |  |  |  |  | FIRE CLASS ABC | POWDER | AW | Y
5152571 | UNKNOWN |  | VNCE /FIRE-EX |  | NJBC | S | NJBC-VT-VNCE. | P203 | INSV | INST | HUSSAARM | 2013-10-13 | 39 RETREAT RD |  |  |  |  | FIRE CLASS ABC | POWDER | AW | Y
5152573 | UNKNOWN |  | MANS Front Door /FIRE-EX |  | NJBC | S | NJBC-MF-MANS. | P203 | INSV | INST | HUSSAARM | 2013-10-13 | 3165 RTE 206 |  |  |  |  | FIRE CLASS ABC | POWDER | AW | Y
5152574 | UNKNOWN |  | MANS Sodium Hypochlorite /FIRE-EX |  | NJBC | S | NJBC-MF-MANS. | P203 | INSV | INST | HUSSAARM | 2013-10-13 | 3165 RTE 206 |  |  |  |  | FIRE CLASS ABC | POWDER | AW | Y
5152576 | UNKNOWN |  | MANS Lab /FIRE-EX |  | NJBC | S | NJBC-MF-MANS. | P203 | INSV | INST | HUSSAARM | 2013-10-13 | 3165 RTE 206 |  |  |  |  | FIRE CLASS ABC | POWDER | AW | Y
5152578 | UNKNOWN |  | MANS Boiler Room /FIRE-EX |  | NJBC | S | NJBC-MF-MANS. | P203 | INSV | INST | HUSSAARM | 2013-10-13 | 3165 RTE 206 |  |  |  |  | FIRE CLASS ABC | POWDER | AW | Y
5152581 | UNKNOWN |  | MANS Hallway Side Exit /FIRE-EX |  | NJBC | S | NJBC-MF-MANS. | P203 | INSV | INST | HUSSAARM | 2013-10-13 | 3165 RTE 206 |  |  |  |  | FIRE CLASS ABC | POWDER | AW | Y
5152583 | UNKNOWN |  | MANS Generator Room 1 /FIRE-EX |  | NJBC | S | NJBC-MF-MANS. | P203 | INSV | INST | HUSSAARM | 2013-10-13 | 3165 RTE 206 |  |  |  |  | FIRE CLASS ABC | POWDER | AW | Y
5152584 | UNKNOWN |  | MANS Generator Room 2 /FIRE-EX |  | NJBC | S | NJBC-MF-MANS. | P203 | INSV | INST | HUSSAARM | 2013-10-13 | 3165 RTE 206 |  |  |  |  | FIRE CLASS ABC | POWDER | AW | Y
5152586 | UNKNOWN |  | MANS Electric Room /FIRE-EX |  | NJBC | S | NJBC-MF-MANS. | P203 | INSV | INST | HUSSAARM | 2013-10-13 | 3165 RTE 206 |  |  |  |  | FIRE CLASS ABC | POWDER | AW | Y
5152588 | UNKNOWN |  | MANS Sodium Hypochlorite /FIRE-EX |  | NJBC | S | NJBC-MF-MANS. | P203 | INSV | INST | HUSSAARM | 2013-10-13 | 3165 RTE 206 |  |  |  |  | FIRE CLASS ABC | POWDER | AW | Y
5152590 | UNKNOWN |  | MANS Shop /FIRE-EX |  | NJBC | S | NJBC-MF-MANS. | P203 | INSV | INST | HUSSAARM | 2013-10-13 | 3165 RTE 206 |  |  |  |  | FIRE CLASS ABC | POWDER | AW | Y
5152592 | UNKNOWN |  | MANS Potassium Permanganate /FIRE-EX |  | NJBC | S | NJBC-MF-MANS. | P203 | INSV | INST | HUSSAARM | 2013-10-13 | 3165 RTE 206 |  |  |  |  | FIRE CLASS ABC | POWDER | AW | Y
5152594 | UNKNOWN |  | MANS Hallway Exit /FIRE-EX |  | NJBC | S | NJBC-MF-MANS. | P203 | INSV | INST | HUSSAARM | 2013-10-13 | 3165 RTE 206 |  |  |  |  | FIRE CLASS ABC | POWDER | AW | Y
5152596 | UNKNOWN |  | MANS Filter Room /FIRE-EX |  | NJBC | S | NJBC-MF-MANS. | P203 | INSV | INST | HUSSAARM | 2013-10-13 | 3165 RTE 206 |  |  |  |  | FIRE CLASS ABC | POWDER | AW | Y
5152598 | UNKNOWN |  | MANS Filter Room /FIRE-EX |  | NJBC | S | NJBC-MF-MANS. | P203 | INSV | INST | HUSSAARM | 2013-10-13 | 3165 RTE 206 |  |  |  |  | FIRE CLASS ABC | POWDER | AW | Y
5152900 | UNKNOWN |  | MANS Filter Room /FIRE-EX |  | NJBC | S | NJBC-MF-MANS. | P203 | INSV | INST | HUSSAARM | 2013-10-13 | 3165 RTE 206 |  |  |  |  | FIRE CLASS ABC | POWDER | AW | Y
5152902 | UNKNOWN |  | MANS Front Entrance /FIRE-EX |  | NJBC | S | NJBC-MF-MANS. | P203 | INSV | INST | HUSSAARM | 2013-10-13 | 3165 RTE 206 |  |  |  |  | FIRE CLASS ABC | POWDER | AW | Y
5147714 | UNKNOWN |  | GLOUCESTERBS-BST HS RM /FIRE-EX |  | NJBC | S | NJBC-GL-GLBST-BSTA | P203 | INSV | INST | HUSSAARM | 2013-10-13 | JESSUP MILL RD AT HARRISON AVE |  |  |  |  | FIRE CLASS ABC | POWDER | AW | Y
5147715 | UNKNOWN |  | GLOUCESTERBS-BST HYPOCHLOR RM /FIRE-EX |  | NJBC | S | NJBC-GL-GLBST-BSTA | P203 | INSV | INST | HUSSAARM | 2013-10-13 | JESSUP MILL RD AT HARRISON AVE |  |  |  |  | FIRE CLASS ABC | POWDER | AW | Y
5147718 | UNKNOWN |  | NATIONPKIC /FIRE-EX |  | NJBC | S | NJBC-GL-NATIO | P203 | INSV | INST | HUSSAARM | 2013-10-13 | 7 S GROVE AVE |  |  |  |  | FIRE CLASS ABC | POWDER | AW | Y
5147730 | UNKNOWN |  | STATION-BAR /FIRE-EX |  | NJBC | S | NJBC-CM-STATI-BAR. | P203 | INSV | INST | HUSSAARM | 2013-10-13 | 2 STATION AVE | [5 empty] | POWDER | AW | Y
5147732 | UNKNOWN |  | CHEWSLNDBS /FIRE-EX |  | NJBC | S | NJBC-CM-CHEWS | P203 | INSV | INST | HUSSAARM | 2013-10-13 | 1543 CHEWS LANDING RD | [5 empty] | POWDER | AW | Y
5148944 | UNKNOWN |  | BECK A Hallway /FIRE-EX |  | NJLO | S | NJLO-Z1-BECK. | P203 | INSV | INST | HUSSAARM | 2013-10-13 | 1547 High Hill Rd |  |  |  |  | FIRE CLASS ABC | POWDER | AW | Y
5148945 | UNKNOWN |  | BECK B hallway /FIRE-EX |  | NJLO | S | NJLO-Z1-BECK. | P203 | INSV | INST | HUSSAARM | 2013-10-13 | 1547 High Hill Rd |  |  |  |  | FIRE CLASS ABC | POWDER | AW | Y
5148946 | UNKNOWN |  | BECK C Filter Room /FIRE-EX |  | NJLO | S | NJLO-Z1-BECK. | P203 | INSV | INST | HUSSAARM | 2013-10-13 | 1547 High Hill Rd |  |  |  |  | FIRE CLASS ABC | POWDER | AW | Y
5148947 | UNKNOWN |  | BECK D Electric Room /FIRE-EX |  | NJLO | S | NJLO-Z1-BECK. | P203 | INSV | INST | HUSSAARM | 2013-10-13 | 1547 High Hill Rd |  |  |  |  | FIRE CLASS ABC | POWDER | AW | Y
5148948 | UNKNOWN |  | BECK E HSP Room /FIRE-EX |  | NJLO | S | NJLO-Z1-BECK. | P203 | INSV | INST | HUSSAARM | 2013-10-13 | 1547 High Hill Rd |  |  |  |  | FIRE CLASS ABC | POWDER | AW | Y
5148949 | UNKNOWN |  | COMM A /FIRE-EX |  | NJLO | S | NJLO-Z1-COMM. | P203 | INSV | INST | HUSSAARM | 2013-10-13 | 657 Commodore Dr |  |  |  |  | FIRE CLASS ABC | POWDER | AW | Y
5148950 | UNKNOWN |  | COMM B /FIRE-EX |  | NJLO | S | NJLO-Z1-COMM. | P203 | INSV | INST | HUSSAARM | 2013-10-13 | 657 Commodore Dr |  |  |  |  | FIRE CLASS ABC | POWDER | AW | Y
5148951 | UNKNOWN |  | PURE /FIRE-EX |  | NJLO | S | NJLO-Z1-PURE. | P203 | INSV | INST | HUSSAARM | 2013-10-13 | 2255 High Hill Rd |  |  |  |  | FIRE CLASS ABC | POWDER | AW | Y
5148952 | UNKNOWN |  | BIRCH A Main Room /FIRE-EX |  | NJLO | S | NJLO-Z1-BIRCH | P203 | INSV | INST | HUSSAARM | 2013-10-13 | 322 BIRCH CREEK ROAD |  |  |  |  | FIRE CLASS ABC | POWDER | AW | Y
5148953 | UNKNOWN |  | BIRCH B Chem Room /FIRE-EX |  | NJLO | S | NJLO-Z1-BIRCH | P203 | INSV | INST | HUSSAARM | 2013-10-13 | 322 BIRCH CREEK ROAD |  |  |  |  | FIRE CLASS ABC | POWDER | AW | Y
5148954 | UNKNOWN |  | BIRCH C Filter Room/FIRE-EX |  | NJLO | S | NJLO-Z1-BIRCH | P203 | INSV | INST | HUSSAARM | 2013-10-13 | 322 BIRCH CREEK ROAD |  |  |  |  | FIRE CLASS ABC | POWDER | AW | Y
5148955 | UNKNOWN |  | BIRCH D Filter Room /FIRE-EX |  | NJLO | S | NJLO-Z1-BIRCH | P203 | INSV | INST | HUSSAARM | 2013-10-13 | 322 BIRCH CREEK ROAD |  |  |  |  | FIRE CLASS ABC | POWDER | AW | Y
5148956 | UNKNOWN |  | BIRCH E HSP Room/FIRE-EX |  | NJLO | S | NJLO-Z1-BIRCH | P203 | INSV | INST | HUSSAARM | 2013-10-13 | 322 BIRCH CREEK ROAD |  |  |  |  | FIRE CLASS ABC | POWDER | AW | Y
5148957 | UNKNOWN |  | BIRCH F Sludge Room/FIRE-EX |  | NJLO | S | NJLO-Z1-BIRCH | P203 | INSV | INST | HUSSAARM | 2013-10-13 | 322 BIRCH CREEK ROAD |  |  |  |  | FIRE CLASS ABC | POWDER | AW | Y
5152545 | UNKNOWN |  | GREEN Storage Room /FIRE-EX |  | NJBC | S | NJBC-MH-GREEN | P203 | OOS | INAC INST | HUSSAARM | 2013-10-13 | GREEN STREET |  |  |  |  | FIRE CLASS ABC | POWDER | AW | Y
5152547 | UNKNOWN |  | GREEN Break Room /FIRE-EX |  | NJBC | S | NJBC-MH-GREEN | P203 | OOS | INAC INST | HUSSAARM | 2013-10-13 | GREEN STREET |  |  |  |  | FIRE CLASS ABC | POWDER | AW | Y
5152549 | UNKNOWN |  | GREEN Garage /FIRE-EX |  | NJBC | S | NJBC-MH-GREEN | P203 | OOS | INAC INST | HUSSAARM | 2013-10-13 | GREEN STREET |  |  |  |  | FIRE CLASS ABC | POWDER | AW | Y
5152551 | UNKNOWN |  | GREEN Office Hallway /FIRE-EX |  | NJBC | S | NJBC-MH-GREEN | P203 | OOS | INAC INST | HUSSAARM | 2013-10-13 | GREEN STREET |  |  |  |  | FIRE CLASS ABC | POWDER | AW | Y
5152552 | UNKNOWN |  | GREEN Filter Room 1 /FIRE-EX |  | NJBC | S | NJBC-MH-GREEN | P203 | INSV | INST | HUSSAARM | 2013-10-13 | GREEN STREET |  |  |  |  | FIRE CLASS ABC | POWDER | AW | Y
5144834 | UNKNOWN |  | DRWTP-TRMT 11A -WQ BACTEE LAB /FIRE-EX |  | NJBC | S | NJBC-BU-DRWTP-TRMT | P203 | INSV | INST | HUSSAARM | 2013-10-13 | 213 CARRIAGE LANE | [5 empty] | POWDER | AW | Y
5144836 | UNKNOWN |  | DRWTP-TRMT 12 -SUPR P SCALE /FIRE-EX |  | NJBC | S | NJBC-BU-DRWTP-TRMT | P203 | INSV | INST | HUSSAARM | 2013-10-13 | 213 CARRIAGE LANE | [5 empty] | POWDER | AW | Y
5144838 | UNKNOWN |  | DRWTP-TRMT 12 -HALL-SUPR P 1 /FIRE-EX |  | NJBC | S | NJBC-BU-DRWTP-TRMT | P203 | INSV | INST | HUSSAARM | 2013-10-13 | 213 CARRIAGE LANE | [5 empty] | POWDER | AW | Y
5144840 | UNKNOWN |  | DRWTP-TRMT 13 -HALL-SUPR P 2 /FIRE-EX |  | NJBC | S | NJBC-BU-DRWTP-TRMT | P203 | INSV | INST | HUSSAARM | 2013-10-13 | 213 CARRIAGE LANE | [5 empty] | POWDER | AW | Y
5144843 | UNKNOWN |  | DRWTP-TRMT 14 -BTWN FILT 6&7 /FIRE-EX |  | NJBC | S | NJBC-BU-DRWTP-TRMT | P203 | INSV | INST | HUSSAARM | 2013-10-13 | 213 CARRIAGE LANE | [5 empty] | POWDER | AW | Y
5144846 | UNKNOWN |  | DRWTP-TRMT 15 -FLT CNTRL RM /FIRE-EX |  | NJBC | S | NJBC-BU-DRWTP-TRMT | P203 | INSV | INST | HUSSAARM | 2013-10-13 | 213 CARRIAGE LANE | [5 empty] | POWDER | AW | Y
5144849 | UNKNOWN |  | DRWTP-TRMT 17 -ELEC DIST RM 155 /FIRE-EX |  | NJBC | S | NJBC-BU-DRWTP-TRMT | P203 | INSV | INST | HUSSAARM | 2013-10-13 | 213 CARRIAGE LANE | [5 empty] | POWDER | AW | Y
5144851 | UNKNOWN |  | DRWTP-TRMT 18 -FILT WSH BLWR RM /FIRE-EX |  | NJBC | S | NJBC-BU-DRWTP-TRMT | P203 | INSV | INST | HUSSAARM | 2013-10-13 | 213 CARRIAGE LANE | [5 empty] | POWDER | AW | Y
5144853 | UNKNOWN |  | DRWTP-TRMT 19 -TOUR RT /FIRE-EX |  | NJBC | S | NJBC-BU-DRWTP-TRMT | P203 | INSV | INST | HUSSAARM | 2013-10-13 | 213 CARRIAGE LANE | [5 empty] | POWDER | AW | Y
5144856 | UNKNOWN |  | DRWTP-TRMT 20 -TOUR RT /FIRE-EX |  | NJBC | S | NJBC-BU-DRWTP-TRMT | P203 | INSV | INST | HUSSAARM | 2013-10-13 | 213 CARRIAGE LANE | [5 empty] | POWDER | AW | Y
5144859 | UNKNOWN |  | DRWTP-TRMT 21 -SLDG BAY /FIRE-EX |  | NJBC | S | NJBC-BU-DRWTP-TRMT | P203 | INSV | INST | HUSSAARM | 2013-10-13 | 213 CARRIAGE LANE | [5 empty] | POWDER | AW | Y
5144862 | UNKNOWN |  | DRWTP-TRMT 22 -ELEC DIST RM 155 /FIRE-EX |  | NJBC | S | NJBC-BU-DRWTP-TRMT | P203 | INSV | INST | HUSSAARM | 2013-10-13 | 213 CARRIAGE LANE | [5 empty] | POWDER | AW | Y
5144865 | UNKNOWN |  | DRWTP-TRMT 23 -ELEC DIST RM 155 /FIRE-EX |  | NJBC | S | NJBC-BU-DRWTP-TRMT | P203 | INSV | INST | HUSSAARM | 2013-10-13 | 213 CARRIAGE LANE | [5 empty] | POWDER | AW | Y
5144867 | UNKNOWN |  | DRWTP-TRMT 24 -STNDBY GEN RM /FIRE-EX |  | NJBC | S | NJBC-BU-DRWTP-TRMT | P203 | INSV | INST | HUSSAARM | 2013-10-13 | 213 CARRIAGE LANE | [5 empty] | POWDER | AW | Y
5144870 | UNKNOWN |  | DRWTP-TRMT 25 -STNDBY GEN RM /FIRE-EX |  | NJBC | S | NJBC-BU-DRWTP-TRMT | P203 | INSV | INST | HUSSAARM | 2013-10-13 | 213 CARRIAGE LANE | [5 empty] | POWDER | AW | Y
5144873 | UNKNOWN |  | DRWTP-TRMT 26 -HS PMP RM /FIRE-EX |  | NJBC | S | NJBC-BU-DRWTP-TRMT | P203 | INSV | INST | HUSSAARM | 2013-10-13 | 213 CARRIAGE LANE | [5 empty] | POWDER | AW | Y
5144875 | UNKNOWN |  | DRWTP-TRMT 27 -HS PMP RM /FIRE-EX |  | NJBC | S | NJBC-BU-DRWTP-TRMT | P203 | INSV | INST | HUSSAARM | 2013-10-13 | 213 CARRIAGE LANE | [5 empty] | POWDER | AW | Y
5144877 | UNKNOWN |  | DRWTP-TRMT 28 -HS PMP RM /FIRE-EX |  | NJBC | S | NJBC-BU-DRWTP-TRMT | P203 | INSV | INST | HUSSAARM | 2013-10-13 | 213 CARRIAGE LANE | [5 empty] | POWDER | AW | Y
5144880 | UNKNOWN |  | DRWTP-TRMT 29 -GARAG BAY /FIRE-EX |  | NJBC | S | NJBC-BU-DRWTP-TRMT | P203 | INSV | INST | HUSSAARM | 2013-10-13 | 213 CARRIAGE LANE | [5 empty] | POWDER | AW | Y
5144883 | UNKNOWN |  | DRWTP-TRMT 30 -ELEC RM 230 /FIRE-EX |  | NJBC | S | NJBC-BU-DRWTP-TRMT | P203 | INSV | INST | HUSSAARM | 2013-10-13 | 213 CARRIAGE LANE | [5 empty] | POWDER | AW | Y
5144886 | UNKNOWN |  | DRWTP-TRMT 31 -BELT PRESS COMPS /FIRE-EX |  | NJBC | S | NJBC-BU-DRWTP-TRMT | P203 | INSV | INST | HUSSAARM | 2013-10-13 | 213 CARRIAGE LANE | [5 empty] | POWDER | AW | Y
5144889 | UNKNOWN |  | DRWTP-TRMT 31A -O3 DSTRCT RM /FIRE-EX |  | NJBC | S | NJBC-BU-DRWTP-TRMT | P203 | INSV | INST | HUSSAARM | 2013-10-13 | 213 CARRIAGE LANE | [5 empty] | POWDER | AW | Y
5144892 | UNKNOWN |  | DRWTP-TRMT 54 -O3 DSTRCT RM /FIRE-EX |  | NJBC | S | NJBC-BU-DRWTP-TRMT | P203 | INSV | INST | HUSSAARM | 2013-10-13 | 213 CARRIAGE LANE | [5 empty] | POWDER | AW | Y
5144895 | UNKNOWN |  | DRWTP-TRMT 32 -PAC PMP RM BSMNT /FIRE-EX |  | NJBC | S | NJBC-BU-DRWTP-TRMT | P203 | INSV | INST | HUSSAARM | 2013-10-13 | 213 CARRIAGE LANE | [5 empty] | POWDER | AW | Y
5096187 | UNKNOWN |  | BRIG /FIRE-EX |  | NJBP | S | NJBP-Z1-BRIG. | P203 | INSV | INST | HUSSAARM | 2013-10-13 | 9 Railroad Ave |  |  |  |  | FIRE CLASS ABC | POWDER | AW | Y
5096914 | UNKNOWN |  | WALN /FIRE-EX |  | NJHR | S | NJHR-Z1-WALN. | P203 | INSV | INST | HUSSAARM | 2013-10-13 | 102 BRIDGETON PIKE |  |  |  |  | FIRE CLASS ABC | POWDER | AW | Y
5096915 | UNKNOWN |  | MILL A /FIRE-EX |  | NJHR | S | NJHR-Z1-MILL. | P203 | INSV | INST | HUSSAARM | 2013-10-13 | 14 Mill Rd |  |  |  |  | FIRE CLASS ABC | POWDER | AW | Y
5096916 | UNKNOWN |  | MILL B /FIRE-EX |  | NJHR | S | NJHR-Z1-MILL. | P203 | INSV | INST | HUSSAARM | 2013-10-13 | 14 Mill Rd |  |  |  |  | FIRE CLASS ABC | POWDER | AW | Y
5096918 | UNKNOWN |  | MILL C /FIRE-EX |  | NJHR | S | NJHR-Z1-MILL. | P203 | INSV | INST | HUSSAARM | 2013-10-13 | 14 Mill Rd |  |  |  |  | FIRE CLASS ABC | POWDER | AW | Y
5096919 | UNKNOWN |  | WOOD /FIRE-EX |  | NJHR | S | NJHR-Z1-WOOD. | P203 | INSV | INST | HUSSAARM | 2013-10-13 | 260 Woodland Ave |  |  |  |  | FIRE CLASS ABC | POWDER | AW | Y
5120807 | UNKNOWN |  | RANN A /FIRE-EX |  | NJPG | S | NJPG-PG-RANN. | P203 | OOS | INAC INST | HUSSAARM | 2013-10-13 | 370 HARDING HWY |  |  |  |  | FIRE CLASS ABC | POWDER | AW | Y
5120808 | UNKNOWN |  | RANN B /FIRE-EX |  | NJPG | S | NJPG-PG-RANN. | P203 | OOS | INAC INST | HUSSAARM | 2013-10-13 | 370 HARDING HWY |  |  |  |  | FIRE CLASS ABC | POWDER | AW | Y
5120809 | UNKNOWN |  | LAYT /FIRE-EX |  | NJPG | S | NJPG-PG-LAYT. | P203 | INSV | INST | HUSSAARM | 2013-10-13 | 51 N Pennsville Auburn Rd |  |  |  |  | FIRE CLASS ABC | POWDER | AW | Y
5120810 | UNKNOWN |  | PEDR /FIRE-EX |  | NJPG | S | NJPG-PG-PEDR. | P203 | INSV | INST | HUSSAARM | 2013-10-13 | 17 CAROLINA RD |  |  |  |  | FIRE CLASS ABC | POWDER | AW | Y
5144692 | UNKNOWN |  | DRWTP-TRMT 1 -2ND FLR ENGNR /FIRE-EX |  | NJBC | S | NJBC-BU-DRWTP-TRMT | P203 | INSV | INST | HUSSAARM | 2013-10-13 | 213 CARRIAGE LANE | [5 empty] | POWDER | AW | Y
5144694 | UNKNOWN |  | DRWTP-TRMT 2 -2ND FLR ENGNR /FIRE-EX |  | NJBC | S | NJBC-BU-DRWTP-TRMT | P203 | INSV | INST | HUSSAARM | 2013-10-13 | 213 CARRIAGE LANE | [5 empty] | POWDER | AW | Y
5144697 | UNKNOWN |  | DRWTP-TRMT 3 -MEN RM-CNTRL RM /FIRE-EX |  | NJBC | S | NJBC-BU-DRWTP-TRMT | P203 | INSV | INST | HUSSAARM | 2013-10-13 | 213 CARRIAGE LANE | [5 empty] | POWDER | AW | Y
5144801 | UNKNOWN |  | DRWTP-TRMT 4 -ADMN BSMNT RM 5 /FIRE-EX |  | NJBC | S | NJBC-BU-DRWTP-TRMT | P203 | INSV | INST | HUSSAARM | 2013-10-13 | 213 CARRIAGE LANE | [5 empty] | POWDER | AW | Y
5144804 | UNKNOWN |  | DRWTP-TRMT 5 -ADMN BSMNT RM 1 /FIRE-EX |  | NJBC | S | NJBC-BU-DRWTP-TRMT | P203 | INSV | INST | HUSSAARM | 2013-10-13 | 213 CARRIAGE LANE | [5 empty] | POWDER | AW | Y
5144807 | UNKNOWN |  | DRWTP-TRMT 78 -BSMNT /FIRE-EX |  | NJBC | S | NJBC-BU-DRWTP-TRMT | P203 | INSV | INST | HUSSAARM | 2013-10-13 | 213 CARRIAGE LANE | [5 empty] | POWDER | AW | Y
5144810 | UNKNOWN |  | DRWTP-TRMT STAIR 8- CHROM LAB /FIRE-EX |  | NJBC | S | NJBC-BU-DRWTP-TRMT | P203 | INSV | INST | HUSSAARM | 2013-10-13 | 213 CARRIAGE LANE | [5 empty] | POWDER | AW | Y
5144812 | UNKNOWN |  | DRWTP-TRMT 7 -CNTRL RM /FIRE-EX |  | NJBC | S | NJBC-BU-DRWTP-TRMT | P203 | INSV | INST | HUSSAARM | 2013-10-13 | 213 CARRIAGE LANE | [5 empty] | POWDER | AW | Y
5144815 | UNKNOWN |  | DRWTP-TRMT 8 -RSRCH LAB RM 108 /FIRE-EX |  | NJBC | S | NJBC-BU-DRWTP-TRMT | P203 | INSV | INST | HUSSAARM | 2013-10-13 | 213 CARRIAGE LANE | [5 empty] | POWDER | AW | Y
5144818 | UNKNOWN |  | DRWTP-TRMT 9 -RSRCH LAB RM 112 /FIRE-EX |  | NJBC | S | NJBC-BU-DRWTP-TRMT | P203 | INSV | INST | HUSSAARM | 2013-10-13 | 213 CARRIAGE LANE | [5 empty] | POWDER | AW | Y
5144822 | UNKNOWN |  | DRWTP-TRMT 10 -RSRCH LAB RM 110 /FIRE-EX |  | NJBC | S | NJBC-BU-DRWTP-TRMT | P203 | INSV | INST | HUSSAARM | 2013-10-13 | 213 CARRIAGE LANE | [5 empty] | POWDER | AW | Y
5144825 | UNKNOWN |  | DRWTP-TRMT 50 -RSRCH LAB RM 114 /FIRE-EX |  | NJBC | S | NJBC-BU-DRWTP-TRMT | P203 | INSV | INST | HUSSAARM | 2013-10-13 | 213 CARRIAGE LANE | [5 empty] | POWDER | AW | Y
5144828 | UNKNOWN |  | DRWTP-TRMT 10A -BOILER RM /FIRE-EX |  | NJBC | S | NJBC-BU-DRWTP-TRMT | P203 | INSV | INST | HUSSAARM | 2013-10-13 | 213 CARRIAGE LANE | [5 empty] | POWDER | AW | Y
5144831 | UNKNOWN |  | DRWTP-TRMT 11 -STRG RM 125 /FIRE-EX |  | NJBC | S | NJBC-BU-DRWTP-TRMT | P203 | INSV | INST | HUSSAARM | 2013-10-13 | 213 CARRIAGE LANE | [5 empty] | POWDER | AW | Y
5144898 | UNKNOWN |  | DRWTP-TRMT 33 -SAMPLE PMP 9 /FIRE-EX |  | NJBC | S | NJBC-BU-DRWTP-TRMT | P203 | INSV | INST | HUSSAARM | 2013-10-13 | 213 CARRIAGE LANE | [5 empty] | POWDER | AW | Y
5145366 | UNKNOWN |  | DRWTP-LLPS 58 -ENTRANCE HALL /FIRE-EX |  | NJBC | S | NJBC-BU-DRWTP-LLPS | P203 | INSV | INST | HUSSAARM | 2013-10-13 | 213 CARRIAGE LANE | [5 empty] | POWDER | AW | Y
5145369 | UNKNOWN |  | DRWTP-LLPS 60 -ELEC RM L1 /FIRE-EX |  | NJBC | S | NJBC-BU-DRWTP-LLPS | P203 | INSV | INST | HUSSAARM | 2013-10-13 | 213 CARRIAGE LANE | [5 empty] | POWDER | AW | Y
5145372 | UNKNOWN |  | DRWTP-LLPS 61 -PMP 2 /FIRE-EX |  | NJBC | S | NJBC-BU-DRWTP-LLPS | P203 | INSV | INST | HUSSAARM | 2013-10-13 | 213 CARRIAGE LANE | [5 empty] | POWDER | AW | Y
5145375 | UNKNOWN |  | DRWTP-LLPS 62 -PMP 1 VFD /FIRE-EX |  | NJBC | S | NJBC-BU-DRWTP-LLPS | P203 | INSV | INST | HUSSAARM | 2013-10-13 | 213 CARRIAGE LANE | [5 empty] | POWDER | AW | Y
5145377 | UNKNOWN |  | DRWTP-LLPS 74 -PERM RM L3 /FIRE-EX |  | NJBC | S | NJBC-BU-DRWTP-LLPS | P203 | INSV | INST | HUSSAARM | 2013-10-13 | 213 CARRIAGE LANE | [5 empty] | POWDER | AW | Y
5145380 | UNKNOWN |  | DRWTP-LLPS 75 -SULFATE RM L4 /FIRE-EX |  | NJBC | S | NJBC-BU-DRWTP-LLPS | P203 | INSV | INST | HUSSAARM | 2013-10-13 | 213 CARRIAGE LANE | [5 empty] | POWDER | AW | Y
5145383 | UNKNOWN |  | DRWTP-RWPS 63 -RTU RM R3 /FIRE-EX |  | NJBC | S | NJBC-BU-DRWTP-RWPS | P203 | INSV | INST | HUSSAARM | 2013-10-13 | 213 CARRIAGE LN | [5 empty] | POWDER | AW | Y
5145385 | UNKNOWN |  | DRWTP-RWPS 64 -BOILER RM R2 /FIRE-EX |  | NJBC | S | NJBC-BU-DRWTP-RWPS | P203 | INSV | INST | HUSSAARM | 2013-10-13 | 213 CARRIAGE LN | [5 empty] | POWDER | AW | Y
5145388 | UNKNOWN |  | DRWTP-RWPS 65 -BOILER RM LEFT /FIRE-EX |  | NJBC | S | NJBC-BU-DRWTP-RWPS | P203 | INSV | INST | HUSSAARM | 2013-10-13 | 213 CARRIAGE LN | [5 empty] | POWDER | AW | Y
5145391 | UNKNOWN |  | DRWTP-RWPS 66 -GEN RM /FIRE-EX |  | NJBC | S | NJBC-BU-DRWTP-RWPS | P203 | INSV | INST | HUSSAARM | 2013-10-13 | 213 CARRIAGE LN | [5 empty] | POWDER | AW | Y
5145394 | UNKNOWN |  | DRWTP-RWPS 67 -GEN RM /FIRE-EX |  | NJBC | S | NJBC-BU-DRWTP-RWPS | P203 | INSV | INST | HUSSAARM | 2013-10-13 | 213 CARRIAGE LN | [5 empty] | POWDER | AW | Y
5145396 | UNKNOWN |  | DRWTP-RWPS 68 -PMP RM /FIRE-EX |  | NJBC | S | NJBC-BU-DRWTP-RWPS | P203 | INSV | INST | HUSSAARM | 2013-10-13 | 213 CARRIAGE LN | [5 empty] | POWDER | AW | Y
5145399 | UNKNOWN |  | DRWTP-RWPS 69 -PMP 3 /FIRE-EX |  | NJBC | S | NJBC-BU-DRWTP-RWPS | P203 | INSV | INST | HUSSAARM | 2013-10-13 | 213 CARRIAGE LN | [5 empty] | POWDER | AW | Y
5145601 | UNKNOWN |  | DRWTP-RWPS 70 -GRN AIR TK /FIRE-EX |  | NJBC | S | NJBC-BU-DRWTP-RWPS | P203 | INSV | INST | HUSSAARM | 2013-10-13 | 213 CARRIAGE LN | [5 empty] | POWDER | AW | Y
5145604 | UNKNOWN |  | DRWTP-RWPS 71 -RVR SCRN /FIRE-EX |  | NJBC | S | NJBC-BU-DRWTP-RWPS | P203 | INSV | INST | HUSSAARM | 2013-10-13 | 213 CARRIAGE LN | [5 empty] | POWDER | AW | Y
5145606 | UNKNOWN |  | DRWTP-RWPS 72 -BSMNT STAIR /FIRE-EX |  | NJBC | S | NJBC-BU-DRWTP-RWPS | P203 | INSV | INST | HUSSAARM | 2013-10-13 | 213 CARRIAGE LN | [5 empty] | POWDER | AW | Y
5145609 | UNKNOWN |  | DRWTP-RWPS 73 -BSMNT /FIRE-EX |  | NJBC | S | NJBC-BU-DRWTP-RWPS | P203 | INSV | INST | HUSSAARM | 2013-10-13 | 213 CARRIAGE LN | [5 empty] | POWDER | AW | Y
5145612 | UNKNOWN |  | DRWTP-RWPS 76 -PERM RM R4 /FIRE-EX |  | NJBC | S | NJBC-BU-DRWTP-RWPS | P203 | INSV | INST | HUSSAARM | 2013-10-13 | 213 CARRIAGE LN | [5 empty] | POWDER | AW | Y
5145614 | UNKNOWN |  | DRWTP-RWPS 77 -HYPO RM R5 /FIRE-EX |  | NJBC | S | NJBC-BU-DRWTP-RWPS | P203 | INSV | INST | HUSSAARM | 2013-10-13 | 213 CARRIAGE LN | [5 empty] | POWDER | AW | Y
5146839 | UNKNOWN |  | BELLMAWRIC /FIRE-EX |  | NJBC | S | NJBC-CM-BELLM | P203 | INSV | INST | HUSSAARM | 2013-10-13 | 140 HALL AVE |  |  |  |  | FIRE CLASS ABC | POWDER | AW | Y
5146840 | UNKNOWN |  | ELMTREE /FIRE-EX |  | NJBC | S | NJBC-CM-ELMTR | P203 | INSV | INST | HUSSAARM | 2013-10-13 | 14 THOMAS RD |  |  |  |  | FIRE CLASS ABC | POWDER | AW | Y
5146841 | UNKNOWN |  | CAMDEN /FIRE-EX |  | NJBC | S | NJBC-CM-CASTA | P203 | INSV | INST | HUSSAARM | 2013-10-13 | 791 N 30TH ST |  |  |  |  | FIRE CLASS ABC | POWDER | AW | Y
5146842 | UNKNOWN |  | 30TH-BST /FIRE-EX |  | NJBC | S | NJBC-CM-30TH.-BST. | P203 | INSV | INST | HUSSAARM | 2013-10-13 | 2940 SAUNDERS ST |  |  |  |  | FIRE CLASS ABC | POWDER | AW | Y
5146844 | UNKNOWN |  | COLUMBIALK /FIRE-EX |  | NJBC | S | NJBC-CM-COLUM | P203 | INSV | INST | HUSSAARM | 2013-10-13 | 330 OAK AVE |  |  |  |  | FIRE CLASS ABC | POWDER | AW | Y
5145301 | UNKNOWN |  | DRWTP-HSPS 34 -PIPE GALL /FIRE-EX |  | NJBC | S | NJBC-BU-DRWTP-HSPS | P203 | INSV | INST | HUSSAARM | 2013-10-13 | 213 CARRIAGE LANE | [5 empty] | POWDER | AW | Y
5145304 | UNKNOWN |  | DRWTP-HSPS 35 -PIPE GALL /FIRE-EX |  | NJBC | S | NJBC-BU-DRWTP-HSPS | P203 | INSV | INST | HUSSAARM | 2013-10-13 | 213 CARRIAGE LANE | [5 empty] | POWDER | AW | Y
5145306 | UNKNOWN |  | DRWTP-HSPS 36 -PIPE GALL /FIRE-EX |  | NJBC | S | NJBC-BU-DRWTP-HSPS | P203 | INSV | INST | HUSSAARM | 2013-10-13 | 213 CARRIAGE LANE | [5 empty] | POWDER | AW | Y
5145309 | UNKNOWN |  | DRWTP-TRMT 37 -FILT GALL /FIRE-EX |  | NJBC | S | NJBC-BU-DRWTP-TRMT | P203 | INSV | INST | HUSSAARM | 2013-10-13 | 213 CARRIAGE LANE | [5 empty] | POWDER | AW | Y
5145312 | UNKNOWN |  | DRWTP-TRMT 38 -FILT GALL /FIRE-EX |  | NJBC | S | NJBC-BU-DRWTP-TRMT | P203 | INSV | INST | HUSSAARM | 2013-10-13 | 213 CARRIAGE LANE | [5 empty] | POWDER | AW | Y
5145315 | UNKNOWN |  | DRWTP-TRMT 39 -FILT GALL /FIRE-EX |  | NJBC | S | NJBC-BU-DRWTP-TRMT | P203 | INSV | INST | HUSSAARM | 2013-10-13 | 213 CARRIAGE LANE | [5 empty] | POWDER | AW | Y
5145317 | UNKNOWN |  | DRWTP-TRMT 40 -SAMPLE PMP 5 /FIRE-EX |  | NJBC | S | NJBC-BU-DRWTP-TRMT | P203 | INSV | INST | HUSSAARM | 2013-10-13 | 213 CARRIAGE LANE | [5 empty] | POWDER | AW | Y
5145319 | UNKNOWN |  | DRWTP-TRMT 41 -SUPR P 3&4 /FIRE-EX |  | NJBC | S | NJBC-BU-DRWTP-TRMT | P203 | INSV | INST | HUSSAARM | 2013-10-13 | 213 CARRIAGE LANE | [5 empty] | POWDER | AW | Y
5145322 | UNKNOWN |  | DRWTP-TRMT 42 -SUPR P 1&2 /FIRE-EX |  | NJBC | S | NJBC-BU-DRWTP-TRMT | P203 | INSV | INST | HUSSAARM | 2013-10-13 | 213 CARRIAGE LANE | [5 empty] | POWDER | AW | Y
5145325 | UNKNOWN |  | DRWTP-TRMT 79 -ELEV MACH RM /FIRE-EX |  | NJBC | S | NJBC-BU-DRWTP-TRMT | P203 | INSV | INST | HUSSAARM | 2013-10-13 | 213 CARRIAGE LANE | [5 empty] | POWDER | AW | Y
5145328 | UNKNOWN |  | DRWTP-TRMT 43 -SUPR P 1 /FIRE-EX |  | NJBC | S | NJBC-BU-DRWTP-TRMT | P203 | INSV | INST | HUSSAARM | 2013-10-13 | 213 CARRIAGE LANE | [5 empty] | POWDER | AW | Y
5145331 | UNKNOWN |  | DRWTP-TRMT-SUPR 44 -BLWDWN CHMB /FIRE-EX |  | NJBC | S | NJBC-BU-DRWTP-TRMT-SUPR | P203 | INSV | INST | HUSSAARM | 2013-10-13 | 213 CARRIAGE LANE | [5 empty] | POWDER | AW | Y
5145363 | UNKNOWN |  | DRWTP-RSHS-THCK 59 /FIRE-EX |  | NJBC | S | NJBC-BU-DRWTP-RSHS-THCK | P203 | INSV | INST | HUSSAARM | 2013-10-13 | 213 CARRIAGE LANE | [5 empty] | POWDER | AW | Y
5145362 | UNKNOWN |  | DRWTP-TRMT 57 -STAIR 5 /FIRE-EX |  | NJBC | S | NJBC-BU-DRWTP-TRMT | P203 | INSV | INST | HUSSAARM | 2013-10-13 | 213 CARRIAGE LANE | [5 empty] | POWDER | AW | Y
5145359 | UNKNOWN |  | DRWTP-TRMT 56 -STAIR 8 /FIRE-EX |  | NJBC | S | NJBC-BU-DRWTP-TRMT | P203 | INSV | INST | HUSSAARM | 2013-10-13 | 213 CARRIAGE LANE | [5 empty] | POWDER | AW | Y
5145356 | UNKNOWN |  | DRWTP-TRMT 55 -STAIR 7 /FIRE-EX |  | NJBC | S | NJBC-BU-DRWTP-TRMT | P203 | INSV | INST | HUSSAARM | 2013-10-13 | 213 CARRIAGE LANE | [5 empty] | POWDER | AW | Y
5145353 | UNKNOWN |  | DRWTP-TRMT 53 -STAIR 3 /FIRE-EX |  | NJBC | S | NJBC-BU-DRWTP-TRMT | P203 | INSV | INST | HUSSAARM | 2013-10-13 | 213 CARRIAGE LANE | [5 empty] | POWDER | AW | Y
5145350 | UNKNOWN |  | DRWTP-TRMT 52 -STAIR 6 /FIRE-EX |  | NJBC | S | NJBC-BU-DRWTP-TRMT | P203 | INSV | INST | HUSSAARM | 2013-10-13 | 213 CARRIAGE LANE | [5 empty] | POWDER | AW | Y
5145347 | UNKNOWN |  | DRWTP-TRMT 51 -STAIR 1 /FIRE-EX |  | NJBC | S | NJBC-BU-DRWTP-TRMT | P203 | INSV | INST | HUSSAARM | 2013-10-13 | 213 CARRIAGE LANE | [5 empty] | POWDER | AW | Y
5145344 | UNKNOWN |  | DRWTP-TRMT 49 -STAIR 9 /FIRE-EX |  | NJBC | S | NJBC-BU-DRWTP-TRMT | P203 | INSV | INST | HUSSAARM | 2013-10-13 | 213 CARRIAGE LANE | [5 empty] | POWDER | AW | Y
5145341 | UNKNOWN |  | DRWTP-TRMT 48 -PLNT VENTURI /FIRE-EX |  | NJBC | S | NJBC-BU-DRWTP-TRMT | P203 | INSV | INST | HUSSAARM | 2013-10-13 | 213 CARRIAGE LANE | [5 empty] | POWDER | AW | Y
5145339 | UNKNOWN |  | DRWTP-TRMT-LIME 47 -PRE-TRT /FIRE-EX |  | NJBC | S | NJBC-BU-DRWTP-TRMT-LIME | P203 | INSV | INST | HUSSAARM | 2013-10-13 | 213 CARRIAGE LANE | [5 empty] | POWDER | AW | Y
5145336 | UNKNOWN |  | DRWTP-TRMT-SUPR 46 -BLWDWN CHMB /FIRE-EX |  | NJBC | S | NJBC-BU-DRWTP-TRMT-SUPR | P203 | INSV | INST | HUSSAARM | 2013-10-13 | 213 CARRIAGE LANE | [5 empty] | POWDER | AW | Y
5145333 | UNKNOWN |  | DRWTP-TRMT-SUPR 45 -BLWDWN CHMB /FIRE-EX |  | NJBC | S | NJBC-BU-DRWTP-TRMT-SUPR | P203 | INSV | INST | HUSSAARM | 2013-10-13 | 213 CARRIAGE LANE | [5 empty] | POWDER | AW | Y
5195166 | AMEREX CORP |  | DRWTP-All Fire Extinguishers /FIRE-EX |  | NJBC | S | NJBC-BU-DRWTP | P203 | INSV | INST | TAYLORDM | 2015-03-06 | 213 CARRIAGE LN | [5 empty] | POWDER | AW | Y
5196304 | UNKNOWN |  | GREEN Filter Room 2 /FIRE-EX |  | NJBC | S | NJBC-MH-GREEN | P203 | INSV | INST | TAYLORDM | 2015-04-14 | GREEN STREET |  |  |  |  | FIRE CLASS ABC | POWDER | AW | Y
5196305 | UNKNOWN |  | GREEN Hypo Room /FIRE-EX |  | NJBC | S | NJBC-MH-GREEN | P203 | INSV | INST | TAYLORDM | 2015-04-14 | GREEN STREET |  |  |  |  | FIRE CLASS ABC | POWDER | AW | Y
5197102 | UNKNOWN |  | GREEN Office /FIRE-EX |  | NJBC | S | NJBC-MH-GREEN | P203 | INSV | INST | TAYLORDM | 2015-04-14 | GREEN STREET |  |  |  |  | FIRE CLASS ABC | POWDER | AW | Y
5197105 | UNKNOWN |  | GREEN Office (3) /FIRE-EX |  | NJBC | S | NJBC-MH-GREEN | P203 | INSV | INST | TAYLORDM | 2015-04-14 | GREEN STREET |  |  |  |  | FIRE CLASS ABC | POWDER | AW | Y
5197106 | UNKNOWN |  | GREEN MCC Office /FIRE-EX |  | NJBC | S | NJBC-MH-GREEN | P203 | INSV | INST | TAYLORDM | 2015-04-14 | GREEN STREET |  |  |  |  | FIRE CLASS ABC | POWDER | AW | Y
5209212 | UNKNOWN |  | POMONA /FIRE-EX |  | NJBC | S | NJBC-BU-POMON | P203 | INSV | INST | TAYLORDM | 2016-01-07 | 915 POMONA ROAD |  |  |  |  | FIRE CLASS ABC | POWDER | AW | Y
5210400 | UNKNOWN |  | MEDFORDIC /FIRE-EX |  | NJBC | S | NJBC-BU-MEDFO | P203 | INSV | INST | TAYLORDM | 2016-01-20 | 333 MEDFORD-MT HOLLY ROAD |  |  |  |  | FIRE CLASS ABC | POWDER | AW | Y
5211275 | KIDDE |  | RANN FIRE EXTING. 1 (LAB) /FIRE-EX |  | NJPG | S | NJPG-PG-RANN. | P203 | INSV | INST | LOD_EAM_02 | 2016-02-04 | 370 HARDING HWY | [5 empty] | POWDER
5211276 | KIDDE |  | RANN FIRE EXTING. 2 @ ELEC RM /FIRE-EX |  | NJPG | S | NJPG-PG-RANN. | P203 | INSV | INST | LOD_EAM_02 | 2016-02-04 | 370 HARDING HWY | [5 empty] | POWDER
5211277 | KIDDE |  | RANN FIRE EXTING. 3 @ HYPO RM /FIRE-EX |  | NJPG | S | NJPG-PG-RANN. | P203 | INSV | INST | LOD_EAM_02 | 2016-02-04 | 370 HARDING HWY | [5 empty] | POWDER

## Fire Alarm
Equipment |  | Inventory no. | Description | Full Name | AuthorizGroup | EquipCategory | Functional Loc. | Planning plant | User status | System status | Created by | Created on | Street | Size/dimens. | ManufSerialNo. | ManufPartNo. | Install. date | Action Taken Upon Al | Fire Alarm Type | Fire Class Rating | Owned By | Retest Required | Special Mtn Note | Special Mtn Note Det
5147745 | SIMPLEX |  | HADDONCRIC Smoke Detector /FIRE-AL |  | NJBC | S | NJBC-CM-HACIC | P203 | INSV | INST | HUSSAARM | 2013-10-13 | 429 W CRYSTAL LAKE AVE |  | 2098-9734 |  |  | XX | SINGLE DETECTOR |  | AW | Y
5147744 | SIMPLEX |  | WOODBURY Smoke Detector /FIRE-AL |  | NJBC | S | NJBC-GL-WOODB | P203 | INSV | INST | HUSSAARM | 2013-10-13 | 770 Clearview Ave |  | 2098-9734 |  |  | XX | SINGLE DETECTOR |  | AW | Y
5147742 | SIMPLEX |  | PINEHILLCRIC Smoke Detector /FIRE-AL |  | NJBC | S | NJBC-CM-PINEH | P203 | INSV | INST | HUSSAARM | 2013-10-13 |  |  | 2098-9734 |  |  | XX | SINGLE DETECTOR |  | AW | Y
5147741 | SIMPLEX |  | HARRHEIC Smoke Detector /FIRE-AL |  | NJBC | S | NJBC-GL-HARRH | P203 | INSV | INST | HUSSAARM | 2013-10-13 | 121 HELIG RD |  | 2098-9734 |  |  | XX | SINGLE DETECTOR |  | AW | Y
5147739 | SIMPLEX |  | EGREENUNIC Smoke Detector /FIRE-AL |  | NJBC | S | NJBC-GL-EGUIC | P203 | INSV | INST | HUSSAARM | 2013-10-13 | 822 MIDDLESBOROUGH WAY |  | 2098-9734 |  |  | XX | SINGLE DETECTOR |  | AW | Y
5147738 | SIMPLEX |  | WDEPTPRKIC Smoke Detector /FIRE-AL |  | NJBC | S | NJBC-GL-WDEPT | P203 | INSV | INST | HUSSAARM | 2013-10-13 | 901 DANTE CT |  | 2098-9734 |  |  | XX | SINGLE DETECTOR |  | AW | Y
5147736 | SIMPLEX |  | GREENTRIC Smoke Detector /FIRE-AL |  | NJBC | S | NJBC-BU-GREEN | P203 | INSV | INST | HUSSAARM | 2013-10-13 | SPRINGDALE ROAD |  | 2098-9734 |  |  | XX | SINGLE DETECTOR |  | AW | Y
5147735 | SIMPLEX |  | BERLINCOIC Smoke Detector /FIRE-AL |  | NJBC | S | NJBC-CM-BERLI | P203 | INSV | INST | HUSSAARM | 2013-10-13 | 74 COOPER RD |  |  |  |  | XX | SINGLE DETECTOR |  | AW | Y
5147734 | SIMPLEX |  | DEPTCLIC Smoke Detector /FIRE-AL |  | NJBC | S | NJBC-GL-DEPTC | P203 | INSV | INST | HUSSAARM | 2013-10-13 | 1570 CLEMENTS BRIDGE RD |  | 2098-9734 |  |  | XX | SINGLE DETECTOR |  | AW | Y
5147733 | UNKNOWN |  | CHEWSLNDBS Smoke Detector /FIRE-AL |  | NJBC | S | NJBC-CM-CHEWS | P203 | INSV | INST | HUSSAARM | 2013-10-13 | 1543 CHEWS LANDING RD |  |  |  |  | XX | SINGLE DETECTOR |  | AW | Y
5147731 | UNKNOWN |  | STATION-BAR Smoke Detector /FIRE-AL |  | NJBC | S | NJBC-CM-STATI-BAR. | P203 | INSV | INST | HUSSAARM | 2013-10-13 | 2 STATION AVE |  |  |  |  | XX | SINGLE DETECTOR |  | AW | Y
5147728 | ADT |  | CHURCHRCHL MN BLDG SMOKE DET /FIRE-AL |  | NJBC | S | NJBC-BU-CHURC | P203 | INSV | INST | HUSSAARM | 2013-10-13 | CHURCH ROAD |  |  |  |  | XX | SYSTEM |  | AW | Y
5147727 | SIMPLEX |  | HUTTONHILL-IC Smoke Detector /FIRE-AL |  | NJBC | S | NJBC-CM-HUTTO-IC.. | P203 | INSV | INST | HUSSAARM | 2013-10-13 | 1911 KRESSON RD |  |  |  |  | XX | SINGLE DETECTOR |  | AW | Y
5147726 | SIMPLEX |  | WINSLOWIC Smoke Detector /FIRE-AL |  | NJBC | S | NJBC-CM-WIHIC | P203 | INSV | INST | HUSSAARM | 2013-10-13 | 210 HEARTHSTONE DR |  |  |  |  | XX | SINGLE DETECTOR |  | AW | Y
5147724 | SIMPLEX |  | ROWANLRIC Smoke Detector /FIRE-AL |  | NJBC | S | NJBC-GL-ROLIC | P203 | INSV | INST | HUSSAARM | 2013-10-13 | 701 LAMBS RD |  |  |  |  | XX | SINGLE DETECTOR |  | AW | Y
5147723 | SIMPLEX |  | CENTRALIC Smoke Detector /FIRE-AL |  | NJBC | S | NJBC-CM-CENTR | P203 | INSV | INST | HUSSAARM | 2013-10-13 | EVESHAM ROAD |  |  |  |  | XX | SINGLE DETECTOR |  | AW | Y
5147721 | UNKNOWN |  | CAMDENFEIC Smoke Detector /FIRE-AL |  | NJBC | S | NJBC-CM-CAFIC | P203 | INSV | INST | HUSSAARM | 2013-10-13 | FEDERAL STREET |  |  |  |  | XX | SINGLE DETECTOR |  | AW | Y
5147720 | UNKNOWN |  | EGREENHAIC Smoke Detector /FIRE-AL |  | NJBC | S | NJBC-GL-EGHIC | P203 | INSV | INST | HUSSAARM | 2013-10-13 | 208 Harrison Ave |  |  |  |  | XX | SINGLE DETECTOR |  | AW | Y
5147717 | UNKNOWN |  | GLOUCESTERBS-BST HYPOCHLOR RM /FIRE-AL |  | NJBC | S | NJBC-GL-GLBST-BSTA | P203 | INSV | INST | HUSSAARM | 2013-10-13 | JESSUP MILL RD AT HARRISON AVE |  |  |  |  | SCADA ALARM | SYSTEM |  | AW | Y
5146869 | ADT |  | COOPER Contactor Bldg /FIRE-AL |  | NJBC | S | NJBC-BU-COOPE | P203 | INSV | INST | HUSSAARM | 2013-10-13 | 100 HENDRICKSON AVE |  |  |  |  | SCADA ALARM | SYSTEM |  | AW | Y
5146868 | ADT |  | COOPER Main Bldg /FIRE-AL |  | NJBC | S | NJBC-BU-COOPE | P203 | INSV | INST | HUSSAARM | 2013-10-13 | 100 HENDRICKSON AVE |  |  |  |  | SCADA ALARM | SYSTEM |  | AW | Y
5146859 | ADT |  | HIGHLAND Fire /Smoke /FIRE-AL |  | NJBC | S | NJBC-BU-HIGHL | P203 | INSV | INST | HUSSAARM | 2013-10-13 | 1007 Highland Ave |  |  |  |  | SCADA ALARM | SYSTEM |  | AW | Y
5146838 | SIMPLEX |  | MTHOLLYIC Smoke Detector /FIRE-AL |  | NJBC | S | NJBC-BU-MTHOL | P203 | INSV | INST | HUSSAARM | 2013-10-13 | 2909 MARNE HWY |  |  |  |  | XX | SINGLE DETECTOR |  | AW | Y
5146837 | SIMPLEX |  | MTLAURCHIC Smoke Detector /FIRE-AL |  | NJBC | S | NJBC-BU-MLCIC | P203 | INSV | INST | HUSSAARM | 2013-10-13 | 4129 CHURCH RD |  |  |  |  | XX | SINGLE DETECTOR |  | AW | Y
5146836 | SIMPLEX |  | MTLAURBRIC Smoke Detector /FIRE-AL |  | NJBC | S | NJBC-BU-MLBIC | P203 | INSV | INST | HUSSAARM | 2013-10-13 | 3321 MARNE HWY |  |  |  |  | XX | SINGLE DETECTOR | FIRE CLASS ABC | AW | Y
5145617 | UNKNOWN |  | DRWTP-TRMT /FIRE-AL |  | NJBC | S | NJBC-BU-DRWTP-TRMT | P203 | INSV | INST | HUSSAARM | 2013-10-13 | 213 CARRIAGE LANE |  |  |  |  | XX | SYSTEM |  | AW | Y
5211707 | UNKNOWN |  | ELKAUIC SMOKE DET /FIRE-AL |  | NJBC | S | NJBC-GL-ELKAU | P203 | INSV | INST | TAYLORDM | 2016-03-09 | 603 AURA RD |  |  |  |  | XX | SYSTEM |  | AW | Y
5211720 | UNKNOWN |  | ELK2WIC SMOKE DET /FIRE-AL |  | NJBC | S | NJBC-GL-ELK2W | P203 | INSV | INST | TAYLORDM | 2016-03-09 | Aura Road |  |  |  |  | XX | SYSTEM |  | AW | Y

## Facility & Grounds
Equipment |  | Inventory no. | Description | Full Name | AuthorizGroup | EquipCategory | Functional Loc. | Planning plant | User status | System status | Created by | Created on | Street | Size/dimens. | ManufSerialNo. | ManufPartNo. | Install. date | Backup Power | Block | Facility Type | Fire Alarm | Lot | On SCADA? | Owned By | Security Type | Special Mtn Note | Special Mtn Note Det | Staffing | Total Sq ft | Voltage Entering
5085093 | UNKNOWN |  | BIRCH GAC Room /FACILITY |  | NJLO | B | NJLO-Z1-BIRCH-GACR | P203 | INSV | INST | HUSSAARM | 2013-10-12 | 322 BIRCH CREEK RD | [6 empty] | FACILITY* |  |  |  | AW |  |  |  |  | 0 ft2
5105848 | UNKNOWN |  | RIVERSIDETNK /FACILITY |  | NJBC | B | NJBC-BU-RVTNK | P203 | INSV | INST | HUSSAARM | 2013-10-13 | HANCOCK STREET |  |  |  |  | Y | 904 | FACILITY* | N | 10 | Y | AW | SCADA |  |  | WEEKLY VISIT | 0 ft2
5105847 | UNKNOWN |  | PEMBERTIC /FACILITY |  | NJBC | B | NJBC-BU-PEMBE | P203 | INSV | INST | HUSSAARM | 2013-10-13 | 1106 PEMBERTON-BROWNS MILLS RD |  |  |  |  | Y |  | FACILITY* | N |  | Y | AW | SCADA |  |  | MONTHLY VISIT | 0 ft2
5105846 | UNKNOWN |  | OAKLYNTNK /FACILITY |  | NJBC | B | NJBC-CM-OKTNK | P203 | INSV | INST | HUSSAARM | 2013-10-13 | 276 MANOR AVE |  |  |  |  | Y |  | FACILITY* | N |  | Y | AW | SCADA |  |  | WEEKLY VISIT | 0 ft2
5105845 | UNKNOWN |  | MTHOLLYIC /FACILITY |  | NJBC | B | NJBC-BU-MTHOL | P203 | INSV | INST | HUSSAARM | 2013-10-13 | 2909 MARNE HWY |  |  |  |  | Y |  | FACILITY* | N |  | Y | AW | SCADA |  |  | MONTHLY VISIT | 0 ft2
5105844 | UNKNOWN |  | MTLAURBRIC /FACILITY |  | NJBC | B | NJBC-BU-MLBIC | P203 | INSV | INST | HUSSAARM | 2013-10-13 | 3321 MARNE HWY |  |  |  |  | Y |  | FACILITY* | N |  | Y | AW | SCADA |  |  | AS NEEDED | 100 ft2 | OTHER
5105843 | UNKNOWN |  | MTLAURHOIC /FACILITY |  | NJBC | B | NJBC-BU-MLHIC | P203 | INSV | INST | HUSSAARM | 2013-10-13 | 10307 HORIZON WAY |  |  |  |  | Y |  | FACILITY* | N |  | Y | AW | NONE |  |  | MONTHLY VISIT | 0 ft2
5105842 | UNKNOWN |  | MOORESCHIC /FACILITY |  | NJBC | B | NJBC-BU-MOORE | P203 | INSV | INST | HUSSAARM | 2013-10-13 | 1274 N CHURCH ST |  |  |  |  | Y |  | FACILITY* | N |  | Y | AW | SCADA |  |  | MONTHLY VISIT | 0 ft2
5105841 | UNKNOWN |  | HAINESMOIC /FACILITY |  | NJBC | B | NJBC-BU-HMOIC | P203 | INSV | INST | HUSSAARM | 2013-10-13 | 1005 WESTFIELD RD |  |  |  |  | N |  | FACILITY* | N |  | Y | AW | NONE |  |  | MONTHLY VISIT | 400 ft2
5105840 | UNKNOWN |  | MAPLECOIC /FACILITY |  | NJBC | B | NJBC-BU-MACIC | P203 | INSV | INST | HUSSAARM | 2013-10-13 | 665 N COLES AVE |  |  |  |  | Y |  | FACILITY* | N |  | Y | AW | NONE |  |  | MONTHLY VISIT | 0 ft2
5105839 | UNKNOWN |  | MAPLEWAVIC /FACILITY |  | NJBC | B | NJBC-BU-MAWIC | P203 | INSV | INST | HUSSAARM | 2013-10-13 | 103 WAVERLY AVE |  |  |  |  | Y |  | FACILITY* | N |  | Y | AW | SCADA |  |  | MONTHLY VISIT | 0 ft2
5105838 | UNKNOWN |  | MAGNOLIA-TNK /FACILITY |  | NJBC | B | NJBC-CM-MAGNO-TNK. | P203 | INSV | INST | HUSSAARM | 2013-10-13 | 625 N WALNUT AVENUE |  |  |  |  | Y |  | FACILITY* | N |  | Y | AW | SCADA |  |  |  | 0 ft2
5105837 | UNKNOWN |  | MAGNOCIA-HSP /FACILITY |  | NJBC | B | NJBC-CM-MAGNO-HSP. | P203 | INSV | INST | HUSSAARM | 2013-10-13 | 627 N WALNUT AVENUE |  |  |  |  | Y |  | FACILITY* | N |  | Y | AW | SCADA |  |  |  | 0 ft2
5105835 | UNKNOWN |  | MAGNOLIA-TRT /FACILITY |  | NJBC | B | NJBC-CM-MAGNO-TRT. | P203 | INSV | INST | HUSSAARM | 2013-10-13 | 627 N WALNUT AVENUE |  |  |  |  | Y | 51 | FACILITY* | N | 0.458333333333333 | Y | AW | SCADA |  |  |  | 0 ft2
5105834 | UNKNOWN |  | MAGNOLIA-W64 /FACILITY |  | NJBC | B | NJBC-CM-MAGNO-W64. | P203 | INSV | INST | HUSSAARM | 2013-10-13 | 616 N WALNUT AVENUE |  |  |  |  | Y |  | FACILITY* | N |  | Y | AW | SCADA |  |  |  | 0 ft2
5105833 | UNKNOWN |  | MAGNOLIA-W33 /FACILITY |  | NJBC | B | NJBC-CM-MAGNO-W33. | P203 | INSV | INST | HUSSAARM | 2013-10-13 | 625 N WALNUT AVENUE |  |  |  |  | Y | 51 E | FACILITY* | N |  | Y | AW | SCADA |  |  |  | 0 ft2
5105831 | UNKNOWN |  | MAGNOLIA-IC /FACILITY |  | NJBC | B | NJBC-CM-MAGNO-IC.. | P203 | INSV | INST | HUSSAARM | 2013-10-13 | 625 N WALNUT AVENUE |  |  |  |  | Y | 51 C | FACILITY* | N |  | Y | AW | SCADA |  |  |  | 0 ft2
5105830 | UNKNOWN |  | MAGNOLIA /FACILITY |  | NJBC | B | NJBC-CM-MAGNO | P203 | INSV | INST | HUSSAARM | 2013-10-13 | 625 N WALNUT AVENUE |  |  |  |  | Y |  | FACILITY* | N |  | Y | AW | SCADA |  |  | DAILY VISIT | 0 ft2
5105829 | UNKNOWN |  | LAURELSP-TNK /FACILITY |  | NJBC | B | NJBC-CM-LAURE-TNK. | P203 | INSV | INST | HUSSAARM | 2013-10-13 | 820 GRAND AVENUE |  |  |  |  | Y |  | FACILITY* | N |  | Y | AW | SCADA |  |  |  | 0 ft2
5105828 | UNKNOWN |  | LAURELSP-HSP /FACILITY |  | NJBC | B | NJBC-CM-LAURE-HSP. | P203 | INSV | INST | HUSSAARM | 2013-10-13 | 816 GRAND AVENUE |  |  |  |  | Y |  | FACILITY* | N |  | Y | AW | SCADA |  |  |  | 0 ft2
5105827 | UNKNOWN |  | LAURELSP-TRT /FACILITY |  | NJBC | B | NJBC-CM-LAURE-TRT. | P203 | INSV | INST | HUSSAARM | 2013-10-13 | 816 GRAND AVENUE |  |  |  |  | Y |  | FACILITY* | N |  | Y | AW | SCADA |  |  |  | 0 ft2
5105826 | UNKNOWN |  | LAURELSP-W61 /FACILITY |  | NJBC | B | NJBC-CM-LAURE-W61. | P203 | INSV | INST | HUSSAARM | 2013-10-13 | 325 TRENTON AVE |  |  |  |  | Y |  | FACILITY* | N |  | Y | AW | SCADA |  |  |  | 0 ft2
5105825 | UNKNOWN |  | LAURELSP-W60 /FACILITY |  | NJBC | B | NJBC-CM-LAURE-W60. | P203 | INSV | INST | HUSSAARM | 2013-10-13 | 819 GRAND AVENUE |  |  |  |  | Y |  | FACILITY* | N |  | Y | AW | SCADA |  |  |  | 0 ft2
5105874 | UNKNOWN |  | PITMANIC /FACILITY |  | NJBC | B | NJBC-GL-PITMA | P203 | INSV | INST | HUSSAARM | 2013-10-13 | 598 PITMAN RD |  |  |  |  | Y |  | FACILITY* | N |  | Y | AW | SCADA |  |  | MONTHLY VISIT | 0 ft2
5105873 | UNKNOWN |  | MANTUAIC /FACILITY |  | NJBC | B | NJBC-GL-MANTU | P203 | INSV | INST | HUSSAARM | 2013-10-13 | 638 MAIN ST |  |  |  |  | Y |  | FACILITY* | N |  | Y | AW | SCADA |  |  | MONTHLY VISIT | 0 ft2
5105872 | UNKNOWN |  | MTLAURCHIC /FACILITY |  | NJBC | B | NJBC-BU-MLCIC | P203 | INSV | INST | HUSSAARM | 2013-10-13 | 4129 CHURCH RD |  |  |  |  | Y |  | FACILITY* | N |  | Y | AW | SCADA |  |  | WEEKLY VISIT | 0 ft2
5105871 | UNKNOWN |  | HUTTONHILL-IC /FACILITY |  | NJBC | B | NJBC-CM-HUTTO-IC.. | P203 | INSV | INST | HUSSAARM | 2013-10-13 | 1911 KRESSON RD |  |  |  |  | Y |  | FACILITY* | N |  | Y | AW | SCADA |  |  | WEEKLY VISIT | 0 ft2
5105870 | UNKNOWN |  | RT130VLV /FACILITY |  | NJBC | B | NJBC-BU-RT130 | P203 | INSV | INST | HUSSAARM | 2013-10-13 | 4136 ROUTE 130 NORTH |  |  |  |  | Y |  | FACILITY* | N |  | Y | AW | SCADA |  |  | MONTHLY VISIT | 0 ft2
5105868 | UNKNOWN |  | ASHLAND-W32 /FACILITY |  | NJBC | B | NJBC-CM-ASHLA-W32. | P203 | INSV | INST | HUSSAARM | 2013-10-13 | 107 ATLANTIC AVE |  |  |  |  | Y | 116 | FACILITY* | N | 2 | Y | AW | SCADA |  |  |  | 0 ft2
5105867 | UNKNOWN |  | ASHLAND-W17 /FACILITY |  | NJBC | B | NJBC-CM-ASHLA-W17. | P203 | INSV | INST | HUSSAARM | 2013-10-13 | 107 ATLANTIC AVE |  |  |  |  | Y | 116 | FACILITY* | N | 2 | Y | AW | SCADA |  |  |  | 0 ft2
5105866 | UNKNOWN |  | ASHLAND /FACILITY |  | NJBC | B | NJBC-CM-ASHLA | P203 | INSV | INST | HUSSAARM | 2013-10-13 | 107 ATLANTIC AVE |  |  |  |  | Y |  | FACILITY* | N |  | Y | AW | SCADA |  |  | OTHER | 0 ft2
5105864 | UNKNOWN |  | MARLTONTNK /FACILITY |  | NJBC | B | NJBC-CM-MARLT | P203 | INSV | INST | HUSSAARM | 2013-10-13 | 701 CENTENNIAL BLVD |  |  |  |  | Y | 207 | FACILITY* | N | 4 | Y | AW | SCADA |  |  | WEEKLY VISIT | 0 ft2
5105863 | UNKNOWN |  | VOORHEES-TRT /FACILITY |  | NJBC | B | NJBC-CM-VOORH-TRT. | P203 | INSV | INST | HUSSAARM | 2013-10-13 | EVESHAM RD AT GOLF VIEW DRIVE |  |  |  |  | Y | 139 | FACILITY* | N | 16 | Y | AW | SCADA |  |  | DAILY VISIT | 0 ft2
5105862 | UNKNOWN |  | VOORHEES-TNK /FACILITY |  | NJBC | B | NJBC-CM-VOORH-TNK. | P203 | INSV | INST | HUSSAARM | 2013-10-13 | 13 GOLF VIEW DR |  |  |  |  | Y | 139 | FACILITY* | N | 16 | Y | AW | SCADA |  |  | DAILY VISIT | 0 ft2
5105861 | UNKNOWN |  | VOORHEES-BST /FACILITY |  | NJBC | B | NJBC-CM-VOORH-BST. | P203 | INSV | INST | HUSSAARM | 2013-10-13 | 13 GOLF VIEW DR |  |  |  |  | Y | 139 | FACILITY* | N | 16 | Y | AW | SCADA |  |  | DAILY VISIT | 0 ft2
5105860 | UNKNOWN |  | VOORHEES-W21 /FACILITY |  | NJBC | B | NJBC-CM-VOORH-W21. | P203 | INSV | INST | HUSSAARM | 2013-10-13 | EVESHAM RD AT GOLF VIEW DRIVE |  |  |  |  | Y | 139 | FACILITY* | N | 16 | Y | AW | SCADA |  |  | DAILY VISIT | 0 ft2
5105859 | UNKNOWN |  | VOORHEES-RCL /FACILITY |  | NJBC | B | NJBC-CM-VOORH-RCL. | P203 | INSV | INST | HUSSAARM | 2013-10-13 | 13 GOLF VIEW DR |  |  |  |  | Y |  | FACILITY* | N |  | Y | AW | SCADA |  |  | DAILY VISIT | 0 ft2
5105858 | UNKNOWN |  | VOORHEES /FACILITY |  | NJBC | B | NJBC-CM-VOORH | P203 | INSV | INST | HUSSAARM | 2013-10-13 | 13 GOLF VIEW DR |  |  |  |  | Y |  | FACILITY* | N |  | Y | AW | SCADA |  |  | DAILY VISIT | 0 ft2
5105857 | UNKNOWN |  | SOMERDALE-TNK /FACILITY |  | NJBC | B | NJBC-CM-SOMER-TNK. | P203 | INSV | INST | HUSSAARM | 2013-10-13 | 26 ELM AVE |  |  |  |  | Y | 77 | FACILITY* | N |  | Y | AW | SCADA |  |  | MONTHLY VISIT | 0 ft2
5105856 | UNKNOWN |  | SOMERDALE-W14 /FACILITY |  | NJBC | B | NJBC-CM-SOMER-W14. | P203 | INSV | INST | HUSSAARM | 2013-10-13 | 26 ELM AVE |  |  |  |  | Y | 77 | FACILITY* | N |  | Y | AW | SCADA |  |  |  | 0 ft2
5105855 | UNKNOWN |  | SOMERDALE /FACILITY |  | NJBC | B | NJBC-CM-SOMER | P203 | INSV | INST | HUSSAARM | 2013-10-13 | 26 ELM AVE |  |  |  |  | Y |  | FACILITY* | N |  | Y | AW | SCADA |  |  | OTHER | 0 ft2
5105854 | UNKNOWN |  | IRISHHILLBS /FACILITY |  | NJBC | B | NJBC-CM-IRISH | P203 | INSV | INST | HUSSAARM | 2013-10-13 | 128 HILL AVE |  |  |  |  | N |  | FACILITY* | N |  | N | AW | NONE |  |  | OTHER | 0 ft2
5105853 | UNKNOWN |  | RUNNEREMEDE /FACILITY |  | NJBC | B | NJBC-CM-RUNNE | P203 | INSV | INST | HUSSAARM | 2013-10-13 | 28 ST CLAIR AVE |  |  |  |  | Y | 118 | FACILITY* | N | 4 | Y | AW | SCADA |  |  | OTHER | 0 ft2
5105851 | UNKNOWN |  | EVESHAM-BST /FACILITY |  | NJBC | B | NJBC-CM-EVBST-BSTA | P203 | INSV | INST | HUSSAARM | 2013-10-13 | EVERGREEN RD |  |  |  |  | Y |  | FACILITY* | N |  | Y | AW | SCADA |  |  |  | 0 ft2
5105850 | UNKNOWN |  | EVESHAM /FACILITY |  | NJBC | B | NJBC-CM-EVBST | P203 | INSV | INST | HUSSAARM | 2013-10-13 | EVERGREEN RD |  |  |  |  | Y | 149 | FACILITY* | N | 6 | Y | AW | SCADA |  |  | DAILY VISIT | 0 ft2
5105824 | UNKNOWN |  | LAURELSP-W15 /FACILITY |  | NJBC | B | NJBC-CM-LAURE-W15. | P203 | INSV | INST | HUSSAARM | 2013-10-13 | 401 S ATLANTIC AVE |  |  |  |  | Y |  | FACILITY* | N |  | Y | AW | SCADA |  |  |  | 0 ft2
5104997 | UNKNOWN |  | HADDONHTS-W15 /FACILITY |  | NJBC | B | NJBC-CM-HAHTS-WL15 | P203 | INSV | INST | HUSSAARM | 2013-10-13 | 614 W. ATLANTIC AVE |  |  |  |  | Y | 53 | FACILITY* | N | 2 | Y | AW | SCADA |  |  |  | 0 ft2
5104996 | UNKNOWN |  | HADDONHTS-W20 /FACILITY |  | NJBC | B | NJBC-CM-HAHTS-WL20 | P203 | INSV | INST | HUSSAARM | 2013-10-13 | 110 ALBANY AVE |  |  |  |  | N | 46 | FACILITY* | N | 5 | Y | AW | SCADA |  |  |  | 0 ft2
5104995 | UNKNOWN |  | HADDONHTS /FACILITY |  | NJBC | B | NJBC-CM-HAHTS | P203 | INSV | INST | HUSSAARM | 2013-10-13 | 614 W. Atlantic Ave |  |  |  |  | Y |  | FACILITY* | N |  | Y | AW | SCADA |  |  | DAILY VISIT | 0 ft2
5104994 | UNKNOWN |  | OTTERBROOK-TNK /FACILITY |  | NJBC | B | NJBC-CM-OTTER-TNK. | P203 | INSV | INST | HUSSAARM | 2013-10-13 | 711 FLOODGATE RD |  |  |  |  | Y |  | FACILITY* | N |  | Y | AW | SCADA |  |  |  | 0 ft2
5104993 | UNKNOWN |  | OTTERBROOK-HSP /FACLITY |  | NJBC | B | NJBC-CM-OTTER-HSP. | P203 | INSV | INST | HUSSAARM | 2013-10-13 | FLOODGATE ROAD AT JUNE DRIVE |  |  |  |  | Y | 2907 | FACILITY* | N | 50 | Y | AW | SCADA |  |  |  | 0 ft2
5104992 | UNKNOWN |  | OTTERBROOK-TRT /FACILITY |  | NJBC | B | NJBC-CM-OTTER-TRT. | P203 | INSV | INST | HUSSAARM | 2013-10-13 | FLOODGATE ROAD AT JUNE DRIVE |  |  |  |  | Y |  | FACILITY* | N |  | Y | AW | SCADA |  |  |  | 0 ft2
5104991 | UNKNOWN |  | OTTERBROOK-W39 /FACILITY |  | NJBC | B | NJBC-CM-OTTER-W39. | P203 | INSV | INST | HUSSAARM | 2013-10-13 | 77 JUNE DR |  |  |  |  | Y |  | FACILITY* | N |  | Y | AW | SCADA |  |  |  | 0 ft2
5104989 | UNKNOWN |  | OTTERBROOK-W34 /FACILITY |  | NJBC | B | NJBC-CM-OTTER-W34. | P203 | INSV | INST | HUSSAARM | 2013-10-13 | 413 N OTTER BRANCH DR |  |  |  |  | Y |  | FACILITY* | N |  | Y | AW | SCADA |  |  |  | 0 ft2
5104988 | UNKNOWN |  | OTTERBROOK-W29 /FACILITY |  | NJBC | B | NJBC-CM-OTTER-W29. | P203 | INSV | INST | HUSSAARM | 2013-10-13 | 79 JUNE DR |  |  |  |  | Y |  | FACILITY* | N |  | Y | AW | SCADA |  |  |  | 0 ft2
5104987 | UNKNOWN |  | OTTERBROOK /FACILITY |  | NJBC | B | NJBC-CM-OTTER | P203 | INSV | INST | HUSSAARM | 2013-10-13 | 900 SAN JOSE DR |  |  |  |  | Y | 2907 | FACILITY* | N | 50 | Y | AW | SCADA |  |  | DAILY VISIT | 0 ft2
5104986 | UNKNOWN |  | CENTRALIC /FACILITY |  | NJBC | B | NJBC-CM-CENTR | P203 | INSV | INST | HUSSAARM | 2013-10-13 | EVESHAM ROAD |  |  |  |  | N |  | FACILITY* | N |  | Y | AW | NONE |  |  | MONTHLY VISIT | 0 ft2
5104985 | UNKNOWN |  | GLOUCNICIC /FACILITY |  | NJBC | B | NJBC-GL-GLNIC | P203 | INSV | INST | HUSSAARM | 2013-10-13 | 103 NICHOLSON RD |  |  |  |  | Y |  | FACILITY* | N |  | Y | AW | NONE |  |  |  | 0 ft2
5104984 | UNKNOWN |  | GIBBSSTA-TNK /FACILITY |  | NJBC | B | NJBC-CM-GBSTA-YTNK | P203 | INSV | INST | HUSSAARM | 2013-10-13 | 1 LINDEN AVE |  |  |  |  | Y | 7 | FACILITY* | N |  | Y | AW | SCADA |  |  |  | 0 ft2
5104982 | UNKNOWN |  | GIBBSSTA-HSP /FACILITY |  | NJBC | B | NJBC-CM-GBSTA-HSPS | P203 | INSV | INST | HUSSAARM | 2013-10-13 | 1 LINDEN AVE |  |  |  |  | Y |  | FACILITY* | N |  | Y | AW | SCADA |  |  |  | 0 ft2
5104981 | UNKNOWN |  | GIBBSSTA-TRT /FACILITY |  | NJBC | B | NJBC-CM-GBSTA-TRTS | P203 | INSV | INST | HUSSAARM | 2013-10-13 | 1 LINDEN AVE |  |  |  |  | Y |  | FACILITY* | N |  | Y | AW | SCADA |  |  |  | 0 ft2
5104980 | UNKNOWN |  | GIBBSSTA-W57 /FACILITY |  | NJBC | B | NJBC-CM-GBSTA-WL57 | P203 | INSV | INST | HUSSAARM | 2013-10-13 | 1 LINDEN AVE |  |  |  |  | Y |  | FACILITY* | N |  | Y | AW | SCADA |  |  |  | 0 ft2
5104979 | UNKNOWN |  | GIBBSSTA-W56 /FACILITY |  | NJBC | B | NJBC-CM-GBSTA-WL56 | P203 | INSV | INST | HUSSAARM | 2013-10-13 | 1 LINDEN AVE |  |  |  |  | Y |  | FACILITY* | N |  | Y | AW | SCADA |  |  |  | 0 ft2
5104978 | UNKNOWN |  | GIBBSSTA-W43 /FACILITY |  | NJBC | B | NJBC-CM-GBSTA-WL43 | P203 | INSV | INST | HUSSAARM | 2013-10-13 | 1 LINDEN AVE |  |  |  |  | Y |  | FACILITY* | N |  | Y | AW | SCADA |  |  |  | 0 ft2
5104977 | UNKNOWN |  | GIBBSSTA-W42 /FACILITY |  | NJBC | B | NJBC-CM-GBSTA-WL42 | P203 | INSV | INST | HUSSAARM | 2013-10-13 | 1 LINDEN AVE |  |  |  |  | Y |  | FACILITY* | N |  | Y | AW | SCADA |  |  |  | 0 ft2
5104976 | UNKNOWN |  | GIBBSSTA-W41 /FACILITY |  | NJBC | B | NJBC-CM-GBSTA-WL41 | P203 | INSV | INST | HUSSAARM | 2013-10-13 | 1 LINDEN AVE |  |  |  |  | Y |  | FACILITY* | N |  | Y | AW | SCADA |  |  |  | 0 ft2
5104975 | UNKNOWN |  | GIBBSSTA /FACILITY |  | NJBC | B | NJBC-CM-GBSTA | P203 | INSV | INST | HUSSAARM | 2013-10-13 | 1 LINDEN AVE |  |  |  |  | Y |  | FACILITY* | N |  | Y | AW | SCADA |  |  | DAILY VISIT | 0 ft2
5104974 | UNKNOWN |  | GIBBSBOROBS -TNK /FACILITY |  | NJBC | B | NJBC-CM-GBBST-TNK. | P203 | INSV | INST | HUSSAARM | 2013-10-13 | 81 LUCAS BLVD |  |  |  |  | Y | 7 | FACILITY* | N |  | Y | AW | NONE |  |  | DAILY VISIT | 0 ft2
5105823 | UNKNOWN |  | LAURELSP-W13 /FACILITY |  | NJBC | B | NJBC-CM-LAURE-W13. | P203 | INSV | INST | HUSSAARM | 2013-10-13 | 820 GRAND AVENUE |  |  |  |  | Y |  | FACILITY* | N |  | Y | AW | SCADA |  |  |  | 0 ft2
5105822 | UNKNOWN |  | LAURELSP-W10 /FACILITY |  | NJBC | B | NJBC-CM-LAURE-W10. | P203 | INSV | INST | HUSSAARM | 2013-10-13 | 819 GRAND AVENUE |  |  |  |  | Y |  | FACILITY* | N |  | Y | AW | SCADA |  |  |  | 0 ft2
5105821 | UNKNOWN |  | LAURELSP-W8 /FACILITY |  | NJBC | B | NJBC-CM-LAURE-W8.. | P203 | INSV | INST | HUSSAARM | 2013-10-13 | 820 GRAND AVENUE |  |  |  |  | Y |  | FACILITY* | N |  | Y | AW | SCADA |  |  |  | 0 ft2
5105820 | UNKNOWN |  | LAURELSP-W4 /FACILITY |  | NJBC | B | NJBC-CM-LAURE-W4.. | P203 | INSV | INST | HUSSAARM | 2013-10-13 | 325 TRENTON AVE |  |  |  |  | Y |  | FACILITY* | N |  | Y | AW | SCADA |  |  |  | 0 ft2
5105818 | UNKNOWN |  | LAURELSP-W1 /FACILITY |  | NJBC | B | NJBC-CM-LAURE-W1.. | P203 | INSV | INST | HUSSAARM | 2013-10-13 | 820 E ATLANTIC AVE |  |  |  |  | Y |  | FACILITY* | N |  | Y | AW | SCADA |  |  |  | 0 ft2
5105817 | UNKNOWN |  | LAURELSP /FACILITY |  | NJBC | B | NJBC-CM-LAURE | P203 | INSV | INST | HUSSAARM | 2013-10-13 | 820 GRAND AVENUE |  |  |  |  | Y | 26 | FACILITY* | N | 4 | Y | AW | SCADA |  |  | DAILY VISIT | 0 ft2
5105815 | UNKNOWN |  | HINELLA /FACILITY |  | NJBC | B | NJBC-CM-HINEL | P203 | INSV | INST | HUSSAARM | 2013-10-13 | 502 W ATLANTIC AVE |  |  |  |  | Y | 16 | FACILITY* | N | 5 | Y | AW | SCADA |  |  | WEEKLY VISIT | 0 ft2
5105814 | UNKNOWN |  | HADDONLAIC /FACILITY |  | NJBC | B | NJBC-CM-HALIC | P203 | INSV | INST | HUSSAARM | 2013-10-13 | 263 LAKE ST |  |  |  |  | Y |  | FACILITY* | N |  | Y | AW | NONE |  |  | MONTHLY VISIT | 0 ft2
5105813 | UNKNOWN |  | HADDONCRIC /FACILITY |  | NJBC | B | NJBC-CM-HACIC | P203 | INSV | INST | HUSSAARM | 2013-10-13 | 429 W CRYSTAL LAKE AVE |  |  |  |  | Y |  | FACILITY* | N |  | Y | AW | SCADA |  |  | MONTHLY VISIT | 0 ft2
5105812 | UNKNOWN |  | EGBERT-HSP /FACILITY |  | NJBC | B | NJBC-CM-EGBER-HSP. | P203 | INSV | INST | HUSSAARM | 2013-10-13 | 1328 SYLVAN AVE |  |  |  |  | Y |  | FACILITY* | N |  | Y | AW | SCADA |  |  |  | 0 ft2
5105811 | UNKNOWN |  | EGBERT-W35 /FACILITY |  | NJBC | B | NJBC-CM-EGBER-W35. | P203 | INSV | INST | HUSSAARM | 2013-10-13 | 1328 SYLVAN AVE |  |  |  |  | Y |  | FACILITY* | N |  | Y | AW | SCADA |  |  |  | 0 ft2
5105810 | UNKNOWN |  | EGBERT-W18 /FACILITY |  | NJBC | B | NJBC-CM-EGBER-W18. | P203 | INSV | INST | HUSSAARM | 2013-10-13 | 1328 SYLVAN AVE |  |  |  |  | Y | 83 | FACILITY* | N | 1 | Y | AW | SCADA |  |  |  | 0 ft2
5105809 | UNKNOWN |  | EGBERT /FACILITY |  | NJBC | B | NJBC-CM-EGBER | P203 | INSV | INST | HUSSAARM | 2013-10-13 | 1328 SYLVAN AVE |  |  |  |  | Y | 83 | FACILITY* | N | 1 | Y | AW | SCADA |  |  | MONTHLY VISIT | 0 ft2
5105808 | UNKNOWN |  | STATION-BAR /FACILITY |  | NJBC | B | NJBC-CM-STATI-BAR. | P203 | INSV | INST | HUSSAARM | 2013-10-13 | 2 STATION AVE |  |  |  |  | Y |  | FACILITY* | Y |  | Y | AW | SCADA |  |  | DAILY VISIT | 0 ft2
5105807 | UNKNOWN |  | STATION-TNK2 /FACILITY |  | NJBC | B | NJBC-CM-STATI-TNK2 | P203 | INSV | INST | HUSSAARM | 2013-10-13 | 2 STATION AVE |  |  |  |  | Y | 3 | FACILITY* | N | 1 | Y | AW | SCADA |  |  | AS NEEDED | 8,116 ft2
5105805 | UNKNOWN |  | STATION-TNK1 /FACILITY |  | NJBC | B | NJBC-CM-STATI-TNK1 | P203 | INSV | INST | HUSSAARM | 2013-10-13 | 2 STATION AVE |  |  |  |  | Y | 3 | FACILITY* | N | 1 | Y | AW | SCADA |  |  |  | 0 ft2
5105804 | UNKNOWN |  | STATION-BST /FACILITY |  | NJBC | B | NJBC-CM-STATI-BST. | P203 | INSV | INST | HUSSAARM | 2013-10-13 | 2 STATION AVE |  |  |  |  | Y | 3 | FACILITY* | Y | 1 | Y | AW | SCADA |  |  |  | 0 ft2
5105803 | UNKNOWN |  | STATION /FACILITY |  | NJBC | B | NJBC-CM-STATI | P203 | INSV | INST | HUSSAARM | 2013-10-13 | 2 STATION AVE |  |  |  |  | N | 3 | FACILITY* | Y | 1 | Y | AW | SCADA |  |  | DAILY VISIT | 100 ft2
5105802 | UNKNOWN |  | HADDONHTS-TRT /FACILITY |  | NJBC | B | NJBC-CM-HAHTS-TRTS | P203 | INSV | INST | HUSSAARM | 2013-10-13 | 614 W. ATLANTIC AVE |  |  |  |  | Y | 53 | FACILITY* | N | 2 | Y | AW | SCADA |  |  |  | 0 ft2
5105801 | UNKNOWN |  | HADDONHTS-W63 /FACILITY |  | NJBC | B | NJBC-CM-HAHTS-WL63 | P203 | INSV | INST | HUSSAARM | 2013-10-13 | 120 TRENTON AVE |  |  |  |  | N | 11 | FACILITY* | N | 55 | Y | AW | SCADA |  |  |  | 0 ft2
5105800 | UNKNOWN |  | HADDONHTS-W67 /FACILITY |  | NJBC | B | NJBC-CM-HAHTS-WL67 | P203 | INSV | INST | HUSSAARM | 2013-10-13 | 614 W. ATLANTIC AVE |  |  |  |  | Y | 53 | FACILITY* | N | 2 | Y | AW | SCADA |  |  |  | 0 ft2
5104998 | UNKNOWN |  | HADDONHTS-W30 /FACILITY |  | NJBC | B | NJBC-CM-HAHTS-WL30 | P203 | INSV | INST | HUSSAARM | 2013-10-13 | 614 W. ATLANTIC AVE | [5 empty] | 53 | FACILITY* |  | 2 |  | AW | SCADA |  |  |  | 0 ft2
5144533 | UNKNOWN |  | BIRCH /FACILITY |  | NJLO | B | NJLO-Z1-BIRCH | P203 | INSV | INST | HUSSAARM | 2013-10-13 | 322 BIRCH CREEK ROAD |  |  |  |  | Y |  | FACILITY* | N |  | Y | AW | DIAL OUT |  |  | DAILY VISIT | 0 ft2
5144531 | UNKNOWN |  | PURE-W05 /FACILITY |  | NJLO | B | NJLO-Z1-PURE.-W05. | P203 | OOS | INAC INST | HUSSAARM | 2013-10-13 | EAGLE CT | [6 empty] | FACILITY* | N |  |  | AW |  |  |  |  | 0 ft2
5144529 | UNKNOWN |  | PURE /FACILITY |  | NJLO | B | NJLO-Z1-PURE. | P203 | INSV | INST | HUSSAARM | 2013-10-13 | 2255 High Hill Rd | [6 empty] | FACILITY* | N |  |  | AW | NONE |  |  | MONTHLY VISIT | 0 ft2
5144526 | UNKNOWN |  | PURETA /FACILITY |  | NJLO | B | NJLO-Z1-PURET | P203 | INSV | INST | HUSSAARM | 2013-10-13 | EAGLE CT |  |  |  |  | Y |  | FACILITY* | N |  | Y | AW | NONE |  |  | WEEKLY VISIT | 0 ft2
5144524 | UNKNOWN |  | COMM-IC /FACILITY |  | NJLO | B | NJLO-Z1-COMM.-IC.. | P203 | INSV | INST | HUSSAARM | 2013-10-13 | 657 COMMODORE DR | [6 empty] | FACILITY* | N |  | Y | AW |  |  |  |  | 0 ft2
5144523 | UNKNOWN |  | COMM-TNK /FACILITY |  | NJLO | B | NJLO-Z1-COMM.-TNK. | P203 | INSV | INST | HUSSAARM | 2013-10-13 | 151 SPRINGER LN | [6 empty] | FACILITY* | N |  | Y | AW |  |  |  |  | 0 ft2
5144521 | UNKNOWN |  | COMM-PMP /FACILITY |  | NJLO | B | NJLO-Z1-COMM.-PMP. | P203 | INSV | INST | HUSSAARM | 2013-10-13 | 657 COMMODORE DR | [6 empty] | FACILITY* | N |  | Y | AW |  |  |  |  | 0 ft2
5144519 | UNKNOWN |  | COMM /FACILITY |  | NJLO | B | NJLO-Z1-COMM. | P203 | INSV | INST | HUSSAARM | 2013-10-13 | 657 Commodore Dr | [6 empty] | FACILITY* | N |  | Y | AW | NONE |  |  | DAILY VISIT | 0 ft2
5144517 | UNKNOWN |  | BECK-TNK /FACILITY |  | NJLO | B | NJLO-Z1-BECK.-TNK. | P203 | INSV | INST | HUSSAARM | 2013-10-13 | 16 SADDLE LN | [6 empty] | FACILITY* | N |  | Y | AW |  |  |  |  | 0 ft2
5144515 | UNKNOWN |  | BECK-TRT /FACILITY |  | NJLO | B | NJLO-Z1-BECK.-TRT. | P203 | INSV | INST | HUSSAARM | 2013-10-13 | 16 SADDLE LN | [6 empty] | FACILITY* | N |  | Y | AW |  |  |  |  | 0 ft2
5144514 | UNKNOWN |  | BECK-PMP /FACILITY |  | NJLO | B | NJLO-Z1-BECK.-PMP. | P203 | INSV | INST | HUSSAARM | 2013-10-13 | 1547 HIGH HILL RD | [6 empty] | FACILITY* | N |  | Y | AW |  |  |  |  | 0 ft2
5144513 | UNKNOWN |  | BECK-W07 /FACILITY |  | NJLO | B | NJLO-Z1-BECK.-W07. | P203 | INSV | INST | HUSSAARM | 2013-10-13 | 1541 HIGH HILL RD | [6 empty] | FACILITY* | N |  | Y | AW |  |  |  |  | 0 ft2
5144512 | UNKNOWN |  | BECK-W03 /FACILITY |  | NJLO | B | NJLO-Z1-BECK.-W03. | P203 | INSV | INAC INST | HUSSAARM | 2013-10-13 | 1541 HIGH HILL RD | [6 empty] | FACILITY* | N |  | Y | AW |  |  |  |  | 0 ft2
5144510 | UNKNOWN |  | BECK-W02 /FACILITY |  | NJLO | B | NJLO-Z1-BECK.-W02. | P203 | INSV | INST | HUSSAARM | 2013-10-13 | 202 STIRRUP RD | [6 empty] | FACILITY* | N |  | Y | AW |  |  |  |  | 0 ft2
5144509 | UNKNOWN |  | BECK /FACILITY |  | NJLO | B | NJLO-Z1-BECK. | P203 | INSV | INST | HUSSAARM | 2013-10-13 | 1547 High Hill Rd |  |  |  |  | Y |  | FACILITY* | N |  | Y | AW | DIAL OUT |  |  | DAILY VISIT | 0 ft2
5128657 | UNKNOWN |  | DRWTP-RSHS /FACILITY |  | NJBC | B | NJBC-BU-DRWTP-RSHS | P203 | INSV | INST | HUSSAARM | 2013-10-13 | 213 CARRIAGE LANE |  |  |  |  | Y |  | FACILITY* |  |  | Y | AW | DIAL OUT |  |  | 24/7 | 0 ft2
5128656 | UNKNOWN |  | DRWTP-HSPS /FACILITY |  | NJBC | B | NJBC-BU-DRWTP-HSPS | P203 | INSV | INST | HUSSAARM | 2013-10-13 | 213 CARRIAGE LANE |  |  |  |  | Y |  | FACILITY* | Y |  | Y | AW | DIAL OUT |  |  | 24/7 | 0 ft2
5128654 | UNKNOWN |  | DRWTP-TRMT /FACILITY |  | NJBC | B | NJBC-BU-DRWTP-TRMT | P203 | INSV | INST | HUSSAARM | 2013-10-13 | 213 CARRIAGE LANE |  |  |  |  | Y |  | FACILITY* | Y |  | Y | AW | DIAL OUT |  |  | 24/7 | 0 ft2
5128652 | UNKNOWN |  | DRWTP-LLPS /FACILITY |  | NJBC | B | NJBC-BU-DRWTP-LLPS | P203 | INSV | INST | HUSSAARM | 2013-10-13 | 213 CARRIAGE LANE |  |  |  |  | Y |  | FACILITY* | Y |  | Y | AW | DIAL OUT |  |  | 24/7 | 0 ft2
5128650 | UNKNOWN |  | DRWTP-RWPS /FACILITY |  | NJBC | B | NJBC-BU-DRWTP-RWPS | P203 | INSV | INST | HUSSAARM | 2013-10-13 | 213 CARRIAGE LN |  |  |  |  | Y |  | FACILITY* | Y |  | Y | AW | DIAL OUT |  |  | DAILY VISIT | 0 ft2
5107719 | UNKNOWN |  | DRWTP-TRMT DIESEL FUEL AREA /FACILITY |  | NJBC | B | NJBC-BU-DRWTP-TRMT | P203 | INSV | INST | HUSSAARM | 2013-10-13 | 213 CARRIAGE LANE |  |  |  |  | Y |  | FACILITY* | Y |  | Y | AW | DIAL OUT |  |  | 24/7 | 0 ft2
5107717 | UNKNOWN |  | DRWTP-TRMT-ZINC /FACILITY |  | NJBC | B | NJBC-BU-DRWTP-TRMT-ZINC | P203 | INSV | INST | HUSSAARM | 2013-10-13 | 213 CARRIAGE LANE |  |  |  |  | Y |  | FACILITY* | Y |  | Y | AW | DIAL OUT |  |  | 24/7 | 0 ft2
5171573 | UNKNOWN |  | MANS-PLT /FACILITY |  | NJBC | B | NJBC-MF-MANS.-PLT. | P203 | INSV | INST | HUSSAARM | 2013-10-13 | 3165 RTE 206 | [6 empty] | FACILITY* |  |  | Y | AW |  |  |  |  | 0 ft2
5171562 | UNKNOWN |  | MANS-LAG /FACILITY |  | NJBC | B | NJBC-MF-MANS.-LAG. | P203 | INSV | INST | HUSSAARM | 2013-10-13 | 3165 RTE 206 | [6 empty] | FACILITY* |  |  | Y | AW |  |  |  |  | 0 ft2
5171551 | UNKNOWN |  | MANS-TNK /FACILITY |  | NJBC | B | NJBC-MF-MANS.-TNK. | P203 | INSV | INST | HUSSAARM | 2013-10-13 | 3165 RTE 206 | [6 empty] | FACILITY* |  |  | Y | AW |  |  |  |  | 0 ft2
5171540 | UNKNOWN |  | MANS /FACILITY |  | NJBC | B | NJBC-MF-MANS. | P203 | INSV | INST | HUSSAARM | 2013-10-13 | 3165 RTE 206 |  |  |  |  | Y |  | FACILITY* | Y |  | Y | AW | SCADA |  |  | DAILY VISIT | 0 ft2
5171529 | UNKNOWN |  | HOME-TNK /FACILITY |  | NJBC | B | NJBC-HS-HOME.-TNK. | P203 | INSV | INST | HUSSAARM | 2013-10-13 | 117 CHESTNUT HILL LN | [6 empty] | FACILITY* |  |  | Y | AW |  |  |  |  | 0 ft2
5171518 | UNKNOWN |  | HOME-W2 /FACILITY |  | NJBC | B | NJBC-HS-HOME.-W2.. | P203 | INSV | INST | HUSSAARM | 2013-10-13 | 59 LAKE VIEW TER | [6 empty] | FACILITY* |  |  | Y | AW |  |  |  |  | 0 ft2
5171507 | UNKNOWN |  | HOME-W1 /FACILITY |  | NJBC | B | NJBC-HS-HOME.-W1.. | P203 | INSV | INST | HUSSAARM | 2013-10-13 | JACK HEDDING ROAD | [6 empty] | FACILITY* |  |  | Y | AW |  |  |  |  | 0 ft2
5171296 | UNKNOWN |  | HOME /FACILITY |  | NJBC | B | NJBC-HS-HOME. | P203 | INSV | INST | HUSSAARM | 2013-10-13 | JACK HEDDING ROAD |  |  |  |  | Y |  | FACILITY* |  |  | Y | AW |  |  |  | DAILY VISIT | 0 ft2
5171289 | UNKNOWN |  | GREEN-W6 /FACILITY |  | NJBC | B | NJBC-MH-GREEN-W6.. | P203 | INSV | INST | HUSSAARM | 2013-10-13 | 51 GREEN STREET | [6 empty] | FACILITY* |  |  | Y | AW |  |  |  |  | 0 ft2
5171288 | UNKNOWN |  | GREEN-OPS /FACILITY |  | NJBC | B | NJBC-MH-GREEN-OPS. | P203 | INSV | INST | HUSSAARM | 2013-10-13 | GREEN STREET | [6 empty] | FACILITY* |  |  | Y | AW |  |  |  |  | 0 ft2
5171280 | UNKNOWN |  | GREEN-W3R /FACILITY |  | NJBC | B | NJBC-MH-GREEN-W3R. | P203 | INSV | INST | HUSSAARM | 2013-10-13 | 76 GREEN STREET | [6 empty] | FACILITY* |  |  | Y | AW |  |  |  |  | 0 ft2
5171270 | UNKNOWN |  | GREEN-W4 /FACILITY |  | NJBC | B | NJBC-MH-GREEN-W4.. | P203 | INSV | INST | HUSSAARM | 2013-10-13 | 105 GREEN STREET | [6 empty] | FACILITY* |  |  | Y | AW |  |  |  |  | 0 ft2
5171259 | UNKNOWN |  | GREEN /FACILITY |  | NJBC | B | NJBC-MH-GREEN | P203 | INSV | INST | HUSSAARM | 2013-10-13 | GREEN STREET |  |  |  |  | Y |  | FACILITY* | Y |  | Y | AW | SCADA |  |  | DAILY VISIT | 0 ft2
5169447 | UNKNOWN |  | CHAPELAVIC /FACILITY |  | NJBC | B | NJBC-CM-CHAPE | P203 | INSV | INST | HUSSAARM | 2013-10-13 | CHAPEL AVENUE | [6 empty] | FACILITY* |  |  |  | AW |  |  |  |  | 0 ft2
5144550 | UNKNOWN |  | BIRCH-TNK /FACILITY |  | NJLO | B | NJLO-Z1-BIRCH-TNK. | P203 | INSV | INST | HUSSAARM | 2013-10-13 | 322 BIRCH CREEK RD | [6 empty] | FACILITY* | N |  | Y | AW |  |  |  |  | 0 ft2
5144548 | UNKNOWN |  | BIRCH-TRT /FACILITY |  | NJLO | B | NJLO-Z1-BIRCH-TRT. | P203 | INSV | INST | HUSSAARM | 2013-10-13 | 322 BIRCH CREEK RD | [6 empty] | FACILITY* | N |  | Y | AW |  |  |  |  | 0 ft2
5144546 | ABB |  | BIRCH-PMP /FACILITY |  | NJLO | B | NJLO-Z1-BIRCH-PMP. | P203 | INSV | INST | HUSSAARM | 2013-10-13 | 322 BIRCH CREEK RD | [6 empty] | FACILITY* | N |  | Y | AW |  |  |  |  | 0 ft2
5144544 | UNKNOWN |  | BIRCH-WUO /FACILITY |  | NJLO | B | NJLO-Z1-BIRCH-WUO. | P203 | INSV | INST | HUSSAARM | 2013-10-13 | 322 BIRCH CREEK RD | [6 empty] | FACILITY* | N |  | Y | AW |  |  |  |  | 0 ft2
5144542 | UNKNOWN |  | BIRCH-WMO /FACILITY |  | NJLO | B | NJLO-Z1-BIRCH-WMO. | P203 | INSV | INST | HUSSAARM | 2013-10-13 | 322 BIRCH CREEK RD | [6 empty] | FACILITY* | N |  | Y | AW |  |  |  |  | 0 ft2
5144540 | UNKNOWN |  | BIRCH-WLO /FACILITY |  | NJLO | B | NJLO-Z1-BIRCH-WLO. | P203 | INSV | INST | HUSSAARM | 2013-10-13 | 322 BIRCH CREEK RD | [6 empty] | FACILITY* | N |  | Y | AW |  |  |  |  | 0 ft2
5144537 | UNKNOWN |  | BIRCH-W06 /FACILITY |  | NJLO | B | NJLO-Z1-BIRCH-W06. | P203 | INSV | INST | HUSSAARM | 2013-10-13 | 358 BIRCH CREEK RD | [6 empty] | FACILITY* | N |  | Y | AW |  |  |  |  | 0 ft2
5144535 | UNKNOWN |  | BIRCH-W04 /FACILITY |  | NJLO | B | NJLO-Z1-BIRCH-W04. | P203 | INSV | INST | HUSSAARM | 2013-10-13 | 336 BIRCH CREEK RD | [6 empty] | FACILITY* | N |  | Y | AW |  |  |  |  | 0 ft2
5107715 | UNKNOWN |  | DRWTP-TRMT-SUPR /FACILITY |  | NJBC | B | NJBC-BU-DRWTP-TRMT-SUPR | P203 | INSV | INST | HUSSAARM | 2013-10-13 | 213 CARRIAGE LANE |  |  |  |  | Y |  | FACILITY* | Y |  | Y | AW | DIAL OUT |  |  | 24/7 | 0 ft2
5105899 | UNKNOWN |  | WINSLOWIC /FACILITY |  | NJBC | B | NJBC-CM-WIHIC | P203 | INSV | INST | HUSSAARM | 2013-10-13 | 210 HEARTHSTONE DR |  |  |  |  | Y |  | FACILITY* | Y |  | Y | AW | SCADA |  |  | WEEKLY VISIT | 0 ft2
5105897 | UNKNOWN |  | WINSLOWBS /FACILITY |  | NJBC | B | NJBC-CM-WIBST | P203 | INSV | INST | HUSSAARM | 2013-10-13 | 80 COOPER RD |  |  |  |  | Y |  | FACILITY* | Y |  | Y | AW | SCADA |  |  | WEEKLY VISIT | 0 ft2
5105896 | UNKNOWN |  | NATIONPKIC /FACILITY |  | NJBC | B | NJBC-GL-NATIO | P203 | INSV | INST | HUSSAARM | 2013-10-13 | 7 S GROVE AVE |  |  |  |  | Y |  | FACILITY* | Y |  | Y | AW | SCADA |  |  | DAILY VISIT | 0 ft2
5105895 | UNKNOWN |  | GLASSAUIC /FACILITY |  | NJBC | B | NJBC-GL-GLASS | P203 | INSV | INST | HUSSAARM | 2013-10-13 | 450 AURA RD |  |  |  |  | Y |  | FACILITY* | Y |  | Y | AW | SCADA |  |  | WEEKLY VISIT | 0 ft2
5105894 | UNKNOWN |  | EGREENUNIC /FACILITY |  | NJBC | B | NJBC-GL-EGUIC | P203 | INSV | INST | HUSSAARM | 2013-10-13 | 822 MIDDLESBOROUGH WAY |  |  |  |  | Y |  | FACILITY* | N |  | Y | AW | SCADA |  |  | MONTHLY VISIT | 0 ft2
5105893 | UNKNOWN |  | GLOUCESTERBS-TRT /FACILITY |  | NJBC | B | NJBC-GL-GLBST-TRTS | P203 | INSV | INST | HUSSAARM | 2013-10-13 | JESSUP MILL RD AT HARRISON AVE |  |  |  |  | Y |  | FACILITY* | Y |  | Y | AW | SCADA |  |  | DAILY VISIT | 0 ft2
5105892 | UNKNOWN |  | GLOUCESTERBS-BST /FACILITY |  | NJBC | B | NJBC-GL-GLBST-BSTA | P203 | INSV | INST | HUSSAARM | 2013-10-13 | JESSUP MILL RD AT HARRISON AVE |  |  |  |  | Y |  | FACILITY* | Y |  | Y | AW | SCADA |  |  | DAILY VISIT | 0 ft2
5105891 | UNKNOWN |  | GLOUCESTERBS /FACILITY |  | NJBC | B | NJBC-GL-GLBST | P203 | INSV | INST | HUSSAARM | 2013-10-13 | 491 HARRISON AVE |  |  |  |  | Y |  | FACILITY* | Y |  | Y | AW | SCADA |  |  | DAILY VISIT | 0 ft2
5105890 | UNKNOWN |  | HARRHEIC /FACILITY |  | NJBC | B | NJBC-GL-HARRH | P203 | INSV | INST | HUSSAARM | 2013-10-13 | 121 HELIG RD |  |  |  |  | Y |  | FACILITY* |  |  | Y | AW | SCADA |  |  | DAILY VISIT | 0 ft2
5105889 | UNKNOWN |  | EGREENHAIC /FACILITY |  | NJBC | B | NJBC-GL-EGHIC | P203 | INSV | INST | HUSSAARM | 2013-10-13 | 208 Harrison Ave |  |  |  |  | Y |  | FACILITY* | N |  | Y | AW | SCADA |  |  | MONTHLY VISIT | 0 ft2
5105888 | UNKNOWN |  | HARRISTOIC /FACILITY |  | NJBC | B | NJBC-GL-HARRI | P203 | INSV | INST | HUSSAARM | 2013-10-13 | 126 TOMLIN STATION RD |  |  |  |  | Y |  | FACILITY* | N |  | Y | AW | SCADA |  |  | WEEKLY VISIT | 0 ft2
5105887 | UNKNOWN |  | MERCHCHIC /FACILITY |  | NJBC | B | NJBC-CM-MECIC | P203 | INSV | INST | HUSSAARM | 2013-10-13 | 462 3RD AVE |  |  |  |  | Y |  | FACILITY* | N |  | Y | AW | SCADA |  |  | MONTHLY VISIT | 0 ft2
5105886 | UNKNOWN |  | SUNBURY-W96 /FACILITY |  | NJBC | B | NJBC-PB-SUNBU-W96. | P203 | INSV | INST | HUSSAARM | 2013-10-13 | 246 ANDERSON ROAD |  |  |  |  | Y |  | FACILITY* | N |  | Y | AW | SCADA |  |  |  | 0 ft2
5105884 | UNKNOWN |  | SUNBURY-TNK /FACILITY |  | NJBC | B | NJBC-PB-SUNBU-TNK. | P203 | INSV | INST | HUSSAARM | 2013-10-13 | 226 NORCROSS LN |  |  |  |  | Y |  | FACILITY* | N |  | Y | AW | SCADA |  |  |  | 0 ft2
5105883 | UNKNOWN |  | SUNBURY /FACILITY |  | NJBC | B | NJBC-PB-SUNBU | P203 | INSV | INST | HUSSAARM | 2013-10-13 | 221 NORCROSS LN |  |  |  |  | Y | 19 | FACILITY* | N | 1 | Y | AW | SCADA |  |  | DAILY VISIT | 0 ft2
5105881 | UNKNOWN |  | OAKLYNVLV /FACILITY |  | NJBC | B | NJBC-CM-OKVLV | P203 | INSV | INST | HUSSAARM | 2013-10-13 | EAST ATLANTIC | [5 empty] | 34 | FACILITY* |  |  |  | AW | SCADA |  |  |  | 0 ft2
5105880 | UNKNOWN |  | FAIRVIEVLV /FACILITY |  | NJBC | B | NJBC-BU-FAIRV | P203 | INSV | INST | HUSSAARM | 2013-10-13 | FAIRVIEW STREET |  |  |  |  | N |  | FACILITY* | N |  | Y | AW | SCADA |  |  | WEEKLY VISIT | 25 ft2
5105879 | UNKNOWN |  | WOODBURY /FACILITY |  | NJBC | B | NJBC-GL-WOODB | P203 | INSV | INST | HUSSAARM | 2013-10-13 | 770 Clearview Ave |  |  |  |  | Y |  | FACILITY* | N |  | Y | AW | SCADA |  |  | MONTHLY VISIT | 0 ft2
5105878 | UNKNOWN |  | CAMDENFEIC /FACILITY |  | NJBC | B | NJBC-CM-CAFIC | P203 | INSV | INST | HUSSAARM | 2013-10-13 | FEDERAL STREET |  |  |  |  | Y |  | FACILITY* | N |  | Y | AW | SCADA |  |  | MONTHLY VISIT
5105877 | UNKNOWN |  | CHURCHRCHL /FACILITY |  | NJBC | B | NJBC-BU-CHURC | P203 | INSV | INST | HUSSAARM | 2013-10-13 | CHURCH ROAD |  |  |  |  | Y |  | FACILITY* | Y |  | Y | AW | SCADA |  |  | AS NEEDED | 500 ft2 | OTHER
5105876 | UNKNOWN |  | DEPTCLIC /FACILITY |  | NJBC | B | NJBC-GL-DEPTC | P203 | INSV | INST | HUSSAARM | 2013-10-13 | 1570 CLEMENTS BRIDGE RD |  |  |  |  | Y |  | FACILITY* | N |  | Y | AW | SCADA |  |  | MONTHLY VISIT | 0 ft2
5105875 | UNKNOWN |  | WIDEPTPRKIC /FACILITY |  | NJBC | B | NJBC-GL-WDEPT | P203 | INSV | INST | HUSSAARM | 2013-10-13 | 901 DANTE CT |  |  |  |  | Y |  | FACILITY* | N |  | Y | AW | SCADA |  |  | MONTHLY VISIT | 0 ft2
5107713 | UNKNOWN |  | DRWTP-TRMT-SBPS /FACILITY |  | NJBC | B | NJBC-BU-DRWTP-TRMT-SBPS | P203 | INSV | INST | HUSSAARM | 2013-10-13 | 213 CARRIAGE LANE |  |  |  |  | Y |  | FACILITY* | Y |  | Y | AW | DIAL OUT |  |  | 24/7 | 0 ft2
5107712 | UNKNOWN |  | DRWTP-TRMT-POTP /FACILITY |  | NJBC | B | NJBC-BU-DRWTP-TRMT-POTP | P203 | INSV | INST | HUSSAARM | 2013-10-13 | 213 CARRIAGE LANE |  |  |  |  | Y |  | FACILITY* | Y |  | Y | AW | DIAL OUT |  |  | 24/7 | 0 ft2
5107710 | UNKNOWN |  | DRWTP-TRMT-PACS /FACILITY |  | NJBC | B | NJBC-BU-DRWTP-TRMT-PACS | P203 | INSV | INST | HUSSAARM | 2013-10-13 | 213 CARRIAGE LANE |  |  |  |  | Y |  | FACILITY* | Y |  | Y | AW | DIAL OUT |  |  | 24/7 | 0 ft2
5107708 | UNKNOWN |  | DRWTP-TRMT-OZNE /FACILITY |  | NJBC | B | NJBC-BU-DRWTP-TRMT-OZNE | P203 | INSV | INST | HUSSAARM | 2013-10-13 | 213 CARRIAGE LANE |  |  |  |  | Y |  | FACILITY* | Y |  | Y | AW | DIAL OUT |  |  | 24/7 | 0 ft2
5107706 | UNKNOWN |  | DRWTP-TRMT-LIME /FACILITY |  | NJBC | B | NJBC-BU-DRWTP-TRMT-LIME | P203 | INSV | INST | HUSSAARM | 2013-10-13 | 213 CARRIAGE LANE |  |  |  |  | Y |  | FACILITY* | Y |  | Y | AW | DIAL OUT |  |  | 24/7 | 0 ft2
5107704 | UNKNOWN |  | DRWTP-TRMT-FLOC /FACILITY |  | NJBC | B | NJBC-BU-DRWTP-TRMT-FLOC | P203 | INSV | INST | HUSSAARM | 2013-10-13 | 213 CARRIAGE LANE |  |  |  |  | Y |  | FACILITY* | Y |  | Y | AW | DIAL OUT |  |  | 24/7
5107703 | UNKNOWN |  | DRWTP-TRMT-FERR /FACILITY |  | NJBC | B | NJBC-BU-DRWTP-TRMT-FERR | P203 | INSV | INST | HUSSAARM | 2013-10-13 | 213 CARRIAGE LANE |  |  |  |  | Y |  | FACILITY* | Y |  | Y | AW | DIAL OUT |  |  | 24/7 | 0 ft2
5107701 | UNKNOWN |  | DRWTP-TRMT-CHLR /FACILITY |  | NJBC | B | NJBC-BU-DRWTP-TRMT-CHLR | P203 | INSV | INST | HUSSAARM | 2013-10-13 | 213 CARRIAGE LANE |  |  |  |  | Y |  | FACILITY* | Y |  | Y | AW | DIAL OUT |  |  | 24/7 | 0 ft2
5107099 | UNKNOWN |  | DRWTP-TRMT-CAUS /FACILITY |  | NJBC | B | NJBC-BU-DRWTP-TRMT-CAUS | P203 | INSV | INST | HUSSAARM | 2013-10-13 | 213 CARRIAGE LANE |  |  |  |  | Y |  | FACILITY* | Y |  | Y | AW | DIAL OUT |  |  | 24/7 | 0 ft2
5106813 | UNKNOWN |  | GIBBSBOROBS-BST /FACILITY |  | NJBC | B | NJBC-CM-GBBST-BSTR | P203 | INSV | INST | HUSSAARM | 2013-10-13 | LINDEN AVE AT WEST ROAD | [6 empty] | FACILITY* |  |  |  | AW |  |  |  |  | 0 ft2
5106812 | UNKNOWN |  | CAMDEN-W52 /FACILITY |  | NJBC | B | NJBC-CM-CASTA-WL52 | P203 | INSV | INST | HUSSAARM | 2013-10-13 | 710 N 29TH AND CLEVELAND AVE |  |  |  |  | Y |  | FACILITY* | N |  | Y | AW | SCADA |  |  |  | 0 ft2
5106811 | UNKNOWN |  | BLACKCAIC /FACILITY |  | NJBC | B | NJBC-CM-BLACK | P203 | INSV | INST | HUSSAARM | 2013-10-13 | CAMERON / HIDER LANE |  |  |  |  | Y |  | FACILITY* | N |  | Y | AW | SCADA |  |  | MONTHLY VISIT | 0 ft2
5106810 | UNKNOWN |  | ROWANTNK /FACILITY |  | NJBC | B | NJBC-GL-ROTNK | P203 | INSV | INST | HUSSAARM | 2013-10-13 | ZEE RD / RTE 322 |  |  |  |  | Y |  | FACILITY* | Y |  | Y | AW | SCADA |  |  | DAILY VISIT | 0 ft2
5106809 | UNKNOWN |  | CHEWSLNDBS /FACILITY |  | NJBC | B | NJBC-CM-CHEWS | P203 | INSV | INST | HUSSAARM | 2013-10-13 | 1543 CHEWS LANDING RD |  |  |  |  | Y | 8401 | FACILITY* | Y | 11 | Y | AW | SCADA |  |  | MONTHLY VISIT | 1 ft2 | 480
5106808 | UNKNOWN |  | PINEHILLCRIC /FACILITY |  | NJBC | B | NJBC-CM-PINEH | P203 | INSV | INST | HUSSAARM | 2013-10-13 | [5 empty] | Y |  | FACILITY* | Y |  | Y | AW | SCADA |  |  | MONTHLY VISIT | 0 ft2
5106807 | UNKNOWN |  | BRIDGEPTIC /FACILITY |  | NJBC | B | NJBC-GL-BRIDG | P203 | INSV | INST | HUSSAARM | 2013-10-13 | 536 SWEDESBORO RD |  |  |  |  | Y |  | FACILITY* | Y |  | Y | AW | SCADA |  |  | WEEKLY VISIT | 0 ft2
5106806 | UNKNOWN |  | BERLINCOIC /FACILITY |  | NJBC | B | NJBC-CM-BERLI | P203 | INSV | INST | HUSSAARM | 2013-10-13 | 74 COOPER RD |  |  |  |  | Y |  | FACILITY* | Y |  | Y | AW | SCADA |  |  | WEEKLY VISIT | 0 ft2
5106805 | UNKNOWN |  | EVESHAMBRKIC /FACILITY |  | NJBC | B | NJBC-CM-EVBIC | P203 | INSV | INST | HUSSAARM | 2013-10-13 | 137 BRICK RD |  |  |  |  | Y |  | FACILITY* | N |  | Y | AW | SCADA |  |  | MONTHLY VISIT
5106804 | UNKNOWN |  | DEPTPRIC /FACILITY |  | NJBC | B | NJBC-GL-DEPTP | P203 | INSV | INST | HUSSAARM | 2013-10-13 | 582 PRINCETON BLVD |  |  |  |  | Y |  | FACILITY* | N |  | Y | AW | SCADA |  |  | MONTHLY VISIT | 0 ft2
5106802 | UNKNOWN |  | ELKAUIC /FACILITY |  | NJBC | B | NJBC-GL-ELKAU | P203 | INSV | INST | HUSSAARM | 2013-10-13 | 603 AURA RD |  |  |  |  | Y |  | FACILITY* | Y |  | Y | AW | SCADA |  |  | WEEKLY VISIT | 0 ft2
5106801 | UNKNOWN |  | MEDFORDIC /FACILITY |  | NJBC | B | NJBC-BU-MEDFO | P203 | INSV | INST | HUSSAARM | 2013-10-13 | 333 MEDFORD-MT HOLLY ROAD |  |  |  |  | Y |  | FACILITY* | Y |  | Y | AW | SCADA |  |  | DAILY VISIT | 0 ft2
5106800 | UNKNOWN |  | ROWANLRIC /FACILITY |  | NJBC | B | NJBC-GL-ROLIC | P203 | INSV | INST | HUSSAARM | 2013-10-13 | 701 LAMBS RD |  |  |  |  | Y |  | FACILITY* | Y |  | Y | AW | SCADA |  |  | WEEKLY VISIT | 0 ft2
5103546 | UNKNOWN |  | CAMDEN /FACILITY |  | NJBC | B | NJBC-CM-CASTA | P203 | INSV | INST | HUSSAARM | 2013-10-13 | 791 N 30TH ST |  |  |  |  | Y | 968 | FACILITY* | N | 3 | Y | AW | SCADA |  |  | WEEKLY VISIT | 0 ft2
5097216 | UNKNOWN |  | PEDR-PMP /FACILITY |  | NJPG | B | NJPG-PG-PEDR.-PMP. | P203 | INSV | INST | HUSSAARM | 2013-10-13 | 17 CAROLINA RD |  |  |  |  | N |  | FACILITY* | N |  | N | AW |  |  |  | WEEKLY VISIT | 0 ft2 | <480
5097215 | UNKNOWN |  | PEDR-PMP /FACILITY |  | NJPG | B | NJPG-PG-PEDR. | P203 | INSV | INST | HUSSAARM | 2013-10-13 | 17 CAROLINA RD |  |  |  |  | N |  | FACILITY* | N |  | N | AW |  |  |  | WEEKLY VISIT | 0 ft2 | <480
5097214 | UNKNOWN |  | TURN /FACILITY |  | NJPG | B | NJPG-PG-TURN. | P203 | INSV | INST | HUSSAARM | 2013-10-13 | 792 HARDING HWY |  |  |  |  | N |  | FACILITY* | N |  | N | AW |  |  |  | WEEKLY VISIT | 0 ft2 | <480
5097213 | UNKNOWN |  | GATE /FACILITY |  | NJPG | B | NJPG-PG-GATE. | P203 | INSV | INST | HUSSAARM | 2013-10-13 | 135 STRAUGHNS MILL RD |  |  |  |  | N |  | FACILITY* | N |  | N | AW |  |  |  | WEEKLY VISIT | 0 ft2 | <480
5097212 | UNKNOWN |  | LAYT-TRT /FACILITY |  | NJPG | B | NJPG-PG-LAYT.-TRT. | P203 | OOS | INAC INST | HUSSAARM | 2013-10-13 | 54 PENNSVILLE-AUBURN RD |  |  |  |  | Y |  | FACILITY* | N |  | N | AW |  |  |  | DAILY VISIT | 0 ft2 | 480
5097211 | UNKNOWN |  | LAYT-W11A /FACILITY |  | NJPG | B | NJPG-PG-LAYT.-W11A | P203 | INSV | INST | HUSSAARM | 2013-10-13 | 54 PENNSVILLE-AUBURN RD |  |  |  |  | Y |  | FACILITY* | N |  | N | AW |  |  |  | DAILY VISIT | 0 ft2 | 480
5097210 | UNKNOWN |  | LAYT-W04 /FACILITY |  | NJPG | B | NJPG-PG-LAYT.-W04. | P203 | INSV | INST | HUSSAARM | 2013-10-13 | 63 PENNSVILLE-AUBURN RD |  |  |  |  | Y |  | FACILITY* | N |  | N | AW |  |  |  | DAILY VISIT | 0 ft2 | 480
5097209 | UNKNOWN |  | LAYT-W02 /FACILITY |  | NJPG | B | NJPG-PG-LAYT.-W02. | P203 | INSV | INST | HUSSAARM | 2013-10-13 | 50 PENNSVILLE-AUBURN RD |  |  |  |  | Y |  | FACILITY* | N |  | N | AW |  |  |  | DAILY VISIT | 0 ft2 | 480
5097208 | UNKNOWN |  | LAYT /FACILITY |  | NJPG | B | NJPG-PG-LAYT. | P203 | INSV | INST | HUSSAARM | 2013-10-13 | 51 N Pennsville Auburn Rd |  |  |  |  | Y |  | FACILITY* | N |  | N | AW |  |  |  | DAILY VISIT | 0 ft2 | 480
5097207 | UNKNOWN |  | NAYL /FACILITY |  | NJPG | B | NJPG-PG-NAYL. | P203 | INSV | INST | HUSSAARM | 2013-10-13 | 40 NAYLOR AVE |  |  |  |  | N |  | FACILITY* | N |  | N | AW |  |  |  | WEEKLY VISIT | 0 ft2 | <480
5097206 | UNKNOWN |  | CLEV /FACILITY |  | NJPG | B | NJPG-PG-CLEV. | P203 | INSV | INST | HUSSAARM | 2013-10-13 | 299 JOHNSON ST |  |  |  |  | N |  | FACILITY* | N |  | Y | AW |  |  |  | WEEKLY VISIT | 0 ft2 | <480
5097205 | UNKNOWN |  | BROA /FACILITY |  | NJPG | B | NJPG-PG-BROA. | P203 | INSV | INST | HUSSAARM | 2013-10-13 | 163 N BROAD ST |  |  |  |  | N |  | FACILITY* | N |  | Y | AW |  |  |  | WEEKLY VISIT | 0 ft2 | <480
5097204 | UNKNOWN |  | ADMI /FACILITY |  | NJPG | B | NJPG-PG-ADMI. | P203 | INSV | INST | HUSSAARM | 2013-10-13 | 11 RAILROAD AVE | [6 empty] | FACILITY* |  |  |  | AW | [5 empty] | <480
5097203 | UNKNOWN |  | RANN-PMP /FACILITY |  | NJPG | B | NJPG-PG-RANN.-PMP. | P203 | OOS | INAC INST | HUSSAARM | 2013-10-13 | 370 HARDING HWY |  |  |  |  | N |  | FACILITY* | N |  | Y | AW |  |  |  | DAILY VISIT | 0 ft2 | <480
5097202 | UNKNOWN |  | RANN-TNK /FACILITY |  | NJPG | B | NJPG-PG-RANN.-TNK. | P203 | INSV | INST | HUSSAARM | 2013-10-13 | 370 HARDING HWY |  |  |  |  | N |  | FACILITY* | N |  | Y | AW |  |  |  | DAILY VISIT | 0 ft2 | 480
5097201 | UNKNOWN |  | RANN-TRT /FACILITY |  | NJPG | B | NJPG-PG-RANN.-TRT. | P203 | INSV | INAC INST | HUSSAARM | 2013-10-13 | 370 HARDING HWY |  |  |  |  | N |  | FACILITY* | N |  | Y | AW |  |  |  | DAILY VISIT | 0 ft2 | 480
5097200 | UNKNOWN |  | RANN-W3A /FACILITY |  | NJPG | B | NJPG-PG-RANN.-W3A. | P203 | OOS | INAC INST | HUSSAARM | 2013-10-13 | 370 HARDING HWY |  |  |  |  | N |  | FACILITY* | N |  | Y | AW |  |  |  | DAILY VISIT | 0 ft2 | 480
5096607 | #N/A |  | INTC /FACILITY |  | NJHR | B | NJHR-Z1-INTC. | P203 | INSV | INST | HUSSAARM | 2013-10-13 | 121 HEILIG RD | [6 empty] | FACILITY* |  |  |  | AW |  |  |  |  | 0 ft2
5096606 | #N/A |  | SPIC /FACILITY |  | NJHR | B | NJHR-Z1-SPIC. | P203 | INSV | INST | HUSSAARM | 2013-10-13 | 10 SPICER ST | [6 empty] | FACILITY* |  |  |  | AW | NONE
5096605 | #N/A |  | HIGHPO /FACILITY |  | NJHR | B | NJHR-Z1-HIGHP | P203 | INSV | INST | HUSSAARM | 2013-10-13 | 230 STRAWBRIDGE LN |  |  |  |  | N |  | FACILITY* | N |  | Y | AW | NONE |  |  | WEEKLY VISIT | 0 ft2
5096603 | #N/A |  | WOOD-W08 /FACILITY |  | NJHR | B | NJHR-Z1-WOOD.-WOB. | P203 | INSV | INST | HUSSAARM | 2013-10-13 | 260 WOODLAND AVE | [6 empty] | FACILITY* |  |  |  | AW |  |  |  |  | 0 ft2
5103571 | UNKNOWN |  | COLUMBIALK /FACILITY |  | NJBC | B | NJBC-CM-COLUM | P203 | INSV | INST | HUSSAARM | 2013-10-13 | 330 OAK AVE |  |  |  |  | N |  | FACILITY* | N |  | Y | AW | SCADA |  |  | MONTHLY VISIT
5103570 | UNKNOWN |  | 30TH-TNK /FACILITY |  | NJBC | B | NJBC-CM-30TH.-TNK. | P203 | INSV | INST | HUSSAARM | 2013-10-13 | 2940 SAUNDERS ST |  |  |  |  | Y |  | FACILITY* | N |  | Y | AW | SCADA |  |  |  | 0 ft2
5103569 | UNKNOWN |  | 30TH-BST /FACILITY |  | NJBC | B | NJBC-CM-30TH.-BST. | P203 | INSV | INST | HUSSAARM | 2013-10-13 | 2940 SAUNDERS ST |  |  |  |  | Y |  | FACILITY* | N |  | Y | AW | SCADA |  |  |  | 0 ft2
5103567 | UNKNOWN |  | 30TH /FACILITY |  | NJBC | B | NJBC-CM-30TH. | P203 | INSV | INST | HUSSAARM | 2013-10-13 | 2940 SAUNDERS ST |  |  |  |  | Y |  | FACILITY* | N |  | Y | AW | SCADA |  |  | MONTHLY VISIT | 0 ft2
5103566 | UNKNOWN |  | CAMDEN-TRT /FACILITY |  | NJBC | B | NJBC-CM-CASTA-TRTS | P203 | INSV | INST | HUSSAARM | 2013-10-13 | 29TH AND CLEVELAND AVE |  |  |  |  | Y |  | FACILITY* | N |  | Y | AW | SCADA |  |  |  | 0 ft2
5103565 | UNKNOWN |  | CAMDEN-HSP /FACILITY |  | NJBC | B | NJBC-CM-CASTA-HSPS | P203 | INSV | INST | HUSSAARM | 2013-10-13 | 29TH AND CLEVELAND AVE |  |  |  |  | Y |  | FACILITY* | N |  | Y | AW | SCADA |  |  |  | 0 ft2
5103564 | UNKNOWN |  | CAMDEN-TNK /FACILITY |  | NJBC | B | NJBC-CM-CASTA-YTNK | P203 | INSV | INST | HUSSAARM | 2013-10-13 | 712 N 29TH ST |  |  |  |  | Y |  | FACILITY* | N |  | Y | AW | SCADA |  |  |  | 0 ft2
5103563 | UNKNOWN |  | CAMDEN-W50 /FACILITY |  | NJBC | B | NJBC-CM-CASTA-WL50 | P203 | INSV | INST | HUSSAARM | 2013-10-13 | 922 REEVES AVE |  |  |  |  | Y | 1085 | FACILITY* | N | 21 | Y | AW | SCADA |  |  |  | 0 ft2
5103562 | UNKNOWN |  | CAMDEN-STP /FACILITY |  | NJBC | B | NJBC-CM-CASTA-STPB | P203 | INSV | INST | HUSSAARM | 2013-10-13 | 2907 CLEVELAND AVE |  |  |  |  | Y |  | FACILITY* | N |  | Y | AW | SCADA |  |  | WEEKLY VISIT | 0 ft2
5103561 | UNKNOWN |  | CAMDEN-W54 /FACILITY |  | NJBC | B | NJBC-CM-CASTA-WL54 | P203 | INSV | INST | HUSSAARM | 2013-10-13 | 812 N 34TH ST |  |  |  |  | Y | 960 | FACILITY* | N |  | Y | AW | SCADA |  |  |  | 0 ft2
5103560 | UNKNOWN |  | CAMDEN-W53 /FACILITY |  | NJBC | B | NJBC-CM-CASTA-WL53 | P203 | INSV | INST | HUSSAARM | 2013-10-13 | 800 BERGEN AVE |  |  |  |  | Y | 102.6 | FACILITY* | N | 88 | Y | AW | SCADA |  |  |  | 0 ft2
5103559 | UNKNOWN |  | CAMDEN-W51 /FACILITY |  | NJBC | B | NJBC-CM-CASTA-WL51 | P203 | INSV | INST | HUSSAARM | 2013-10-13 | 807 LOIS AVE |  |  |  |  | Y | 955 | FACILITY* | N | 63 | Y | AW | SCADA |  |  |  | 0 ft2
5103557 | UNKNOWN |  | CAMDEN-W55 /FACILITY |  | NJBC | B | NJBC-CM-CASTA-WL55 | P203 | INSV | INST | HUSSAARM | 2013-10-13 | 786 N 30TH ST |  |  |  |  | Y | 968 | FACILITY* | N | 4 | Y | AW | SCADA |  |  |  | 0 ft2
5103556 | UNKNOWN |  | MERCH38IC /FACILITY |  | NJBC | B | NJBC-CM-ME3IC | P203 | INSV | INST | HUSSAARM | 2013-10-13 | 3883 FEDERAL ST |  |  |  |  | Y |  | FACILITY* | N |  | Y | AW | SCADA |  |  | MONTHLY VISIT | 0 ft2
5103555 | UNKNOWN |  | CAMDENREIC /FACILITY |  | NJBC | B | NJBC-CM-CARIC | P203 | INSV | INST | HUSSAARM | 2013-10-13 | 2953 RIVER RD |  |  |  |  | N |  | FACILITY* | N |  | N | AW | SCADA |  |  | MONTHLY VISIT
5103554 | UNKNOWN |  | BEVERLY-TRT /FACILITY |  | NJBC | B | NJBC-BU-BEVER-TRT. | P203 | OOS | INAC INST | HUSSAARM | 2013-10-13 | 40 BROAD ST |  |  |  |  | Y | 47 , 48 | FACILITY* | N | 1 | Y | AW | SCADA
5103553 | UNKNOWN |  | BEVERLY-W15 /FACILITY |  | NJBC | B | NJBC-BU-BEVER-W15. | P203 | OOS | INAC INST | HUSSAARM | 2013-10-13 | 40 BROAD ST |  |  |  |  | Y | 47 , 48 | FACILITY* | N | 1 | Y | AW | SCADA
5103551 | UNKNOWN |  | BEVERLY /FACILITY |  | NJBC | B | NJBC-BU-BEVER | P203 | OOS | INAC INST | HUSSAARM | 2013-10-13 | 40 BROAD ST |  |  |  |  | Y | 47 , 48 | FACILITY* | N | 1 | Y | AW | SCADA |  |  | MONTHLY VISIT | 0 ft2
5103550 | UNKNOWN |  | ELMTREE-W26 /FACILITY |  | NJBC | B | NJBC-CM-ELMTR-W26. | P203 | INSV | INST | HUSSAARM | 2013-10-13 | 16 THOMAS RD |  |  |  |  | Y |  | FACILITY* | N |  | Y | AW | SCADA |  |  |  | 0 ft2
5103549 | UNKNOWN |  | ELMTREE /FACILITY |  | NJBC | B | NJBC-CM-ELMTR | P203 | INSV | INST | HUSSAARM | 2013-10-13 | 14 THOMAS RD |  |  |  |  | Y | 267 | FACILITY* | N | 8 | Y | AW | SCADA |  |  | MONTHLY VISIT | 0 ft2
5103548 | UNKNOWN |  | BELLMAWRIC /FACILITY |  | NJBC | B | NJBC-CM-BELLM | P203 | INSV | INST | HUSSAARM | 2013-10-13 | 140 HALL AVE |  |  |  |  | N |  | FACILITY* | N |  | N | AW | SCADA |  |  | MONTHLY VISIT | 0 ft2
5103547 | UNKNOWN |  | RUNNEMEDE-W19 /FACILITY |  | NJBC | B | NJBC-CM-RUNNE-W19. | P203 | INSV | INST | HUSSAARM | 2013-10-13 | 28 ST CLAIR AVE |  |  |  |  | Y | 112 | FACILITY* | N | 12 | Y | AW | SCADA |  |  |  | 0 ft2
5096602 | #N/A |  | WOOD-TRT /FACILITY |  | NJHR | B | NJHR-Z1-WOOD.-TRT. | P203 | INSV | INST | HUSSAARM | 2013-10-13 | 260 WOODLAND AVE | [6 empty] | FACILITY* |  |  |  | AW |  |  |  |  | 0 ft2
5091867 | #N/A |  | MARNTK /FACILITY |  | NJBC | B | NJBC-HA-MARNT | P203 | INSV | INST | HUSSAARM | 2013-10-13 | MARNE HIGHWAY |  |  |  |  | Y |  | FACILITY* | Y |  | Y | AW | SCADA |  |  | AS NEEDED | 2,500 ft2
5091845 | #N/A |  | EVERTK /FACILITY |  | NJBC | B | NJBC-MH-EVERT | P203 | INSV | INST | HUSSAARM | 2013-10-13 | 25 EVERGREEN ST | [6 empty] | FACILITY* |  |  | Y | AW |  |  |  | MONTHLY VISIT | 0 ft2
5091834 | #N/A |  | EVERPMP /FACILITY |  | NJBC | B | NJBC-MH-EVERP | P203 | INSV | INST | HUSSAARM | 2013-10-13 | EVERGREEN RD |  |  |  |  | N |  | FACILITY* |  |  | Y | AW |  |  |  | MONTHLY VISIT
5091824 | #N/A |  | WOOD-W7 /FACILITY |  | NJBC | B | NJBC-MH-WOOD.-W7.. | P203 | INSV | INST | HUSSAARM | 2013-10-13 | 15 ORCHARD LN | [6 empty] | FACILITY* |  |  | Y | AW |  |  |  |  | 0 ft2
5091821 | #N/A |  | WOOD-W5 /FACILITY |  | NJBC | B | NJBC-MH-WOOD.-W5.. | P203 | INSV | INST | HUSSAARM | 2013-10-13 | 5 ORCHARD LN | [6 empty] | FACILITY* |  |  | Y | AW |  |  |  |  | 0 ft2
5091820 | #N/A |  | WOOD /FACILITY |  | NJBC | B | NJBC-MH-WOOD. | P203 | INSV | INST | HUSSAARM | 2013-10-13 | WOODLANE RD |  |  |  |  | Y |  | FACILITY* |  |  | Y | AW |  |  |  | DAILY VISIT | 0 ft2
5091818 | #N/A |  | VNCE-W2 /FACILITY |  | NJBC | B | NJBC-VT-VNCE.-W2.. | P203 | INSV | INST | HUSSAARM | 2013-10-13 | 23 RETREAT RD | [6 empty] | FACILITY* |  |  | Y | AW |  |  |  |  | 0 ft2
5091807 | #N/A |  | VNCE-W1 /FACILITY |  | NJBC | B | NJBC-VT-VNCE.-W1.. | P203 | INSV | INST | HUSSAARM | 2013-10-13 | 23 RETREAT RD | [6 empty] | FACILITY* |  |  | Y | AW |  |  |  |  | 0 ft2
5091396 | #N/A |  | VNCE-TNK /FACILITY |  | NJBC | B | NJBC-VT-VNCE.-TNK. | P203 | INSV | INST | HUSSAARM | 2013-10-13 | 39 RETREAT RD | [6 empty] | FACILITY* |  |  | Y | AW |  |  |  |  | 0 ft2
5091386 | #N/A |  | VNCE /FACILITY |  | NJBC | B | NJBC-VT-VNCE. | P203 | INSV | INST | HUSSAARM | 2013-10-13 | 39 RETREAT RD |  |  |  |  | Y |  | FACILITY* |  |  | Y | AW |  |  |  | DAILY VISIT | 0 ft2
5091385 | #N/A |  | MANS-W8 /FACILITY |  | NJBC | B | NJBC-MF-MANS.-W8.. | P203 | INSV | INST | HUSSAARM | 2013-10-13 | 3165 RTE 206 | [6 empty] | FACILITY* |  |  | Y | AW |  |  |  |  | 0 ft2
5091376 | #N/A |  | MANS-W7 /FACILITY |  | NJBC | B | NJBC-MF-MANS.-W7.. | P203 | INSV | INST | HUSSAARM | 2013-10-13 | 3165 RTE 206 | [6 empty] | FACILITY* |  |  | Y | AW |  |  |  |  | 0 ft2
5091358 | #N/A |  | MANS-W5 /FACILITY |  | NJBC | B | NJBC-MF-MANS.-W5.. | P203 | INSV | INST | HUSSAARM | 2013-10-13 | 3165 RTE 206 | [6 empty] | FACILITY* |  |  | Y | AW |  |  |  |  | 0 ft2
5091336 | #N/A |  | MANS-W4 /FACILITY |  | NJBC | B | NJBC-MF-MANS.-W4.. | P203 | INSV | INST | HUSSAARM | 2013-10-13 | 3165 RTE 206 | [6 empty] | FACILITY* |  |  | Y | AW |  |  |  |  | 0 ft2
5091321 | #N/A |  | MANS-W3 /FACILITY |  | NJBC | B | NJBC-MF-MANS.-W3.. | P203 | INSV | INST | HUSSAARM | 2013-10-13 | 3165 RTE 206 | [6 empty] | FACILITY* |  |  | Y | AW |  |  |  |  | 0 ft2
5091311 | #N/A |  | MANS-W2 /FACILITY |  | NJBC | B | NJBC-MF-MANS.-W2.. | P203 | INSV | INST | HUSSAARM | 2013-10-13 | 3165 RTE 206 | [6 empty] | FACILITY* |  |  | Y | AW |  |  |  |  | 0 ft2
5091302 | #N/A |  | MANS-W1 /FACILITY |  | NJBC | B | NJBC-MF-MANS.-W1.. | P203 | INSV | INST | HUSSAARM | 2013-10-13 | 3165 RTE 206 | [6 empty] | FACILITY* |  |  | Y | AW |  |  |  |  | 0 ft2
5086099 | #N/A |  | RANN-W7 /FACILITY |  | NJPG | B | NJPG-PG-RANN.-W7.. | P203 | INSV | INST | HUSSAARM | 2013-10-13 | 370 HARDING HWY |  |  |  |  | N |  | FACILITY* | N |  | Y | AW |  |  |  | DAILY VISIT | 0 ft2 | 480
5086098 | #N/A |  | RANN-W2B /FACILITY |  | NJPG | B | NJPG-PG-RANN.-W2B. | P203 | INSV | INST | HUSSAARM | 2013-10-13 | 370 HARDING HWY |  |  |  |  | N |  | FACILITY* | N |  | Y | AW |  |  |  | DAILY VISIT | 0 ft2 | 480
5086097 | #N/A |  | RANN-W1A /FACILITY |  | NJPG | B | NJPG-PG-RANN.-W1A. | P203 | INSV | INST | HUSSAARM | 2013-10-13 | 370 HARDING HWY |  |  |  |  | N |  | FACILITY* | N |  | Y | AW |  |  |  | DAILY VISIT | 0 ft2 | 480
5086096 | #N/A |  | RANN /FACILITY |  | NJPG | B | NJPG-PG-RANN. | P203 | INSV | INST | HUSSAARM | 2013-10-13 | 370 HARDING HWY |  |  |  |  | N |  | FACILITY* | N |  | Y | AW |  |  |  | DAILY VISIT | 0 ft2 | 480
5086095 | #N/A |  | GOLD /FACILITY |  | NJPG | B | NJPG-PG-GOLD. | P203 | INSV | INST | HUSSAARM | 2013-10-13 | NEW JERSEY TPKE |  |  |  |  | N |  | FACILITY* | N |  | N | AW |  |  |  | WEEKLY VISIT | 0 ft2 | <480
5096601 | #N/A |  | WOOD-W07 /FACILITY |  | NJHR | B | NJHR-Z1-WOOD.-W07. | P203 | INSV | INST | HUSSAARM | 2013-10-13 | 260 WOODLAND AVE | [6 empty] | FACILITY* |  |  |  | AW |  |  |  |  | 0 ft2
5096600 | #N/A |  | WOOD-W05 /FACILITY |  | NJHR | B | NJHR-Z1-WOOD.-W05. | P203 | INSV | INST | HUSSAARM | 2013-10-13 | 260 WOODLAND AVE | [6 empty] | FACILITY* |  |  |  | AW |  |  |  |  | 0 ft2
5096199 | #N/A |  | WOOD /FACILITY |  | NJHR | B | NJHR-Z1-WOOD. | P203 | INSV | INST | HUSSAARM | 2013-10-13 | 260 Woodland Ave |  |  |  |  | Y |  | FACILITY* | N |  | Y | AW | NONE |  |  | DAILY VISIT | 0 ft2
5096198 | #N/A |  | MILL-TRT /FACILITY |  | NJHR | B | NJHR-Z1-MILL.-TRT. | P203 | INSV | INST | HUSSAARM | 2013-10-13 | 14 MILL ROAD | [6 empty] | FACILITY* |  |  |  | AW |  |  |  |  | 0 ft2
5096197 | #N/A |  | MILL-W03 /FACILITY |  | NJHR | B | NJHR-Z1-MILL.-W03. | P203 | INSV | INST | HUSSAARM | 2013-10-13 | 14 MILL ROAD | [6 empty] | FACILITY* |  |  |  | AW |  |  |  |  | 0 ft2
5096196 | #N/A |  | MILL-W02 /FACILITY |  | NJHR | B | NJHR-Z1-MILL.-W02. | P203 | INSV | INST | HUSSAARM | 2013-10-13 | 14 MILL ROAD | [6 empty] | FACILITY* |  |  |  | AW |  |  |  |  | 0 ft2
5096195 | #N/A |  | MILL /FACILITY |  | NJHR | B | NJHR-Z1-MILL. | P203 | INSV | INST | HUSSAARM | 2013-10-13 | 14 Mill Rd |  |  |  |  | N |  | FACILITY* | N |  | N | AW | DIAL OUT |  |  | DAILY VISIT | 0 ft2
5096194 | #N/A |  | WALN-TRT /FACILITY |  | NJHR | B | NJHR-Z1-WALN.-TRT. | P203 | INSV | INST | HUSSAARM | 2013-10-13 | 102 BRIDGETON PIKE | [6 empty] | FACILITY* |  |  |  | AW |  |  |  |  | 0 ft2
5096193 | #N/A |  | WALN-TNK /FACILITY |  | NJHR | B | NJHR-Z1-WALN.-TNK. | P203 | INSV | INST | HUSSAARM | 2013-10-13 | 103 BRIDGETON PIKE | [6 empty] | FACILITY* |  |  |  | AW |  |  |  |  | 0 ft2
5096191 | #N/A |  | WALN-PMP /FACILITY |  | NJHR | B | NJHR-Z1-WALN.-PMP. | P203 | INSV | INST | HUSSAARM | 2013-10-13 | 102 BRIDGETON PIKE | [6 empty] | FACILITY* |  |  |  | AW |  |  |  |  | 0 ft2
5096190 | #N/A |  | WALN-W06 /FACILITY |  | NJHR | B | NJHR-Z1-WALN.-W06. | P203 | INSV | INST | HUSSAARM | 2013-10-13 | 102 BRIDGETON PIKE | [6 empty] | FACILITY* |  |  |  | AW |  |  |  |  | 0 ft2
5096189 | #N/A |  | WALN /FACILITY |  | NJHR | B | NJHR-Z1-WALN. | P203 | INSV | INST | HUSSAARM | 2013-10-13 | 102 BRIDGETON PIKE |  |  |  |  | Y |  | FACILITY* | N |  | Y | AW | NONE |  |  | DAILY VISIT | 0 ft2
5096140 | #N/A |  | ADMN /FACILITY |  | NJBP | B | NJBP-Z1-ADMN. | P203 | INSV | INST | HUSSAARM | 2013-10-13 | 2 RAILROAD AVE | [6 empty] | FACILITY* |  |  |  | AW
5096139 | #N/A |  | REPA /FACILITY |  | NJBP | B | NJBP-Z1-REPA. | P203 | INSV | INST | HUSSAARM | 2013-10-13 | 560 ASBURY STATION RD |  | E3915 |  |  | N |  | FACILITY* | N |  | Y | AW | NONE |  |  | WEEKLY VISIT | 0 ft2
5096138 | #N/A |  | BRIG-TNK /FACILITY |  | NJBP | B | NJBP-Z1-BRIG.-TNK. | P203 | INSV | INST | HUSSAARM | 2013-10-13 | 9 RAILROAD AVE | [6 empty] | FACILITY* |  |  |  | AW |  |  |  |  | 0 ft2
5096137 | #N/A |  | BRIG-TRT /FACILITY |  | NJBP | B | NJBP-Z1-BRIG.-TRT. | P203 | INSV | INST | HUSSAARM | 2013-10-13 | 3 RAILROAD AVE | [6 empty] | FACILITY* |  |  |  | AW |  |  |  |  | 0 ft2
5096136 | #N/A |  | BRIG-W3 /FACILITY |  | NJBP | B | NJBP-Z1-BRIG.-W3.. | P203 | INSV | INST | HUSSAARM | 2013-10-13 | 9 RAILROAD AVE | [6 empty] | FACILITY* |  |  |  | AW |  |  |  |  | 0 ft2
5096135 | #N/A |  | BRIG-W2 /FACILITY |  | NJBP | B | NJBP-Z1-BRIG.-W2.. | P203 | INSV | INST | HUSSAARM | 2013-10-13 | 9 RAILROAD AVE | [6 empty] | FACILITY* |  |  |  | AW |  |  |  |  | 0 ft2
5096133 | #N/A |  | BRIG /FACILITY |  | NJBP | B | NJBP-Z1-BRIG. | P203 | INSV | INST | HUSSAARM | 2013-10-13 | 9 Railroad Ave |  |  |  |  | N |  | FACILITY* | N |  | Y | AW | NONE |  |  | DAILY VISIT | 0 ft2
5093251 | #N/A |  | Winslow (Blue Anchor) IC /FACILITY |  | NJBC | B | NJBC-CM-BLUEA | P203 | INSV | INST | HUSSAARM | 2013-10-13 | BLUE ANCHOR RD / RTE 73 | [6 empty] | FACILITY* |  |  |  | AW
5093250 | #N/A |  | Ancora (Henry Street) IC /FACILITY |  | NJBC | B | NJBC-CM-ANCOR | P203 | INSV | INST | HUSSAARM | 2013-10-13 | HENRY STREET | [6 empty] | FACILITY* |  |  |  | AW |  |  |  |  | 0 ft2
5091890 | #N/A |  | MONVLV /FACILITY |  | NJBC | B | NJBC-MH-MONVL | P203 | INSV | INST | HUSSAARM | 2013-10-13 | MONMOUTH RD |  |  |  |  | N |  | FACILITY* |  |  | Y | AW |  |  |  | MONTHLY VISIT | 0 ft2
5104947 | UNKNOWN |  | POMONA-TRT /FACILITY |  | NJBC | B | NJBC-BU-POMON-TRT. | P203 | INSV | INST | HUSSAARM | 2013-10-13 | 911 POMONA ROAD |  |  |  |  | Y |  | FACILITY* | N |  | Y | AW | SCADA |  |  |  | 0 ft2
5104946 | UNKNOWN |  | POMONA-W10 /FACILITY |  | NJBC | B | NJBC-BU-POMON-W10. | P203 | INSV | INST | HUSSAARM | 2013-10-13 | 915 POMONA RD |  |  |  |  | Y |  | FACILITY* | N |  | Y | AW | SCADA |  |  |  | 0 ft2
5104945 | UNKNOWN |  | POMONA-W12 /FACILITY |  | NJBC | B | NJBC-BU-POMON-W12. | P203 | INSV | INST | HUSSAARM | 2013-10-13 | 915 POMONA RD |  |  |  |  | Y |  | FACILITY* | N |  | Y | AW | SCADA |  |  |  | 0 ft2
5104944 | UNKNOWN |  | POMONA-ALB-IC /FACILITY |  | NJBC | B | NJBC-BU-POMON-ALB.-IC.. | P203 | INSV | INST | HUSSAARM | 2013-10-13 | 911 POMONA ROAD |  |  |  |  | Y |  | FACILITY* | N |  | Y | AW | SCADA |  |  |  | 0 ft2
5104943 | UNKNOWN |  | POMONA-ALB-W26 /FACILITY |  | NJBC | B | NJBC-BU-POMON-ALB.-W26. | P203 | INSV | INST | HUSSAARM | 2013-10-13 | 2712 NEW ALBANY RD |  |  |  |  | Y |  | FACILITY* | N |  | Y | AW | SCADA |  |  |  | 0 ft2
5104942 | UNKNOWN |  | POMONA-ALB-W14 /FACILITY |  | NJBC | B | NJBC-BU-POMON-ALB.-W14. | P203 | INSV | INST | HUSSAARM | 2013-10-13 | 2712 NEW ALBANY RD |  |  |  |  | Y | 2901 | FACILITY* | N | 69 | Y | AW | SCADA |  |  |  | 0 ft2
5104941 | UNKNOWN |  | POMONA-ALB /FACILITY |  | NJBC | B | NJBC-BU-POMON-ALB. | P203 | INSV | INST | HUSSAARM | 2013-10-13 | 911 POMONA ROAD |  |  |  |  | Y |  | FACILITY* | N |  | Y | AW | SCADA |  |  | DAILY VISIT | 0 ft2
5104939 | UNKNOWN |  | POMONA /FACILITY |  | NJBC | B | NJBC-BU-POMON | P203 | INSV | INST | HUSSAARM | 2013-10-13 | 915 POMONA ROAD |  |  |  |  | N |  | FACILITY* | N |  | Y | AW | SCADA |  |  | DAILY VISIT | 0 ft2
5104938 | UNKNOWN |  | TAYLORS-BST /FACILITY |  | NJBC | B | NJBC-BU-TAYLO-BST. | P203 | INSV | INST | HUSSAARM | 2013-10-13 | 1906 TAYLORS LN |  |  |  |  | Y |  | FACILITY* | N |  | Y | AW | SCADA |  |  |  | 0 ft2
5104937 | UNKNOWN |  | TAYLORS-TNK /FACILITY |  | NJBC | B | NJBC-BU-TAYLO-TNK. | P203 | INSV | INST | HUSSAARM | 2013-10-13 | 1906 TAYLORS LN |  |  |  |  | Y | 701 | FACILITY* | N | 28 | Y | AW | SCADA |  |  |  | 0 ft2
5104936 | UNKNOWN |  | TAYLORS-IC /FACILITY |  | NJBC | B | NJBC-BU-TAYLO-IC.. | P203 | INSV | INST | HUSSAARM | 2013-10-13 | 1906 TAYLORS LN |  |  |  |  | Y |  | FACILITY* | N |  | Y | AW | SCADA |  |  |  | 0 ft2
5104935 | UNKNOWN |  | TAYLORS /FACILITY |  | NJBC | B | NJBC-BU-TAYLO | P203 | INSV | INST | HUSSAARM | 2013-10-13 | 1906 TAYLORS LN |  |  |  |  | N |  | FACILITY* | N |  | Y | AW | SCADA |  |  | WEEKLY VISIT | 0 ft2
5104934 | UNKNOWN |  | UNIONLAND /FACILITY |  | NJBC | B | NJBC-BU-UNION | P203 | INSV | INST | HUSSAARM | 2013-10-13 | UNION LANDING ROAD |  |  |  |  | Y |  | FACILITY* | N |  | Y | AW | SCADA |  |  | WEEKLY VISIT | 0 ft2
5104932 | UNKNOWN |  | RIVERROAD-TNK /FACILITY |  | NJBC | B | NJBC-BU-RVBST-YTNK | P203 | INSV | INST | HUSSAARM | 2013-10-13 | 2765 BROAD ST |  |  |  |  | Y | 201 | FACILITY* | N | 1.2 | Y | AW | SCADA |  |  |  | 0 ft2
5104931 | UNKNOWN |  | RIVERROAD-BST /FACILITY |  | NJBC | B | NJBC-BU-RVBST-BPMP | P203 | INSV | INST | HUSSAARM | 2013-10-13 | 2767 BROAD ST |  |  |  |  | Y |  | FACILITY* | N |  | Y | AW | SCADA |  |  |  | 0 ft2
5104930 | UNKNOWN |  | RIVERROAD /FACILITY |  | NJBC | B | NJBC-BU-RVBST | P203 | INSV | INST | HUSSAARM | 2013-10-13 | 2767 BROAD ST |  |  |  |  | Y |  | FACILITY* | N |  | Y | AW | SCADA |  |  | WEEKLY VISIT | 0 ft2
5104929 | UNKNOWN |  | KRESSONTNK /FACILITY |  | NJBC | B | NJBC-CM-KRESS | P203 | INSV | INST | HUSSAARM | 2013-10-13 | 630 KRESSON RD |  |  |  |  | Y | 433 | FACILITY* | N |  | Y | AW | SCADA |  |  | DAILY VISIT | 0 ft2
5104928 | UNKNOWN |  | EVESHAM-TNK /FACILITY |  | NJBC | B | NJBC-CM-EVBST-YTNK | P203 | INSV | INST | HUSSAARM | 2013-10-13 | 391 EVERGREEN RD | [6 empty] | FACILITY* |  |  |  | AW |  |  |  |  | 0 ft2
5104927 | UNKNOWN |  | HUTTONHILL-TNK /FACILITY |  | NJBC | B | NJBC-CM-HUTTO-TNK. | P203 | INSV | INST | HUSSAARM | 2013-10-13 | 219 KRESSON RD |  |  |  |  | Y |  | FACILITY* | N |  | Y | AW | SCADA |  |  |  | 0 ft2
5104926 | UNKNOWN |  | HUTTONHILL-BST /FACILITY |  | NJBC | B | NJBC-CM-HUTTO-BST. | P203 | INSV | INST | HUSSAARM | 2013-10-13 | 1911 KRESSON RD |  |  |  |  | Y |  | FACILITY* | N |  | Y | AW | SCADA |  |  |  | 0 ft2
5104925 | UNKNOWN |  | HUTTONHILL /FACILITY |  | NJBC | B | NJBC-CM-HUTTO | P203 | INSV | INST | HUSSAARM | 2013-10-13 | 1911 KRESSON RD |  |  |  |  | Y | 518 | FACILITY* | N |  | Y | AW | SCADA |  |  | DAILY VISIT | 0 ft2
5104923 | UNKNOWN |  | FELLOWSHIP-TNK /FACILITY |  | NJBC | B | NJBC-BU-FELLO-TNK. | P203 | INSV | INST | HUSSAARM | 2013-10-13 | FELLOWSHIP RD & OLNEY |  |  |  |  | Y |  | FACILITY* | N |  | Y | AW | SCADA |  |  |  | 0 ft2
5104972 | UNKNOWN |  | GIBBSBOROBS /FACILITY |  | NJBC | B | NJBC-CM-GBBST | P203 | INSV | INST | HUSSAARM | 2013-10-13 | 79 LUCAS BLVD |  |  |  |  | Y | 59 A | FACILITY* | N | 4.839 | Y | AW | SCADA |  |  | DAILY VISIT | 0 ft2
5104971 | UNKNOWN |  | COOPER-W32 /FACILITY |  | NJBC | B | NJBC-BU-COOPE-W32. | P203 | INSV | INST | HUSSAARM | 2013-10-13 | 100 HENDRICKSON AVE |  |  |  |  | Y |  | FACILITY* | N |  | Y | AW | SCADA AND DIAL OUT |  |  |  | 0 ft2
5104970 | UNKNOWN |  | COOPER-TRT /FACILITY |  | NJBC | B | NJBC-BU-COOPE-TRT. | P203 | INSV | INST | HUSSAARM | 2013-10-13 | 1024 COOPER STREET |  |  |  |  | Y |  | FACILITY* | Y |  | Y | AW | SCADA |  |  | DAILY VISIT | 0 ft2
5104969 | UNKNOWN |  | COOPER-IVY-W22 /FACILITY |  | NJBC | B | NJBC-BU-COOPE-IVY.-W22. | P203 | INSV | INST | HUSSAARM | 2013-10-13 | 213 IVY RD |  |  |  |  | Y | 1304 | FACILITY* | N | 10 | Y | AW | SCADA |  |  |  | 0 ft2
5104968 | UNKNOWN |  | COOPER-IVY /FACILITY |  | NJBC | B | NJBC-BU-COOPE-IVY. | P203 | INSV | INST | HUSSAARM | 2013-10-13 | 213 IVY RD |  |  |  |  | N |  | FACILITY* | N |  | Y | AW | NONE |  |  | DAILY VISIT | 0 ft2
5104966 | UNKNOWN |  | COOPER /FACILITY |  | NJBC | B | NJBC-BU-COOPE | P203 | INSV | INST | HUSSAARM | 2013-10-13 | 100 HENDRICKSON AVE |  |  |  |  | Y | 803 | FACILITY* | Y | 1.01 | Y | AW | SCADA AND DIAL OUT |  |  | DAILY VISIT | 0 ft2
5104965 | UNKNOWN |  | EDGEWATERTNK /FACILITY |  | NJBC | B | NJBC-BU-EDGEW | P203 | INSV | INST | HUSSAARM | 2013-10-13 | ROOSEVELT AVENUE |  |  |  |  | Y | 7 | FACILITY* | N | 32.02 | Y | AW | NONE |  |  | WEEKLY VISIT | 0 ft2
5104964 | UNKNOWN |  | DRWTP /FACILITY |  | NJBC | B | NJBC-BU-DRWTP | P203 | INSV | INST | HUSSAARM | 2013-10-13 | 213 CARRIAGE LANE |  |  |  |  | Y | 9.06 | FACILITY* | Y | 5 | Y | AW | SCADA AND DIAL OUT |  |  | 24/7 | 0 ft2
5104963 | UNKNOWN |  | HANESMILLTNK /FACILITY |  | NJBC | B | NJBC-BU-HMTNK | P203 | INSV | INST | HUSSAARM | 2013-10-13 | 129 HAINES MILL RD |  |  |  |  | Y | 177 | FACILITY* | N |  | Y | AW | SCADA |  |  | WEEKLY VISIT | 0 ft2
5104962 | UNKNOWN |  | LEONAVE-W30 /FACILITY |  | NJBC | B | NJBC-BU-LEONA-W30. | P203 | INSV | INST | HUSSAARM | 2013-10-13 | 525 LEON AVE |  |  |  |  | N |  | FACILITY* | N |  | N | AW | NONE |  |  |  | 0 ft2
5104961 | UNKNOWN |  | LEONAVE /FACILITY |  | NJBC | B | NJBC-BU-LEONA | P203 | INSV | INST | HUSSAARM | 2013-10-13 | 525 LEON AVE |  |  |  |  | N | 37 | FACILITY* | N | 23 | N | AW | NONE |  |  | MONTHLY VISIT | 0 ft2
5104960 | UNKNOWN |  | CLEMENTIC /FACILITY |  | NJBC | B | NJBC-CM-CLEME | P203 | INSV | INST | HUSSAARM | 2013-10-13 | 282 WHITE HORSE PIKE |  |  |  |  | N |  | FACILITY* | N |  | Y | AW | NONE |  |  | MONTHLY VISIT
5104959 | UNKNOWN |  | HIGHLAND-TNK2 /FACILITY |  | NJBC | B | NJBC-BU-HIGHL-TNK2 | P203 | INSV | INST | HUSSAARM | 2013-10-13 | 1102 MORGAN AVE |  |  |  |  | Y |  | FACILITY* | N |  | Y | AW | SCADA |  |  |  | 0 ft2
5104958 | UNKNOWN |  | HIGHLAND-TNK1 /FACILITY |  | NJBC | B | NJBC-BU-HIGHL-TNK1 | P203 | INSV | INST | HUSSAARM | 2013-10-13 | 1102 MORGAN AVE |  |  |  |  | Y |  | FACILITY* | N |  | Y | AW | SCADA |  |  |  | 0 ft2
5104956 | UNKNOWN |  | HIGHLAND-TRT /FACILITY |  | NJBC | B | NJBC-BU-HIGHL-TRT. | P203 | INSV | INST | HUSSAARM | 2013-10-13 | 1040 HIGHLAND AVE |  |  |  |  | Y |  | FACILITY* | N |  | Y | AW | SCADA |  |  |  | 0 ft2
5104955 | UNKNOWN |  | HIGHLAND-W27 /FACILITY |  | NJBC | B | NJBC-BU-HIGHL-W27. | P203 | INSV | INST | HUSSAARM | 2013-10-13 | 1007 HIGHLAND AVE |  |  |  |  | Y |  | FACILITY* | N |  | Y | AW | SCADA |  |  |  | 0 ft2
5104954 | UNKNOWN |  | HIGHLAND-W13 /FACILITY |  | NJBC | B | NJBC-BU-HIGHL-W13. | P203 | INSV | INST | HUSSAARM | 2013-10-13 | 1102 MORGAN AVE |  |  |  |  | Y |  | FACILITY* | N |  | Y | AW | SCADA |  |  |  | 0 ft2
5104953 | UNKNOWN |  | HIGHLAND /FACILITY |  | NJBC | B | NJBC-BU-HIGHL | P203 | INSV | INST | HUSSAARM | 2013-10-13 | [5 empty] | Y | 1601 | FACILITY* | Y | 2 | Y | AW | SCADA AND DIAL OUT |  |  | DAILY VISIT | 0 ft2
5104952 | UNKNOWN |  | STEPHENS-W31 /FACILITY |  | NJBC | B | NJBC-BU-STEPH-W31. | P203 | INSV | INST | HUSSAARM | 2013-10-13 | 210 STEPHEN DR |  |  |  |  | Y |  | FACILITY* | N |  | Y | AW | SCADA |  |  |  | 0 ft2
5104951 | UNKNOWN |  | STEPHENS-W28 /FACILITY |  | NJBC | B | NJBC-BU-STEPH-W28. | P203 | INSV | INST | HUSSAARM | 2013-10-13 | 208 STEPHEN DR |  |  |  |  | Y |  | FACILITY* | N |  | Y | AW | SCADA |  |  |  | 0 ft2
5104949 | UNKNOWN |  | STEPHENS /FACILITY |  | NJBC | B | NJBC-BU-STEPH | P203 | INSV | INST | HUSSAARM | 2013-10-13 | 208 STEPHEN DR |  |  |  |  | Y | 2003 | FACILITY* | N | 23 | Y | AW | SCADA |  |  | WEEKLY VISIT | 0 ft2
5104948 | UNKNOWN |  | POMONA-TNK /FACILITY |  | NJBC | B | NJBC-BU-POMON-TNK. | P203 | INSV | INST | HUSSAARM | 2013-10-13 | 915 POMONA ROAD |  |  |  |  | Y | 2207 | FACILITY* | N |  | Y | AW | SCADA |  |  |  | 0 ft2
5104922 | UNKNOWN |  | FELLOWSHIP-BST /FACILITY |  | NJBC | B | NJBC-BU-FELLO-BST. | P203 | INSV | INST | HUSSAARM | 2013-10-13 | FELLOWSHIP RD & OLNEY |  |  |  |  | Y |  | FACILITY* | N |  | Y | AW | SCADA |  |  |  | 0 ft2
5103596 | UNKNOWN |  | GREENTRIC /FACILITY |  | NJBC | B | NJBC-BU-GREEN | P203 | INSV | INST | HUSSAARM | 2013-10-13 | SPRINGDALE ROAD |  |  |  |  | Y |  | FACILITY* | N |  | Y | AW | SCADA |  |  | MONTHLY VISIT | 0 ft2
5103595 | UNKNOWN |  | KINGSTON-TRT /FACILITY |  | NJBC | B | NJBC-CM-KINGS-TRT. | P203 | INSV | INST | HUSSAARM | 2013-10-13 | 514 HOWARD RD |  |  |  |  | Y | 339 | FACILITY* | N |  | Y | AW | SCADA |  |  |  | 0 ft2
5103594 | UNKNOWN |  | KINGSTON-HSP /FACILITY |  | NJBC | B | NJBC-CM-KINGS-HSP. | P203 | INSV | INST | HUSSAARM | 2013-10-13 | 514 HOWARD RD |  |  |  |  | Y |  | FACILITY* | N |  | Y | AW | SCADA |  |  |  | 0 ft2
5103593 | UNKNOWN |  | KINGSTON-TNK /FACILITY |  | NJBC | B | NJBC-CM-KINGS-TNK. | P203 | INSV | INST | HUSSAARM | 2013-10-13 | 512 HOWARD RD |  |  |  |  | Y | 339 | FACILITY* | N |  | Y | AW | SCADA |  |  |  | 0 ft2
5103592 | UNKNOWN |  | KINGSTON-W62 /FACILITY |  | NJBC | B | NJBC-CM-KINGS-W62. | P203 | INSV | INST | HUSSAARM | 2013-10-13 | 512 HOWARD RD |  |  |  |  | Y |  | FACILITY* | N |  | Y | AW | SCADA |  |  |  | 0 ft2
5103590 | UNKNOWN |  | KINGSTON-W59 /FACILITY |  | NJBC | B | NJBC-CM-KINGS-W59. | P203 | INSV | INST | HUSSAARM | 2013-10-13 | 514 HOWARD RD |  |  |  |  | Y |  | FACILITY* | N |  | Y | AW | SCADA |  |  |  | 0 ft2
5103589 | UNKNOWN |  | KINGSTON-W25 /FACILITY |  | NJBC | B | NJBC-CM-KINGS-W25. | P203 | INSV | INST | HUSSAARM | 2013-10-13 | 85 RANOLDO TER |  |  |  |  | Y |  | FACILITY* | N |  | Y | AW | SCADA |  |  |  | 0 ft2
5103588 | UNKNOWN |  | KINGSTON /FACILITY |  | NJBC | B | NJBC-CM-KINGS | P203 | INSV | INST | HUSSAARM | 2013-10-13 | 514 HOWARD RD |  |  |  |  | Y |  | FACILITY* | N |  | Y | AW | SCADA |  |  | MONTHLY VISIT | 0 ft2
5103587 | UNKNOWN |  | MERCHMEIC /FACILITY |  | NJBC | B | NJBC-CM-MEMIC | P203 | INSV | INST | HUSSAARM | 2013-10-13 | 820 MERCER STREET |  |  |  |  | Y |  | FACILITY* | N |  | Y | AW | SCADA |  |  | MONTHLY VISIT | 0 ft2
5103586 | UNKNOWN |  | ELLISBERG-TRT /FACILITY |  | NJBC | B | NJBC-CM-ELLIS-TRT. | P203 | INSV | INST | HUSSAARM | 2013-10-13 | 129 PARK DR |  |  |  |  | Y | 389 | FACILITY* | N | 19 | Y | AW | SCADA
5103585 | UNKNOWN |  | ELLISBERG-HSP /FACILITY |  | NJBC | B | NJBC-CM-ELLIS-HSP. | P203 | INSV | INST | HUSSAARM | 2013-10-13 | 129 PARK DR |  |  |  |  | Y |  | FACILITY* | N |  | Y | AW | SCADA
5103583 | UNKNOWN |  | ELLISBERG-TNK /FACILITY |  | NJBC | B | NJBC-CM-ELLIS-TNK. | P203 | INSV | INST | HUSSAARM | 2013-10-13 | 129 PARK DR |  |  |  |  | Y |  | FACILITY* | N |  | Y | AW | SCADA
5103582 | UNKNOWN |  | ELLISBERG-W23 /FACILITY |  | NJBC | B | NJBC-CM-ELLIS-W23. | P203 | INSV | INST | HUSSAARM | 2013-10-13 | 135 PARK DR |  |  |  |  | Y |  | FACILITY* | N |  | Y | AW | SCADA
5103581 | UNKNOWN |  | ELLISBERG-W16 /FACILITY |  | NJBC | B | NJBC-CM-ELLIS-W16. | P203 | INSV | INST | HUSSAARM | 2013-10-13 | 115 PARK DR |  |  |  |  | Y |  | FACILITY* | N |  | Y | AW | SCADA
5103580 | UNKNOWN |  | ELLISBERG-W13 /FACILITY |  | NJBC | B | NJBC-CM-ELLIS-W13. | P203 | INSV | INST | HUSSAARM | 2013-10-13 | 105 PARK DR |  |  |  |  | Y |  | FACILITY* | N |  | Y | AW | SCADA
5103579 | UNKNOWN |  | ELLISBERG /FACILITY |  | NJBC | B | NJBC-CM-ELLIS | P203 | INSV | INST | HUSSAARM | 2013-10-13 | 129 PARK DR |  |  |  |  | Y | 389 | FACILITY* | N | 19 | Y | AW | SCADA |  |  | MONTHLY VISIT
5103578 | UNKNOWN |  | COLUMBIALK-HSP /FACILITY |  | NJBC | B | NJBC-CM-COLUM-HSP. | P203 | INSV | INST | HUSSAARM | 2013-10-13 | 330 OAK AVE |  |  |  |  | Y |  | FACILITY* | N |  | Y | AW | SCADA
5103577 | UNKNOWN |  | COLUMBIALK-TRT /FACILITY |  | NJBC | B | NJBC-CM-COLUM-TRT. | P203 | INSV | INST | HUSSAARM | 2013-10-13 | 330 OAK AVE |  |  |  |  | Y |  | FACILITY* | N |  | Y | AW | SCADA
5103576 | UNKNOWN |  | COLUMBIALK-TNK /FACILITY |  | NJBC | B | NJBC-CM-COLUM-TNK. | P203 | INSV | INST | HUSSAARM | 2013-10-13 | 1 LANDOVER LN |  |  |  |  | Y | 289.02 | FACILITY* | N | 18 | Y | AW | SCADA
5103575 | UNKNOWN |  | COLUMBIALK-W31 /FACILITY |  | NJBC | B | NJBC-CM-COLUM-W31. | P203 | INSV | INST | HUSSAARM | 2013-10-13 | 21 POPLAR CT |  |  |  |  | Y | 291 | FACILITY* | N | 9 | Y | AW | SCADA
5103573 | UNKNOWN |  | COLUMBIALK-W24 /FACILITY |  | NJBC | B | NJBC-CM-COLUM-W24. | P203 | INSV | INST | HUSSAARM | 2013-10-13 | 1 LANDOVER LN |  |  |  |  | Y |  | FACILITY* | N |  | Y | AW | SCADA
5103572 | UNKNOWN |  | COLUMBIALK-W22 /FACILITY |  | NJBC | B | NJBC-CM-COLUM-W22. | P203 | INSV | INST | HUSSAARM | 2013-10-13 | 330 OAK AVE |  |  |  |  | Y |  | FACILITY* | N |  | Y | AW | SCADA
5104921 | UNKNOWN |  | FELLOWSHIP /FACILITY |  | NJBC | B | NJBC-BU-FELLO | P203 | INSV | INST | HUSSAARM | 2013-10-13 | 3 SPRINGDALE RD |  |  |  |  | Y | 468.01 | FACILITY* | N | 2 | Y | AW | SCADA |  |  | DAILY VISIT | 2 ft2 | 480
5104920 | UNKNOWN |  | DECOUTNK /FACILITY |  | NJBC | B | NJBC-CM-DECOU | P203 | INSV | INST | HUSSAARM | 2013-10-13 | 610 N KINGS HIGHWAY |  |  |  |  | Y | 340.3 | FACILITY* | N | 10 | Y | AW | SCADA |  |  | WEEKLY VISIT | 2 ft2
5104919 | UNKNOWN |  | BROWNING-TNK /FACILITY |  | NJBC | B | NJBC-CM-BROWN-TNK. | P203 | INSV | INST | HUSSAARM | 2013-10-13 | BROWINING LANE |  |  |  |  | Y | 434.23 | FACILITY* | N | 6 | Y | AW | SCADA |  |  |  | 0 ft2
5104918 | UNKNOWN |  | BROWNING-HSP /FACILITY |  | NJBC | B | NJBC-CM-BROWN-HSP. | P203 | INSV | INST | HUSSAARM | 2013-10-13 | BROWINING LANE |  |  |  |  | Y |  | FACILITY* | N |  | Y | AW | SCADA |  |  |  | 0 ft2
5104916 | UNKNOWN |  | BROWNING-TRT /FACILITY |  | NJBC | B | NJBC-CM-BROWN-TRT. | P203 | INSV | INST | HUSSAARM | 2013-10-13 | BROWINING LANE |  |  |  |  | Y |  | FACILITY* | N |  | Y | AW | SCADA |  |  |  | 0 ft2
5104915 | UNKNOWN |  | BROWNING-W65 /FACILITY |  | NJBC | B | NJBC-CM-BROWN-W65. | P203 | INSV | INST | HUSSAARM | 2013-10-13 | BROWINING LANE |  |  |  |  | Y |  | FACILITY* | N |  | Y | AW | SCADA |  |  |  | 0 ft2
5104914 | UNKNOWN |  | BROWNING-W46 /FACILITY |  | NJBC | B | NJBC-CM-BROWN-W46. | P203 | INSV | INST | HUSSAARM | 2013-10-13 | BROWINING LANE |  |  |  |  | Y |  | FACILITY* | N |  | Y | AW | SCADA |  |  |  | 0 ft2
5104913 | UNKNOWN |  | BROWNING-W45 /FACILITY |  | NJBC | B | NJBC-CM-BROWN-W45. | P203 | INSV | INST | HUSSAARM | 2013-10-13 | BROWINING LANE |  |  |  |  | Y |  | FACILITY* | N |  | Y | AW | SCADA |  |  |  | 0 ft2
5104912 | UNKNOWN |  | BROWNING-W44 /FACILITY |  | NJBC | B | NJBC-CM-BROWN-W44. | P203 | INSV | INST | HUSSAARM | 2013-10-13 | BROWINING LANE |  |  |  |  | Y |  | FACILITY* | N |  | Y | AW | SCADA |  |  |  | 0 ft2
5104911 | UNKNOWN |  | BROWNING /FACILITY |  | NJBC | B | NJBC-CM-BROWN | P203 | INSV | INST | HUSSAARM | 2013-10-13 | BROWINING LANE |  |  |  |  | Y |  | FACILITY* | N |  | Y | AW | SCADA |  |  | DAILY VISIT | 0 ft2
5104910 | UNKNOWN |  | OLDORCHARD-TNK /FACILITY |  | NJBC | B | NJBC-CM-OLDOR-TNK. | P203 | INSV | INST | HUSSAARM | 2013-10-13 | ROUTE 70 EAST AT OLD ORCHARD ROAD |  |  |  |  | Y |  | FACILITY* | N |  | Y | AW | SCADA |  |  |  | 0 ft2
5103597 | UNKNOWN |  | MURRAY /FACILITY |  | NJBC | B | NJBC-CM-MURRA | P203 | INSV | INST | HUSSAARM | 2013-10-13 | 802 MURRAY AVE |  |  |  |  | Y |  | FACILITY* | N |  | Y | AW | SCADA |  |  | DAILY VISIT | 0 ft2
5103598 | UNKNOWN |  | MURAY-W66 /FACILITY |  | NJBC | B | NJBC-CM-MURRA-WL66 | P203 | INSV | INST | HUSSAARM | 2013-10-13 | 802 MURRAY AVE |  |  |  |  | Y |  | FACILITY* | N |  | Y | AW | SCADA
5103599 | UNKNOWN |  | MURRAY-TRT /FACILITY |  | NJBC | B | NJBC-CM-MURRA-TRMT | P203 | INSV | INST | HUSSAARM | 2013-10-13 | 802 MURRAY AVE |  |  |  |  | Y |  | FACILITY* | N |  | Y | AW | SCADA
5104900 | UNKNOWN |  | CHAPELAVIC /FACILITY |  | NJBC | B | NJBC-BU-CHAPE | P203 | INSV | INAC INST | HUSSAARM | 2013-10-13 | CHAPEL AVENUE |  |  |  |  | Y |  | FACILITY* | N |  | Y | AW | SCADA |  |  | WEEKLY VISIT
5104902 | UNKNOWN |  | OLDORCHARD /FACILITY |  | NJBC | B | NJBC-CM-OLDOR | P203 | INSV | INST | HUSSAARM | 2013-10-13 | ROUTE 70 EAST AT OLD ORCHARD ROAD |  |  |  |  | Y |  | FACILITY* | N |  | Y | AW | SCADA |  |  | DAILY VISIT | 0 ft2
5104903 | UNKNOWN |  | OLDORCHARD-W68 /FACILITY |  | NJBC | B | NJBC-CM-OLDOR-W68. | P203 | INSV | INST | HUSSAARM | 2013-10-13 | ROUTE 70 EAST AT OLD ORCHARD ROAD |  |  |  |  | Y |  | FACILITY* | N |  | Y | AW | SCADA |  |  |  | 0 ft2
5104909 | UNKNOWN |  | OLDORCHARD-HSP /FACILITY |  | NJBC | B | NJBC-CM-OLDOR-HSP. | P203 | INSV | INST | HUSSAARM | 2013-10-13 | ROUTE 70 EAST AT OLD ORCHARD ROAD |  |  |  |  | Y |  | FACILITY* | N |  | Y | AW | SCADA |  |  |  | 0 ft2
5104907 | UNKNOWN |  | OLDORCHARD-TRT /FACILITY |  | NJBC | B | NJBC-CM-OLDOR-TRT. | P203 | INSV | INST | HUSSAARM | 2013-10-13 | ROUTE 70 EAST AT OLD ORCHARD ROAD |  |  |  |  | Y | 470 | FACILITY* | N |  | Y | AW | SCADA |  |  |  | 0 ft2
5104906 | UNKNOWN |  | OLDORCHARD-W58 /FACILITY |  | NJBC | B | NJBC-CM-OLDOR-W58. | P203 | INSV | INST | HUSSAARM | 2013-10-13 | 47 BRANDYWINE DR |  |  |  |  | Y |  | FACILITY* | N |  | Y | AW | SCADA |  |  |  | 0 ft2
5104904 | UNKNOWN |  | OLDORCHARD-W69 /FACILITY |  | NJBC | B | NJBC-CM-OLDOR-W69. | P203 | INSV | INST | HUSSAARM | 2013-10-13 | ROUTE 70 EAST AT OLD ORCHARD ROAD |  |  |  |  | Y |  | FACILITY* | N |  | Y | AW | SCADA |  |  |  | 0 ft2
5104905 | UNKNOWN |  | OLDORCHARD-W38 /FACILITY |  | NJBC | B | NJBC-CM-OLDOR-W38. | P203 | INSV | INST | HUSSAARM | 2013-10-13 | 2070 RT 70 |  |  |  |  | Y |  | FACILITY* | N |  | Y | AW | SCADA |  |  |  | 0 ft2
5199122 | UNKNOWN |  | CENTRE (HADDFLD) /FACILITY |  | NJBC | B | NJBC-CM-CENT. | P203 | INSV | INST | LOD_EAM_01 | 2015-05-28 | 555 CENTRE STREET |  |  |  |  | Y |  | XX | N |  | Y | AW | NONE |  |  | DAILY VISIT | 0 ft2 | 480
5199123 | UNKNOWN |  | COTTAGE (HADDFLD) /FACILITY |  | NJBC | B | NJBC-CM-COTTA | P203 | INSV | INST | LOD_EAM_01 | 2015-05-28 | 205 COTTAGE AVENUE | [6 empty] | XX |  |  |  | AW
5199124 | UNKNOWN |  | LAKE (HADDFLD) /FACILITY |  | NJBC | B | NJBC-CM-LAKE. | P203 | INSV | INST | LOD_EAM_01 | 2015-05-28 | LAKE STREET | [6 empty] | XX |  |  |  | AW
5199121 | UNKNOWN |  | CENTRE (HADDFLD)-WL1B /FACILITY |  | NJBC | B | NJBC-CM-CENT.-WL1B | P203 | INSV | INST | LOD_EAM_01 | 2015-05-28 | 555 CENTRE STREET | [6 empty] | XX |  |  |  | AW |  |  |  |  | 0 ft2
5199120 | UNKNOWN |  | CENTRE (HADDFLD)-WL07 /FACILITY |  | NJBC | B | NJBC-CM-CENT.-WL07 | P203 | INSV | INST | LOD_EAM_01 | 2015-05-28 | 555 CENTRE STREET | [6 empty] | XX |  |  |  | AW |  |  |  |  | 0 ft2
5199119 | UNKNOWN |  | CENTRE (HADDFLD)-WL05 /FACILITY |  | NJBC | B | NJBC-CM-CENT.-WL05 | P203 | INSV | INST | LOD_EAM_01 | 2015-05-28 | 555 CENTRE STREET | [6 empty] | XX |  |  |  | AW |  |  |  |  | 0 ft2
5214000 | UNKNOWN |  | ELK2WIC /Facility |  | NJBC | B | NJBC-GL-ELK2W | P203 | INSV | INST | TAYLORDM | 2016-04-12 | Aura Road | [6 empty] | FACILITY* |  |  |  | AW |  |  |  |  | 0 ft2
5239138 | UNKNOWN |  | HARRISONTNK /FACILITY |  | NJHR | B | NJHR-Z1-HARRI | P203 | INSV | INST | TAYLORDM | 2017-04-26 | Bridgeton Pike (Route 77) |  |  |  |  | Y |  | FACILITY* | Y |  | Y | AW | SCADA |  |  | DAILY VISIT | 0 ft2

## Eye Wash
Equipment |  | Inventory no. | Description | Full Name | AuthorizGroup | EquipCategory | Functional Loc. | Planning plant | User status | System status | Created by | Created on | Street | Size/dimens. | ManufSerialNo. | ManufPartNo. | Install. date | Eyewash Type | Owned By | Retest Required | Special Mtn Note | Special Mtn Note Det
5148959 | UNKNOWN |  | BIRCH Chemical Room /EYEWASH |  | NJLO | S | NJLO-Z1-BIRCH | P203 | INSV | INST | HUSSAARM | 2013-10-13 | 322 BIRCH CREEK ROAD |  |  |  |  | PERMANENT EYEWASH | AW | Y
5148958 | UNKNOWN |  | BECK Chemical Room /EYEWASH |  | NJLO | S | NJLO-Z1-BECK. | P203 | INSV | INST | HUSSAARM | 2013-10-13 | 1547 High Hill Rd |  |  |  |  | PERMANENT EYEWASH | AW | Y
5148751 | UNKNOWN |  | SOMERDALE /EYEWASH |  | NJBC | S | NJBC-CM-SOMER | P203 | INSV | INST | HUSSAARM | 2013-10-13 | 26 ELM AVE |  |  |  |  | PORTABLE EYEWASH | AW | Y
5148719 | UNKNOWN |  | SUNBURY /EYEWASH |  | NJBC | S | NJBC-PB-SUNBU | P203 | OOS | INST | HUSSAARM | 2013-10-13 | 221 NORCROSS LN |  |  |  |  | PERMANENT EYEWASH | AW | Y
5127638 | UNKNOWN |  | MANS Lab /EYEWASH |  | NJBC | S | NJBC-MF-MANS. | P203 | INSV | INST | HUSSAARM | 2013-10-13 | 3165 RTE 206 |  |  |  |  | PERMANENT EYEWASH | AW | Y
5127636 | UNKNOWN |  | MANS Sodium Hydroxide Room /EYEWASH |  | NJBC | S | NJBC-MF-MANS. | P203 | INSV | INST | HUSSAARM | 2013-10-13 | 3165 RTE 206 |  |  |  |  | PERMANENT EYEWASH | AW | Y
5127634 | UNKNOWN |  | MANS Sodium Hypochlorite Room /EYEWASH |  | NJBC | S | NJBC-MF-MANS. | P203 | INSV | INST | HUSSAARM | 2013-10-13 | 3165 RTE 206 |  |  |  |  | PERMANENT EYEWASH | AW | Y
5127632 | UNKNOWN |  | MANS Permaganate Room /EYEWASH |  | NJBC | S | NJBC-MF-MANS. | P203 | INSV | INST | HUSSAARM | 2013-10-13 | 3165 RTE 206 |  |  |  |  | PERMANENT EYEWASH | AW | Y
5127622 | UNKNOWN |  | WOOD /EYEWASH |  | NJBC | S | NJBC-MH-WOOD. | P203 | INSV | INST | HUSSAARM | 2013-10-13 | WOODLANE RD |  |  |  |  | PERMANENT EYEWASH | AW | Y
5127618 | UNKNOWN |  | VNCE /EYEWASH |  | NJBC | S | NJBC-VT-VNCE. | P203 | INSV | INST | HUSSAARM | 2013-10-13 | 39 RETREAT RD |  |  |  |  | PERMANENT EYEWASH | AW | Y
5127614 | UNKNOWN |  | HOME /EYEWASH |  | NJBC | S | NJBC-HS-HOME. | P203 | INSV | INST | HUSSAARM | 2013-10-13 | JACK HEDDING ROAD |  |  |  |  | PERMANENT EYEWASH | AW | Y
5127606 | Bradley |  | GREEN Ffilter Room /EYEWASH |  | NJBC | S | NJBC-MH-GREEN | P203 | INSV | INST | HUSSAARM | 2013-10-13 | GREEN STREET |  |  |  |  | PERMANENT EYEWASH | AW | Y
5120813 | UNKNOWN |  | RANN-W7 HTH Room Emergency /EYEWASH |  | NJPG | S | NJPG-PG-RANN.-W7.. | P203 | OOS | INAC INST | HUSSAARM | 2013-10-13 | 370 HARDING HWY |  |  |  |  | PERMANENT EYEWASH | AW | Y
5120812 | UNKNOWN |  | LAYT Chemical Room Emergency /EYEWASH |  | NJPG | S | NJPG-PG-LAYT. | P203 | OOS | INAC INST | HUSSAARM | 2013-10-13 | 51 N Pennsville Auburn Rd |  |  |  |  | PERMANENT EYEWASH | AW | Y
5120811 | UNKNOWN |  | RANN Lime Room Emergency /EYEWASH |  | NJPG | S | NJPG-PG-RANN. | P203 | OOS | INAC INST | HUSSAARM | 2013-10-13 | 370 HARDING HWY |  |  |  |  | PERMANENT EYEWASH | AW | Y
5096921 | UNKNOWN |  | WOOD /EYEWASH |  | NJHR | S | NJHR-Z1-WOOD. | P203 | INSV | INST | HUSSAARM | 2013-10-13 | 260 Woodland Ave |  |  |  |  | PERMANENT EYEWASH | AW | Y
5096920 | UNKNOWN |  | WALN /EYEWASH |  | NJHR | S | NJHR-Z1-WALN. | P203 | INSV | INST | HUSSAARM | 2013-10-13 | 102 BRIDGETON PIKE |  |  |  |  | PERMANENT EYEWASH | AW | Y
5096188 | UNKNOWN |  | BRIG /EYEWASH |  | NJBP | S | NJBP-Z1-BRIG. | P203 | INSV | INST | HUSSAARM | 2013-10-13 | 9 Railroad Ave |  |  |  |  | PERMANENT EYEWASH | AW | Y
5196301 | BRADLEY |  | GREEN Caustic Room /EYEWASH |  | NJBC | S | NJBC-MH-GREEN | P203 | INSV | INST | TAYLORDM | 2015-04-14 | GREEN STREET |  |  |  |  | PERMANENT EYEWASH | AW | Y
5196302 | BRADLEY |  | GREEN Hypo Room 1/EYEWASH |  | NJBC | S | NJBC-MH-GREEN | P203 | INSV | INST | TAYLORDM | 2015-04-14 | GREEN STREET |  |  |  |  | PERMANENT EYEWASH | AW | Y
5196303 | BRADLEY |  | GREEN Hypo Room 1 /EYEWASH |  | NJBC | S | NJBC-MH-GREEN | P203 | INSV | INST | TAYLORDM | 2015-04-14 | GREEN STREET |  |  |  |  | PERMANENT EYEWASH | AW | Y
5197713 | UNKNOWN |  | HIGHLAND /EYEWASH |  | NJBC | S | NJBC-BU-HIGHL | P203 | INSV | INST | TAYLORDM | 2015-05-15 | 1007 Highland Ave |  |  |  |  | PORTABLE EYEWASH | AW | Y
5205400 | UNKNOWN |  | NATIONPKIC /EYEWASH |  | NJBC | S | NJBC-GL-NATIO | P203 | INSV | INST | TAYLORDM | 2015-08-13 | 7 Grove Ave |  |  |  |  | PERMANENT EYEWASH | AW | Y
5205401 | UNKNOWN |  | GLOUCESTERBS /EYEWASH |  | NJBP | S | NJBC-GL-GLBST | P203 | INSV | INST | TAYLORDM | 2015-08-13 | 491 Harrison Ave |  |  |  |  | PERMANENT EYEWASH | AW | Y
5211266 | GUARDIAN |  | RANN EYE WASH - PROCESS AREA /EYEWASH |  | NJPG | S | NJPG-PG-RANN. | P203 | INSV | INST | LOD_EAM_02 | 2016-02-04 | 370 HARDING HWY |  | G1941 |  |  | PERMANENT EYEWASH | AW
5211267 | GUARDIAN |  | RANN EYE WASH - KOH ROOM /EYEWASH |  | NJPG | S | NJPG-PG-RANN. | P203 | INSV | INST | LOD_EAM_02 | 2016-02-04 | 370 HARDING HWY |  | G1941 |  |  | PERMANENT EYEWASH | AW
5211268 | GUARDIAN |  | RANN EYE WASH - HYPO ROOM /EYEWASH |  | NJPG | S | NJPG-PG-RANN. | P203 | INSV | INST | LOD_EAM_02 | 2016-02-04 | 370 HARDING HWY |  | G1941 |  |  | PERMANENT EYEWASH | AW
5211269 | GUARDIAN |  | RANN EYE WASH - KLENPHOS RM /EYEWASH |  | NJPG | S | NJPG-PG-RANN. | P203 | INSV | INST | LOD_EAM_02 | 2016-02-04 | 370 HARDING HWY |  | G1941 |  |  | PERMANENT EYEWASH | AW
5211270 | GUARDIAN |  | RANN EYE WASH - KOH FILL STA /EYEWASH |  | NJPG | S | NJPG-PG-RANN. | P203 | INSV | INST | LOD_EAM_02 | 2016-02-04 | 370 HARDING HWY |  | G1941 |  |  | PERMANENT EYEWASH | AW

## Engine
Equipment |  | Inventory no. | Description | Full Name | AuthorizGroup | EquipCategory | Functional Loc. | Planning plant | User status | System status | Created by | Created on | Street | Size/dimens. | ManufSerialNo. | ManufPartNo. | Install. date | Application | Engine Type | Fuel UOM | HP Rating | Max Fuel Consumption | Number of Cylinders | Owned By | Self Starting? | Special Mtn Note | Special Mtn Note Det | Tnk-Volume (gal)
5147874 | ONAN | NJBC-81-EPDC-1 | COMM GENERATOR SET /ENGINE |  | NJLO | M | NJLO-Z1-COMM. | P203 | INSV | INST | HUSSAARM | 2013-10-13 | 657 Commodore Dr |  |  |  |  | EMERGENCY ELEC GENERATION | DIESEL |  | 999.00 HP AW | 0.00 UN | 0 EA | AW | Y |  |  | 0.00 1GL
5147873 | ONAN | NJLO-4-EPDC-1 | BIRCH GENERATOR SET /ENGINE |  | NJLO | M | NJLO-Z1-BIRCH | P203 | INSV | INST | HUSSAARM | 2013-10-13 | 322 BIRCH CREEK ROAD |  |  |  |  | EMERGENCY ELEC GENERATION | DIESEL |  | 999.00 HP AW | 0.00 UN | 0 EA | AW | Y |  |  | 0.00 1GL
5147872 | CATERPILLAR | NJLO-3-EPDC-1 | BECK GENERATOR /ENGINE |  | NJLO | M | NJLO-Z1-BECK. | P203 | INSV | INST | HUSSAARM | 2013-10-13 | 1547 High Hill Rd |  |  |  |  | EMERGENCY ELEC GENERATION | DIESEL |  | 999.00 HP AW | 0.00 UN | 0 EA | AW | Y |  |  | 0.00 1GL
5140426 | CATERPILLAR | NJBC-7-EPDC-4 | DRWTP GEN SET UNIT 2 MN PLNT /ENGINE |  | NJBC | M | NJBC-BU-DRWTP | P203 | INSV | INST | HUSSAARM | 2013-10-13 | 213 CARRIAGE LANE |  | 4XF00567 |  |  | EMERGENCY ELEC GENERATION | DIESEL |  | 999.00 HP AW | 0.00 UN | 0 EA | AW | Y |  |  | 0.00 1GL
5140422 | CATERPILLAR | NJBC-7-EPDC-3 | DRWTP GEN SET UNIT 1 MN PLNT /ENGINE |  | NJBC | M | NJBC-BU-DRWTP | P203 | INSV | INST | HUSSAARM | 2013-10-13 | 213 CARRIAGE LANE |  | 4XF00568 |  |  | EMERGENCY ELEC GENERATION | DIESEL |  | 999.00 HP AW | 0.00 UN | 0 EA | AW | Y |  |  | 0.00 1GL
5140419 | CATERPILLAR | -EPDC-1 | DRWTP-RWPS GEN SET /ENGINE |  | NJBC | M | NJBC-BU-DRWTP-RWPS | P203 | INSV | INST | HUSSAARM | 2013-10-13 | 213 CARRIAGE LN |  | 24Z06061 |  |  | EMERGENCY ELEC GENERATION | DIESEL |  | 999.00 HP AW | 0.00 UN | 0 EA | AW | Y |  |  | 0.00 1GL
5137218 | CUMMINS | NJBC-182-EPDC-1 | GLOUCESTERBS STNDBY PWR DIESL /ENGINE |  | NJBC | M | NJBC-GL-GLBST | P203 | INSV | INST | HUSSAARM | 2013-10-13 | 491 HARRISON AVE |  | 79202830 |  |  | EMERGENCY ELEC GENERATION | DIESEL |  | 999.00 HP AW | 0.00 UN | 0 EA | AW | Y |  |  | 0.00 1GL
5137216 | CUMMINS | NJBC-14-EPND-1 | VOORHEES STANDBY POWER NAT GAS /ENGINE |  | NJBC | M | NJBC-CM-VOORH | P203 | INSV | INST | HUSSAARM | 2013-10-13 | 13 GOLF VIEW DR |  | 626556 |  |  | EMERGENCY ELEC GENERATION | NATURAL GAS | CFH | 999.00 HP AW | 0.00 UN | 0 EA | AW | Y |  |  | 1.00 1GL
5137214 | CUMMINS | NJBC-33-EPDC-1 | OTTERBROOK STANDBY POWER DIESEL /ENGINE |  | NJBC | M | NJBC-CM-OTTER | P203 | INSV | INST | HUSSAARM | 2013-10-13 | 900 SAN JOSE DR |  | W113713023 |  |  | EMERGENCY ELEC GENERATION | DIESEL | GPH | 69.00 HP AW | 0.00 UN | 6 EA | AW | N |  |  | 250.00 1GL
5137212 | DETROIT | NJBC-15-EPDC-1 | OLDORCHARD STANDBY POWER DIESEL /ENGINE |  | NJBC | M | NJBC-CM-OLDOR | P203 | INSV | INST | HUSSAARM | 2013-10-13 | ROUTE 70 EAST AT OLD ORCHARD ROAD |  | 126 1F 69 |  |  | EMERGENCY ELEC GENERATION | DIESEL | GPH | 999.00 HP AW | 10.00 UN | 12 EA | AW | Y |  |  | 1,000.00 1GL
5137210 | DETROIT | NJBC-29-EPDC-1 | HUTTONHILL-BST AUX DR-BSTPMP4 /ENGINE |  | NJBC | M | NJBC-CM-HUTTO-BST. | P203 | INSV | INST | HUSSAARM | 2013-10-13 | 1911 KRESSON RD |  | 3A0101663 |  |  | EMERGENCY PUMPING | DIESEL |  | 999.00 HP AW | 0.00 UN | 3 EA | AW | Y |  |  | 250.00 1GL
5137207 | DETROIT | NJHH-36-EPGS-1 | HADDONHTS Standby Power Diesel /Engine |  | NJBC | M | NJBC-CM-HAHTS | P203 | INSV | INST | HUSSAARM | 2013-10-13 | 614 W. Atlantic Ave |  | 114 B 69 |  |  | EMERGENCY ELEC GENERATION | DIESEL | GPH | 999.00 HP AW | 1.00 UN | 12 EA | AW | N |  |  | 500.00 1GL
5137205 | DETROIT | NJBC-87-EPDC-2 | GIBBSSTA STANDBY POWER DIESEL /ENGINE |  | NJBC | M | NJBC-CM-GBSTA | P203 | INSV | INST | HUSSAARM | 2013-10-13 | 1 LINDEN AVE |  | 4K72 |  |  | EMERGENCY ELEC GENERATION | DIESEL |  | 999.00 HP AW | 0.00 UN | 0 EA | AW | Y |  |  | 0.00 1GL
5137203 | ONAN | NJBC-89-EPDC-1 | GIBBSBOROBS STANDBY POWER DIESEL /ENGINE |  | NJBC | M | NJBC-CM-GBBST | P203 | INSV | INST | HUSSAARM | 2013-10-13 | 79 LUCAS BLVD |  | I990986935 |  |  | EMERGENCY ELEC GENERATION | DIESEL |  | 999.00 HP AW | 0.00 UN | 0 EA | AW | Y |  |  | 0.00 1GL
5137201 | DETROIT | NJHH-20-EPGS-2 | CAMDEN STNDBY PWR DIESL-STRIP BLDG /ENG |  | NJBC | M | NJBC-CM-CASTA | P203 | OOS | INST | HUSSAARM | 2013-10-13 | 791 N 30TH ST |  |  |  |  | EMERGENCY ELEC GENERATION | DIESEL |  | 999.00 HP AW |  |  | AW | Y
5136399 | DETROIT | NJHH-20-EPGS-1 | CAMDEN STNDBY PWR DIESL-MN BLDG /ENG |  | NJBC | M | NJBC-CM-CASTA | P203 | OOS | INST | HUSSAARM | 2013-10-13 | 791 N 30TH ST |  | LH94303 |  |  | EMERGENCY ELEC GENERATION | DIESEL |  | 999.00 HP AW |  |  | AW | Y
5136397 | CUMMINS | NJBC-74-EPDC-1 | STEPHENS STANDBY POWER DIESEL /ENGINE |  | NJBC | M | NJBC-BU-STEPH | P203 | INSV | INST | HUSSAARM | 2013-10-13 | 208 STEPHEN DR |  |  |  |  | EMERGENCY ELEC GENERATION | DIESEL |  | 999.00 HP AW | 0.00 UN | 0 EA | AW | Y |  |  | 0.00 1GL
5136395 | DETROIT | NJBC-5-EPDC-1 | RIVERROAD-BST AUX DR-BSTPMP1 /ENGINE |  | NJBC | M | NJBC-BU-RVBST-BPMP | P203 | INSV | INST | HUSSAARM | 2013-10-13 | 2767 BROAD ST |  | 1A47498 |  |  | EMERGENCY ELEC GENERATION | GASOLINE |  | 999.00 HP AW | 0.00 UN | 0 EA | AW | Y |  |  | 0.00 1GL
5136393 | DETROIT | NJBC-69-EPDC-1 | POMONA-ALB STANDBY POWER DIESEL /ENGINE |  | NJBC | M | NJBC-BU-POMON-ALB. | P203 | INSV | INST | HUSSAARM | 2013-10-13 | 911 POMONA ROAD |  | 29 H66 |  |  | EMERGENCY ELEC GENERATION | DIESEL |  | 999.00 HP AW |  |  | AW | Y
5136391 | DETROIT | NJBC-76-EPDC-1 | HIGHLAND STANDBY POWER DIESEL /ENGINE |  | NJBC | M | NJBC-BU-HIGHL | P203 | INSV | INST | HUSSAARM | 2013-10-13 | 1007 Highland Ave |  | G18 449643 |  |  | EMERGENCY ELEC GENERATION | DIESEL |  | 999.00 HP AW | 0.00 UN | 0 EA | AW | N |  |  | 0.00 1GL
5136388 | CUMMINS | NJBC-23-EPDC-1 | FELLOWSHIP STANDBY POWER DIESEL /ENGINE |  | NJBC | M | NJBC-BU-FELLO | P203 | INSV | INST | HUSSAARM | 2013-10-13 | 3 SPRINGDALE RD |  |  |  |  | EMERGENCY ELEC GENERATION | DIESEL | GPH | 999.00 HP AW | 0.00 UN | 5 EA | AW | Y |  |  | 200.00 1GL
5136385 | KOHLER | NJBC-53-EPDC-1 | COOPER STANDBY POWER DIESEL /ENGINE |  | NJBC | M | NJBC-BU-COOPE | P203 | INSV | INST | HUSSAARM | 2013-10-13 | 100 HENDRICKSON AVE |  |  |  |  | EMERGENCY ELEC GENERATION | DIESEL | GPH | 100.00 HP AW | 1.00 UN | 6 EA | AW | Y |  |  | 435.00 1GL
5136383 | ONAN | NJBC-5-EPND-1 | CHURCHRCHL STANDBY POWER NAT GAS /ENGINE |  | NJBC | M | NJBC-BU-CHURC | P203 | INSV | INST | HUSSAARM | 2013-10-13 | CHURCH ROAD |  | H960613620 |  |  | EMERGENCY ELEC GENERATION | NATURAL GAS |  | 999.00 HP AW | 0.00 UN | 0 EA | AW | Y |  |  | 0.00 1GL
5132186 | UNKNOWN | NJBC-7-EPDC-2 | DRWTP GEN SET PORTABLE /ENGINE |  | NJBC | M | NJBC-BU-DRWTP | P203 | INSV | INST | HUSSAARM | 2013-10-13 | 213 CARRIAGE LANE | [5 empty] | DIESEL |  | 999.00 HP AW | 0.00 UN | 0 EA | AW | XX |  |  | 0.00 1GL
5118508 | UNKNOWN | NJMH-5-EPDC-1 | GREEN GENERATOR /ENGINE |  | NJBC | M | NJBC-MH-GREEN | P203 | INSV | INST | HUSSAARM | 2013-10-13 | GREEN STREET |  |  |  |  | EMERGENCY ELEC GENERATION | DIESEL |  | 999.00 HP AW | 0.00 UN | 0 EA | AW | Y |  |  | 0.00 1GL
5118506 | UNKNOWN | NJMH-4-EPDC-1 | HOME GENERATOR /ENGINE |  | NJBC | M | NJBC-HS-HOME. | P203 | INSV | INST | HUSSAARM | 2013-10-13 | JACK HEDDING ROAD |  |  |  |  | EMERGENCY ELEC GENERATION | DIESEL |  | 999.00 HP AW |  |  | AW | Y
5118504 | CUMMINS | NJMH-3-EPDC-1 | WOOD GENERATOR /ENGINE |  | NJBC | M | NJBC-MH-WOOD. | P203 | INSV | INST | HUSSAARM | 2013-10-13 | WOODLANE RD |  | N11679 |  |  | EMERGENCY ELEC GENERATION | DIESEL |  | 999.00 HP AW | 0.00 UN | 6 EA | AW | Y |  |  | 525.00 1GL
5118502 | UNKNOWN | NJMH-2-EPDC-1 | MANS GENERATOR /ENGINE |  | NJBC | M | NJBC-MF-MANS. | P203 | INSV | INST | HUSSAARM | 2013-10-13 | 3165 RTE 206 |  |  |  |  | EMERGENCY ELEC GENERATION | DIESEL |  | 999.00 HP AW | 0.00 UN | 0 EA | AW | Y |  |  | 0.00 1GL
5103865 | CUMMINS | NJPG-1-EPDC-1 | LAYT GENERATOR /ENGINE |  | NJPG | M | NJPG-PG-LAYT. | P203 | INSV | INST | HUSSAARM | 2013-10-13 | 51 N Pennsville Auburn Rd |  |  |  |  | EMERGENCY ELEC GENERATION | DIESEL | GPH | 100.00 HP AW | 0.00 UN | 0 EA | AW | Y |  |  | 0.00 1GL
5096679 | UNKNOWN | NJHR-3-EPDC-1 | WALN /ENGINE |  | NJHR | M | NJHR-Z1-WALN. | P203 | INSV | INST | HUSSAARM | 2013-10-13 | 102 BRIDGETON PIKE |  |  |  |  | EMERGENCY ELEC GENERATION | DIESEL |  | 999.00 HP AW | 0.00 UN | 0 EA | AW | Y |  |  | 0.00 1GL
5096678 | CUMMINS | NJFR-19-EPDC-1 | WOOD /ENGINE |  | NJHR | M | NJHR-Z1-WOOD. | P203 | INSV | INST | HUSSAARM | 2013-10-13 | 260 Woodland Ave |  |  |  |  | EMERGENCY ELEC GENERATION | DIESEL |  | 999.00 HP AW | 0.00 UN | 0 EA | AW | Y |  |  | 0.00 1GL
5211265 | CUMMINS | NJPG-2-EPND-1 | RANN EMERERGENCY GENERATOR /ENGINE |  | NJPG | M | NJPG-PG-RANN. | P203 | INSV | INST | LOD_EAM_02 | 2016-02-04 | 370 HARDING HWY |  | 37259107 |  |  |  | NATURAL GAS |  | 0.00 HP AW | 0.00 UN | 0 EA | AW |  |  |  | 0.00 1GL

## Emergency Light
Equipment |  | Inventory no. | Description | Full Name | AuthorizGroup | EquipCategory | Functional Loc. | Planning plant | User status | System status | Created by | Created on | Street | Size/dimens. | ManufSerialNo. | ManufPartNo. | Install. date | Backup Power | Emergency Light Type | Owned By | Retest Required | Special Mtn Note | Special Mtn Note Det
5087425 | UNKNOWN |  | BIRCH GAC Room Emer Light1 /ELIGHT |  | NJLO | S | NJLO-Z1-BIRCH-GACR | P203 | INSV | INST | HUSSAARM | 2013-10-12 | 322 BIRCH CREEK RD | [5 empty] | SYSTEMWIDE ELIGHT | AW
5087426 | UNKNOWN |  | BIRCH GAC Room Emer Light2 /ELIGHT |  | NJLO | S | NJLO-Z1-BIRCH-GACR | P203 | INSV | INST | HUSSAARM | 2013-10-12 | 322 BIRCH CREEK RD | [5 empty] | SYSTEMWIDE ELIGHT | AW
5087427 | UNKNOWN |  | BIRCH GAC Room Exit Sign1 /ELIGHT |  | NJLO | S | NJLO-Z1-BIRCH-GACR | P203 | INSV | INST | HUSSAARM | 2013-10-12 | 322 BIRCH CREEK RD | [5 empty] | SYSTEMWIDE ELIGHT | AW
5087428 | UNKNOWN |  | BIRCH GAC Room Exit Sign2 /ELIGHT |  | NJLO | S | NJLO-Z1-BIRCH-GACR | P203 | INSV | INST | HUSSAARM | 2013-10-12 | 322 BIRCH CREEK RD | [5 empty] | SYSTEMWIDE ELIGHT | AW
5148196 | UNKNOWN | 93 | DRWTP-TRMT 93 -EXIT SIGN /ELIGHT |  | NJBC | S | NJBC-BU-DRWTP-TRMT | P203 | INSV | INST | HUSSAARM | 2013-10-13 | 213 CARRIAGE LANE | [5 empty] | STANDALONE ELIGHT | AW | Y
5148193 | UNKNOWN | 92 | DRWTP-TRMT 92 -EXIT SIGN /ELIGHT |  | NJBC | S | NJBC-BU-DRWTP-TRMT | P203 | INSV | INST | HUSSAARM | 2013-10-13 | 213 CARRIAGE LANE | [5 empty] | STANDALONE ELIGHT | AW | Y
5148191 | UNKNOWN | 91 | DRWTP-TRMT 91 -EXIT SIGN /ELIGHT |  | NJBC | S | NJBC-BU-DRWTP-TRMT | P203 | INSV | INST | HUSSAARM | 2013-10-13 | 213 CARRIAGE LANE | [5 empty] | STANDALONE ELIGHT | AW | Y
5148188 | UNKNOWN | 90 | DRWTP-TRMT 90 -EXIT SIGN /ELIGHT |  | NJBC | S | NJBC-BU-DRWTP-TRMT | P203 | INSV | INST | HUSSAARM | 2013-10-13 | 213 CARRIAGE LANE | [5 empty] | STANDALONE ELIGHT | AW | Y
5148186 | UNKNOWN | 89 | DRWTP-TRMT 89 -EXIT SIGN /ELIGHT |  | NJBC | S | NJBC-BU-DRWTP-TRMT | P203 | INSV | INST | HUSSAARM | 2013-10-13 | 213 CARRIAGE LANE | [5 empty] | STANDALONE ELIGHT | AW | Y
5148182 | UNKNOWN | 88 | DRWTP-TRMT 88 -EXIT SIGN /ELIGHT |  | NJBC | S | NJBC-BU-DRWTP-TRMT | P203 | INSV | INST | HUSSAARM | 2013-10-13 | 213 CARRIAGE LANE | [5 empty] | STANDALONE ELIGHT | AW | Y
5148179 | UNKNOWN | 87 | DRWTP-TRMT 87 -EXIT SIGN /ELIGHT |  | NJBC | S | NJBC-BU-DRWTP-TRMT | P203 | INSV | INST | HUSSAARM | 2013-10-13 | 213 CARRIAGE LANE | [5 empty] | STANDALONE ELIGHT | AW | Y
5148176 | UNKNOWN | 86 | DRWTP-TRMT 86 -EXIT SIGN /ELIGHT |  | NJBC | S | NJBC-BU-DRWTP-TRMT | P203 | INSV | INST | HUSSAARM | 2013-10-13 | 213 CARRIAGE LANE | [5 empty] | STANDALONE ELIGHT | AW | Y
5148174 | UNKNOWN | 85 | DRWTP-TRMT 85 -EXIT SIGN /ELIGHT |  | NJBC | S | NJBC-BU-DRWTP-TRMT | P203 | INSV | INST | HUSSAARM | 2013-10-13 | 213 CARRIAGE LANE | [5 empty] | STANDALONE ELIGHT | AW | Y
5148170 | UNKNOWN | 84 | DRWTP-TRMT 84 -EXIT SIGN /ELIGHT |  | NJBC | S | NJBC-BU-DRWTP-TRMT | P203 | INSV | INST | HUSSAARM | 2013-10-13 | 213 CARRIAGE LANE | [5 empty] | STANDALONE ELIGHT | AW | Y
5148167 | UNKNOWN | 83 | DRWTP-TRMT 83 -EXIT SIGN /ELIGHT |  | NJBC | S | NJBC-BU-DRWTP-TRMT | P203 | INSV | INST | HUSSAARM | 2013-10-13 | 213 CARRIAGE LANE | [5 empty] | STANDALONE ELIGHT | AW | Y
5148164 | UNKNOWN | 82 | DRWTP-TRMT 82 -EXIT SIGN /ELIGHT |  | NJBC | S | NJBC-BU-DRWTP-TRMT | P203 | INSV | INST | HUSSAARM | 2013-10-13 | 213 CARRIAGE LANE | [5 empty] | STANDALONE ELIGHT | AW | Y
5148160 | UNKNOWN | 81 | DRWTP-TRMT 81 -EXIT SIGN /ELIGHT |  | NJBC | S | NJBC-BU-DRWTP-TRMT | P203 | INSV | INST | HUSSAARM | 2013-10-13 | 213 CARRIAGE LANE | [5 empty] | STANDALONE ELIGHT | AW | Y
5148157 | UNKNOWN | 80 | DRWTP-TRMT 80 -EXIT SIGN /ELIGHT |  | NJBC | S | NJBC-BU-DRWTP-TRMT | P203 | INSV | INST | HUSSAARM | 2013-10-13 | 213 CARRIAGE LANE | [5 empty] | STANDALONE ELIGHT | AW | Y
5148155 | UNKNOWN | 79 | DRWTP-TRMT 79 -EXIT SIGN /ELIGHT |  | NJBC | S | NJBC-BU-DRWTP-TRMT | P203 | INSV | INST | HUSSAARM | 2013-10-13 | 213 CARRIAGE LANE | [5 empty] | STANDALONE ELIGHT | AW | Y
5148152 | UNKNOWN | 78 | DRWTP-TRMT 78 -EXIT SIGN /ELIGHT |  | NJBC | S | NJBC-BU-DRWTP-TRMT | P203 | INSV | INST | HUSSAARM | 2013-10-13 | 213 CARRIAGE LANE | [5 empty] | STANDALONE ELIGHT | AW | Y
5148149 | UNKNOWN | 77 | DRWTP-TRMT 77 -EXIT SIGN /ELIGHT |  | NJBC | S | NJBC-BU-DRWTP-TRMT | P203 | INSV | INST | HUSSAARM | 2013-10-13 | 213 CARRIAGE LANE | [5 empty] | STANDALONE ELIGHT | AW | Y
5148146 | UNKNOWN | 76 | DRWTP-TRMT 76 -EXIT SIGN /ELIGHT |  | NJBC | S | NJBC-BU-DRWTP-TRMT | P203 | INSV | INST | HUSSAARM | 2013-10-13 | 213 CARRIAGE LANE | [5 empty] | STANDALONE ELIGHT | AW | Y
5148143 | UNKNOWN | 75 | DRWTP-TRMT 75 -EXIT SIGN /ELIGHT |  | NJBC | S | NJBC-BU-DRWTP-TRMT | P203 | INSV | INST | HUSSAARM | 2013-10-13 | 213 CARRIAGE LANE | [5 empty] | STANDALONE ELIGHT | AW | Y
5148141 | UNKNOWN | 74 | DRWTP-TRMT 74 -EXIT SIGN /ELIGHT |  | NJBC | S | NJBC-BU-DRWTP-TRMT | P203 | INSV | INST | HUSSAARM | 2013-10-13 | 213 CARRIAGE LANE | [5 empty] | STANDALONE ELIGHT | AW | Y
5148138 | UNKNOWN | 150 | DRWTP-TRMT 150 -EXIT SIGN /ELIGHT |  | NJBC | S | NJBC-BU-DRWTP-TRMT | P203 | INSV | INST | HUSSAARM | 2013-10-13 | 213 CARRIAGE LANE | [5 empty] | STANDALONE ELIGHT | AW | Y
5148135 | UNKNOWN | 149 | DRWTP-TRMT 149 -EXIT SIGN /ELIGHT |  | NJBC | S | NJBC-BU-DRWTP-TRMT | P203 | INSV | INST | HUSSAARM | 2013-10-13 | 213 CARRIAGE LANE | [5 empty] | STANDALONE ELIGHT | AW | Y
5148132 | UNKNOWN | 148 | DRWTP-TRMT 148 -EXIT SIGN /ELIGHT |  | NJBC | S | NJBC-BU-DRWTP-TRMT | P203 | INSV | INST | HUSSAARM | 2013-10-13 | 213 CARRIAGE LANE | [5 empty] | STANDALONE ELIGHT | AW | Y
5148129 | UNKNOWN | 147 | DRWTP-TRMT 147 -EXIT SIGN /ELIGHT |  | NJBC | S | NJBC-BU-DRWTP-TRMT | P203 | INSV | INST | HUSSAARM | 2013-10-13 | 213 CARRIAGE LANE | [5 empty] | STANDALONE ELIGHT | AW | Y
5148127 | UNKNOWN | 72 | DRWTP-TRMT 72 -EXIT SIGN /ELIGHT |  | NJBC | S | NJBC-BU-DRWTP-TRMT | P203 | INSV | INST | HUSSAARM | 2013-10-13 | 213 CARRIAGE LANE | [5 empty] | STANDALONE ELIGHT | AW | Y
5148369 | UNKNOWN | 118 | DRWTP-TRMT 118 -EXIT SIGN /ELIGHT |  | NJBC | S | NJBC-BU-DRWTP-TRMT | P203 | INSV | INST | HUSSAARM | 2013-10-13 | 213 CARRIAGE LANE | [5 empty] | STANDALONE ELIGHT | AW | Y
5148366 | UNKNOWN | 117 | DRWTP-TRMT 117 -EXIT SIGN /ELIGHT |  | NJBC | S | NJBC-BU-DRWTP-TRMT | P203 | INSV | INST | HUSSAARM | 2013-10-13 | 213 CARRIAGE LANE | [5 empty] | STANDALONE ELIGHT | AW | Y
5148363 | UNKNOWN | 116 | DRWTP-TRMT 116 -EXIT SIGN /ELIGHT |  | NJBC | S | NJBC-BU-DRWTP-TRMT | P203 | INSV | INST | HUSSAARM | 2013-10-13 | 213 CARRIAGE LANE | [5 empty] | STANDALONE ELIGHT | AW | Y
5148360 | UNKNOWN | 115 | DRWTP-TRMT 115 -EXIT SIGN /ELIGHT |  | NJBC | S | NJBC-BU-DRWTP-TRMT | P203 | INSV | INST | HUSSAARM | 2013-10-13 | 213 CARRIAGE LANE | [5 empty] | STANDALONE ELIGHT | AW | Y
5148357 | UNKNOWN | 114 | DRWTP-TRMT 114 -EXIT SIGN /ELIGHT |  | NJBC | S | NJBC-BU-DRWTP-TRMT | P203 | INSV | INST | HUSSAARM | 2013-10-13 | 213 CARRIAGE LANE | [5 empty] | STANDALONE ELIGHT | AW | Y
5148354 | UNKNOWN | 113 | DRWTP-TRMT 113 -EXIT SIGN /ELIGHT |  | NJBC | S | NJBC-BU-DRWTP-TRMT | P203 | INSV | INST | HUSSAARM | 2013-10-13 | 213 CARRIAGE LANE | [5 empty] | STANDALONE ELIGHT | AW | Y
5148351 | UNKNOWN | 112 | DRWTP-TRMT 112 -EXIT SIGN /ELIGHT |  | NJBC | S | NJBC-BU-DRWTP-TRMT | P203 | INSV | INST | HUSSAARM | 2013-10-13 | 213 CARRIAGE LANE | [5 empty] | STANDALONE ELIGHT | AW | Y
5148349 | UNKNOWN | 111 | DRWTP-TRMT 111 -EXIT SIGN /ELIGHT |  | NJBC | S | NJBC-BU-DRWTP-TRMT | P203 | INSV | INST | HUSSAARM | 2013-10-13 | 213 CARRIAGE LANE | [5 empty] | STANDALONE ELIGHT | AW | Y
5148346 | UNKNOWN | 110 | DRWTP-TRMT 110 -EXIT SIGN /ELIGHT |  | NJBC | S | NJBC-BU-DRWTP-TRMT | P203 | INSV | INST | HUSSAARM | 2013-10-13 | 213 CARRIAGE LANE | [5 empty] | STANDALONE ELIGHT | AW | Y
5148343 | UNKNOWN | 109 | DRWTP-TRMT-FERR 109 -EXIT SIGN /ELIGHT |  | NJBC | S | NJBC-BU-DRWTP-TRMT-FERR | P203 | INSV | INST | HUSSAARM | 2013-10-13 | 213 CARRIAGE LANE | [5 empty] | STANDALONE ELIGHT | AW | Y
5148340 | UNKNOWN | 108 | DRWTP-TRMT 108 -EXIT SIGN /ELIGHT |  | NJBC | S | NJBC-BU-DRWTP-TRMT | P203 | INSV | INST | HUSSAARM | 2013-10-13 | 213 CARRIAGE LANE | [5 empty] | STANDALONE ELIGHT | AW | Y
5148337 | UNKNOWN | 107 | DRWTP-TRMT-CAUS 107 -EXIT SIGN /ELIGHT |  | NJBC | S | NJBC-BU-DRWTP-TRMT-CAUS | P203 | INSV | INST | HUSSAARM | 2013-10-13 | 213 CARRIAGE LANE | [5 empty] | STANDALONE ELIGHT | AW | Y
5148334 | UNKNOWN | 106 | DRWTP-TRMT 106 -EXIT SIGN /ELIGHT |  | NJBC | S | NJBC-BU-DRWTP-TRMT | P203 | INSV | INST | HUSSAARM | 2013-10-13 | 213 CARRIAGE LANE | [5 empty] | STANDALONE ELIGHT | AW | Y
5148331 | UNKNOWN | 105 | DRWTP-TRMT 105 -EXIT SIGN /ELIGHT |  | NJBC | S | NJBC-BU-DRWTP-TRMT | P203 | INSV | INST | HUSSAARM | 2013-10-13 | 213 CARRIAGE LANE | [5 empty] | STANDALONE ELIGHT | AW | Y
5148328 | UNKNOWN | 104 | DRWTP-TRMT 104 -EXIT SIGN /ELIGHT |  | NJBC | S | NJBC-BU-DRWTP-TRMT | P203 | INSV | INST | HUSSAARM | 2013-10-13 | 213 CARRIAGE LANE | [5 empty] | STANDALONE ELIGHT | AW | Y
5148325 | UNKNOWN | 103 | DRWTP-TRMT 103 -EXIT SIGN /ELIGHT |  | NJBC | S | NJBC-BU-DRWTP-TRMT | P203 | INSV | INST | HUSSAARM | 2013-10-13 | 213 CARRIAGE LANE | [5 empty] | STANDALONE ELIGHT | AW | Y
5148323 | UNKNOWN | 102 | DRWTP-TRMT 102 -EXIT SIGN /ELIGHT |  | NJBC | S | NJBC-BU-DRWTP-TRMT | P203 | INSV | INST | HUSSAARM | 2013-10-13 | 213 CARRIAGE LANE | [5 empty] | STANDALONE ELIGHT | AW | Y
5148321 | UNKNOWN | 101 | DRWTP-TRMT 101 -EXIT SIGN /ELIGHT |  | NJBC | S | NJBC-BU-DRWTP-TRMT | P203 | INSV | INST | HUSSAARM | 2013-10-13 | 213 CARRIAGE LANE | [5 empty] | STANDALONE ELIGHT | AW | Y
5148318 | UNKNOWN | 100 | DRWTP-TRMT 100 -EXIT SIGN /ELIGHT |  | NJBC | S | NJBC-BU-DRWTP-TRMT | P203 | INSV | INST | HUSSAARM | 2013-10-13 | 213 CARRIAGE LANE | [5 empty] | STANDALONE ELIGHT | AW | Y
5148315 | UNKNOWN | 99 | DRWTP-TRMT 99 -EXIT SIGN /ELIGHT |  | NJBC | S | NJBC-BU-DRWTP-TRMT | P203 | INSV | INST | HUSSAARM | 2013-10-13 | 213 CARRIAGE LANE | [5 empty] | STANDALONE ELIGHT | AW | Y
5148312 | UNKNOWN | 98 | DRWTP-TRMT-PACS 98 -EXIT SIGN /ELIGHT |  | NJBC | S | NJBC-BU-DRWTP-TRMT-PACS | P203 | INSV | INST | HUSSAARM | 2013-10-13 | 213 CARRIAGE LANE | [5 empty] | STANDALONE ELIGHT | AW | Y
5148309 | UNKNOWN | 97 | DRWTP-TRMT-PACS 97 -EXIT SIGN /ELIGHT |  | NJBC | S | NJBC-BU-DRWTP-TRMT-PACS | P203 | INSV | INST | HUSSAARM | 2013-10-13 | 213 CARRIAGE LANE | [5 empty] | STANDALONE ELIGHT | AW | Y
5148306 | UNKNOWN | 96 | DRWTP-TRMT-LIME 96 -EXIT SIGN /ELIGHT |  | NJBC | S | NJBC-BU-DRWTP-TRMT-LIME | P203 | INSV | INST | HUSSAARM | 2013-10-13 | 213 CARRIAGE LANE | [5 empty] | STANDALONE ELIGHT | AW | Y
5148303 | UNKNOWN | 95 | DRWTP-TRMT 95 -EXIT SIGN /ELIGHT |  | NJBC | S | NJBC-BU-DRWTP-TRMT | P203 | INSV | INST | HUSSAARM | 2013-10-13 | 213 CARRIAGE LANE | [5 empty] | STANDALONE ELIGHT | AW | Y
5148199 | UNKNOWN | 94 | DRWTP-TRMT 94 -EXIT SIGN /ELIGHT |  | NJBC | S | NJBC-BU-DRWTP-TRMT | P203 | INSV | INST | HUSSAARM | 2013-10-13 | 213 CARRIAGE LANE | [5 empty] | STANDALONE ELIGHT | AW | Y
5147750 | LITHONIA | NJHH-73-PPSS-2 | ELKAUIC Fire /ELIGHT |  | NJBC | S | NJBC-GL-ELKAU | P203 | OOS | INAC INST | HUSSAARM | 2013-10-13 | 603 AURA RD | [5 empty] | STANDALONE ELIGHT | AW | Y
5147748 | UNKNOWN | NJHH-73-FEXI-2 | POMONA Contract ISO Fire /ELIGHT |  | NJBC | S | NJBC-BU-POMON | P203 | INSV | INST | HUSSAARM | 2013-10-13 | 915 POMONA ROAD | [5 empty] | SYSTEMWIDE ELIGHT | AW | Y
5147747 | UNKNOWN | NJHH-73-FEXI-1 | POMONA Front Door to Contactor /ELIGHT |  | NJBC | S | NJBC-BU-POMON | P203 | INSV | INST | HUSSAARM | 2013-10-13 | 915 POMONA ROAD | [5 empty] | SYSTEMWIDE ELIGHT | AW | Y
5147746 | UNKNOWN | NJHH-73-FEXI-3 | POMONA Caustic Soda Fd RM Fire /ELIGHT |  | NJBC | S | NJBC-BU-POMON | P203 | INSV | INST | HUSSAARM | 2013-10-13 | 915 POMONA ROAD | [5 empty] | SYSTEMWIDE ELIGHT | AW | Y
5147498 | UNKNOWN | 59C | DRWTP-TRMT 59C -EXIT SIGN /ELIGHT |  | NJBC | S | NJBC-BU-DRWTP-TRMT | P203 | INSV | INST | HUSSAARM | 2013-10-13 | 213 CARRIAGE LANE | [5 empty] | STANDALONE ELIGHT | AW | Y
5147496 | UNKNOWN | 59B | DRWTP-TRMT 59B -EXIT SIGN /ELIGHT |  | NJBC | S | NJBC-BU-DRWTP-TRMT | P203 | INSV | INST | HUSSAARM | 2013-10-13 | 213 CARRIAGE LANE | [5 empty] | STANDALONE ELIGHT | AW | Y
5147494 | UNKNOWN | 59A | DRWTP-TRMT 59A -EXIT SIGN /ELIGHT |  | NJBC | S | NJBC-BU-DRWTP-TRMT | P203 | INSV | INST | HUSSAARM | 2013-10-13 | 213 CARRIAGE LANE | [5 empty] | STANDALONE ELIGHT | AW | Y
5147492 | UNKNOWN | 59 | DRWTP-TRMT 59 -EXIT SIGN /ELIGHT |  | NJBC | S | NJBC-BU-DRWTP-TRMT | P203 | INSV | INST | HUSSAARM | 2013-10-13 | 213 CARRIAGE LANE | [5 empty] | STANDALONE ELIGHT | AW | Y
5147490 | UNKNOWN | 73 | DRWTP-TRMT 73 -EXIT SIGN /ELIGHT |  | NJBC | S | NJBC-BU-DRWTP-TRMT | P203 | INSV | INST | HUSSAARM | 2013-10-13 | 213 CARRIAGE LANE | [5 empty] | STANDALONE ELIGHT | AW | Y
5147488 | UNKNOWN | 58 | DRWTP-TRMT 58 -EXIT SIGN /ELIGHT |  | NJBC | S | NJBC-BU-DRWTP-TRMT | P203 | INSV | INST | HUSSAARM | 2013-10-13 | 213 CARRIAGE LANE | [5 empty] | STANDALONE ELIGHT | AW | Y
5147487 | UNKNOWN | 57 | DRWTP-TRMT 57 -EXIT SIGN /ELIGHT |  | NJBC | S | NJBC-BU-DRWTP-TRMT | P203 | INSV | INST | HUSSAARM | 2013-10-13 | 213 CARRIAGE LANE | [5 empty] | STANDALONE ELIGHT | AW | Y
5147485 | UNKNOWN | 56 | DRWTP-TRMT 56 -EXIT SIGN /ELIGHT |  | NJBC | S | NJBC-BU-DRWTP-TRMT | P203 | INSV | INST | HUSSAARM | 2013-10-13 | 213 CARRIAGE LANE | [5 empty] | STANDALONE ELIGHT | AW | Y
5147483 | UNKNOWN | 124 | DRWTP-TRMT 124 -EXIT SIGN /ELIGHT |  | NJBC | S | NJBC-BU-DRWTP-TRMT | P203 | INSV | INST | HUSSAARM | 2013-10-13 | 213 CARRIAGE LANE | [5 empty] | STANDALONE ELIGHT | AW | Y
5147480 | UNKNOWN | 123 | DRWTP-TRMT 123 -EXIT SIGN /ELIGHT |  | NJBC | S | NJBC-BU-DRWTP-TRMT | P203 | INSV | INST | HUSSAARM | 2013-10-13 | 213 CARRIAGE LANE | [5 empty] | STANDALONE ELIGHT | AW | Y
5147478 | UNKNOWN | 55 | DRWTP-TRMT 55 -EXIT SIGN /ELIGHT |  | NJBC | S | NJBC-BU-DRWTP-TRMT | P203 | INSV | INST | HUSSAARM | 2013-10-13 | 213 CARRIAGE LANE | [5 empty] | STANDALONE ELIGHT | AW | Y
5147476 | UNKNOWN | 54 | DRWTP-TRMT 54 -EXIT SIGN /ELIGHT |  | NJBC | S | NJBC-BU-DRWTP-TRMT | P203 | INSV | INST | HUSSAARM | 2013-10-13 | 213 CARRIAGE LANE | [5 empty] | STANDALONE ELIGHT | AW | Y
5147474 | UNKNOWN | 53 | DRWTP-TRMT 53 -EXIT SIGN /ELIGHT |  | NJBC | S | NJBC-BU-DRWTP-TRMT | P203 | INSV | INST | HUSSAARM | 2013-10-13 | 213 CARRIAGE LANE | [5 empty] | STANDALONE ELIGHT | AW | Y
5147472 | UNKNOWN | 52 | DRWTP-TRMT 52 -EXIT SIGN /ELIGHT |  | NJBC | S | NJBC-BU-DRWTP-TRMT | P203 | INSV | INST | HUSSAARM | 2013-10-13 | 213 CARRIAGE LANE | [5 empty] | STANDALONE ELIGHT | AW | Y
5147470 | UNKNOWN | 51 | DRWTP-TRMT 51 -EXIT SIGN /ELIGHT |  | NJBC | S | NJBC-BU-DRWTP-TRMT | P203 | INSV | INST | HUSSAARM | 2013-10-13 | 213 CARRIAGE LANE | [5 empty] | STANDALONE ELIGHT | AW | Y
5147468 | UNKNOWN | 50 | DRWTP-TRMT 50 -EXIT SIGN /ELIGHT |  | NJBC | S | NJBC-BU-DRWTP-TRMT | P203 | INSV | INST | HUSSAARM | 2013-10-13 | 213 CARRIAGE LANE | [5 empty] | STANDALONE ELIGHT | AW | Y
5147466 | UNKNOWN | 49 | DRWTP-TRMT 49 -EXIT SIGN /ELIGHT |  | NJBC | S | NJBC-BU-DRWTP-TRMT | P203 | INSV | INST | HUSSAARM | 2013-10-13 | 213 CARRIAGE LANE | [5 empty] | STANDALONE ELIGHT | AW | Y
5147464 | UNKNOWN | 48 | DRWTP-TRMT 48 -EXIT SIGN /ELIGHT |  | NJBC | S | NJBC-BU-DRWTP-TRMT | P203 | INSV | INST | HUSSAARM | 2013-10-13 | 213 CARRIAGE LANE | [5 empty] | STANDALONE ELIGHT | AW | Y
5147462 | UNKNOWN | 47 | DRWTP-TRMT 47 -EXIT SIGN /ELIGHT |  | NJBC | S | NJBC-BU-DRWTP-TRMT | P203 | INSV | INST | HUSSAARM | 2013-10-13 | 213 CARRIAGE LANE | [5 empty] | STANDALONE ELIGHT | AW | Y
5147461 | UNKNOWN | 46 | DRWTP-TRMT 46 -EXIT SIGN /ELIGHT |  | NJBC | S | NJBC-BU-DRWTP-TRMT | P203 | INSV | INST | HUSSAARM | 2013-10-13 | 213 CARRIAGE LANE | [5 empty] | STANDALONE ELIGHT | AW | Y
5147459 | UNKNOWN | 45 | DRWTP-TRMT 45 -EXIT SIGN /ELIGHT |  | NJBC | S | NJBC-BU-DRWTP-TRMT | P203 | INSV | INST | HUSSAARM | 2013-10-13 | 213 CARRIAGE LANE | [5 empty] | STANDALONE ELIGHT | AW | Y
5148124 | UNKNOWN | 71 | DRWTP-TRMT 71 -EXIT SIGN /ELIGHT |  | NJBC | S | NJBC-BU-DRWTP-TRMT | P203 | INSV | INST | HUSSAARM | 2013-10-13 | 213 CARRIAGE LANE | [5 empty] | STANDALONE ELIGHT | AW | Y
5148121 | UNKNOWN | 70 | DRWTP-TRMT 70 -EXIT SIGN /ELIGHT |  | NJBC | S | NJBC-BU-DRWTP-TRMT | P203 | INSV | INST | HUSSAARM | 2013-10-13 | 213 CARRIAGE LANE | [5 empty] | STANDALONE ELIGHT | AW | Y
5148118 | UNKNOWN | 69 | DRWTP-TRMT 69 -EXIT SIGN /ELIGHT |  | NJBC | S | NJBC-BU-DRWTP-TRMT | P203 | INSV | INST | HUSSAARM | 2013-10-13 | 213 CARRIAGE LANE | [5 empty] | STANDALONE ELIGHT | AW | Y
5148117 | UNKNOWN | 68 | DRWTP-TRMT 68 -EXIT SIGN /ELIGHT |  | NJBC | S | NJBC-BU-DRWTP-TRMT | P203 | INSV | INST | HUSSAARM | 2013-10-13 | 213 CARRIAGE LANE | [5 empty] | STANDALONE ELIGHT | AW | Y
5148114 | UNKNOWN | 67 | DRWTP-TRMT 67 -EXIT SIGN /ELIGHT |  | NJBC | S | NJBC-BU-DRWTP-TRMT | P203 | INSV | INST | HUSSAARM | 2013-10-13 | 213 CARRIAGE LANE | [5 empty] | STANDALONE ELIGHT | AW | Y
5148111 | UNKNOWN | 66 | DRWTP-TRMT-SUPR 66 -EXIT SIGN /ELIGHT |  | NJBC | S | NJBC-BU-DRWTP-TRMT-SUPR | P203 | INSV | INST | HUSSAARM | 2013-10-13 | 213 CARRIAGE LANE | [5 empty] | STANDALONE ELIGHT | AW | Y
5148109 | UNKNOWN | 65 | DRWTP-TRMT-SUPR 65 -EXIT SIGN /ELIGHT |  | NJBC | S | NJBC-BU-DRWTP-TRMT-SUPR | P203 | INSV | INST | HUSSAARM | 2013-10-13 | 213 CARRIAGE LANE | [5 empty] | STANDALONE ELIGHT | AW | Y
5148108 | UNKNOWN | 64 | DRWTP-TRMT 64 -EXIT SIGN /ELIGHT |  | NJBC | S | NJBC-BU-DRWTP-TRMT | P203 | INSV | INST | HUSSAARM | 2013-10-13 | 213 CARRIAGE LANE | [5 empty] | STANDALONE ELIGHT | AW | Y
5148106 | UNKNOWN | 63 | DRWTP-TRMT 63 -EXIT SIGN /ELIGHT |  | NJBC | S | NJBC-BU-DRWTP-TRMT | P203 | INSV | INST | HUSSAARM | 2013-10-13 | 213 CARRIAGE LANE | [5 empty] | STANDALONE ELIGHT | AW | Y
5148104 | UNKNOWN | 62 | DRWTP-TRMT 62 -EXIT SIGN /ELIGHT |  | NJBC | S | NJBC-BU-DRWTP-TRMT | P203 | INSV | INST | HUSSAARM | 2013-10-13 | 213 CARRIAGE LANE | [5 empty] | STANDALONE ELIGHT | AW | Y
5148102 | UNKNOWN | 61 | DRWTP-TRMT 61 -EXIT SIGN /ELIGHT |  | NJBC | S | NJBC-BU-DRWTP-TRMT | P203 | INSV | INST | HUSSAARM | 2013-10-13 | 213 CARRIAGE LANE | [5 empty] | STANDALONE ELIGHT | AW | Y
5148100 | UNKNOWN | 60 | DRWTP-TRMT-SBPS 60 -EXIT SIGN /ELIGHT |  | NJBC | S | NJBC-BU-DRWTP-TRMT-SBPS | P203 | INSV | INST | HUSSAARM | 2013-10-13 | 213 CARRIAGE LANE | [5 empty] | STANDALONE ELIGHT | AW | Y
5147796 | UNKNOWN |  | POMONA-TRT /ELIGHT |  | NJBC | S | NJBC-BU-POMON-TRT. | P203 | INSV | INST | HUSSAARM | 2013-10-13 | 911 POMONA ROAD | [5 empty] | SYSTEMWIDE ELIGHT | AW | Y
5147794 | UNKNOWN |  | HIGHLAND /ELIGHT |  | NJBC | S | NJBC-BU-HIGHL | P203 | INSV | INST | HUSSAARM | 2013-10-13 | 1007 Highland Ave | [5 empty] | SYSTEMWIDE ELIGHT | AW | Y
5147793 | UNKNOWN |  | COOPER /ELIGHT |  | NJBC | S | NJBC-BU-COOPE | P203 | INSV | INST | HUSSAARM | 2013-10-13 | 100 HENDRICKSON AVE | [5 empty] | SYSTEMWIDE ELIGHT | AW | Y
5147792 | UNKNOWN |  | TAYLORS /ELIGHT |  | NJBC | S | NJBC-BU-TAYLO | P203 | INSV | INST | HUSSAARM | 2013-10-13 | 1906 TAYLORS LN | [5 empty] | STANDALONE ELIGHT | AW | Y
5147791 | UNKNOWN |  | UNIONLAND /ELIGHT |  | NJBC | S | NJBC-BU-UNION | P203 | OOS | INST | HUSSAARM | 2013-10-13 | UNION LANDING ROAD | [5 empty] | STANDALONE ELIGHT | AW | Y
5147790 | UNKNOWN |  | HUTTONHILL /ELIGHT |  | NJBC | S | NJBC-CM-HUTTO | P203 | INSV | INST | HUSSAARM | 2013-10-13 | 1911 KRESSON RD | [5 empty] | STANDALONE ELIGHT | AW | Y
5147789 | UNKNOWN |  | FELLOWSHIP SODHYP FD RM /ELGHT |  | NJBC | S | NJBC-BU-FELLO | P203 | INSV | INST | HUSSAARM | 2013-10-13 | 3 SPRINGDALE RD | [5 empty] | STANDALONE ELIGHT | AW | Y
5147788 | UNKNOWN |  | BROWNING /ELIGHT |  | NJBC | S | NJBC-CM-BROWN | P203 | INSV | INST | HUSSAARM | 2013-10-13 | BROWINING LANE | [5 empty] | SYSTEMWIDE ELIGHT | AW | Y
5147786 | UNKNOWN |  | OLDORCHARD /ELIGHT |  | NJBC | S | NJBC-CM-OLDOR | P203 | OOS | INST | HUSSAARM | 2013-10-13 | ROUTE 70 EAST AT OLD ORCHARD ROAD | [5 empty] | STANDALONE ELIGHT | AW | Y
5147785 | UNKNOWN |  | CHAPELAVIC /ELIGHT |  | NJBC | S | NJBC-CM-CHAPE | P203 | INSV | INST | HUSSAARM | 2013-10-13 | CHAPEL AVENUE | [5 empty] | STANDALONE ELIGHT | AW | Y
5147784 | UNKNOWN |  | MURRAY /ELIGHT |  | NJBC | S | NJBC-CM-MURRA | P203 | OOS | INST | HUSSAARM | 2013-10-13 | 802 MURRAY AVE | [5 empty] | STANDALONE ELIGHT | AW | Y
5147783 | UNKNOWN |  | ASHLAND /ELIGHT |  | NJBC | S | NJBC-CM-ASHLA | P203 | INSV | INST | HUSSAARM | 2013-10-13 | 107 ATLANTIC AVE | [5 empty] | STANDALONE ELIGHT | AW | Y
5147782 | UNKNOWN |  | KINGSTON /ELIGHT |  | NJBC | S | NJBC-CM-KINGS | P203 | INSV | INST | HUSSAARM | 2013-10-13 | 514 HOWARD RD | [5 empty] | STANDALONE ELIGHT | AW | Y
5148761 | LITHONIA |  | GLASSAUIC Above Pump #1 /ELIGHT |  | NJBC | S | NJBC-GL-GLASS | P203 | INSV | INST | HUSSAARM | 2013-10-13 | 450 AURA RD | [5 empty] | STANDALONE ELIGHT | AW | Y
5148760 | LITHONIA |  | GLASSAUIC /ELIGHT |  | NJBC | S | NJBC-GL-GLASS | P203 | INSV | INST | HUSSAARM | 2013-10-13 | 450 AURA RD | [5 empty] | STANDALONE ELIGHT | AW | Y
5148759 | LIGHTALARMS ELECTRONICS |  | MTLAURCHIC /ELIGHT |  | NJBC | S | NJBC-BU-MLCIC | P203 | INSV | INST | HUSSAARM | 2013-10-13 | 4129 CHURCH RD | [5 empty] | STANDALONE ELIGHT | AW | Y
5148758 | LITHONIA |  | ELKAUIC Fire /ELIGHT |  | NJBC | S | NJBC-GL-ELKAU | P203 | OOS | INAC INST | HUSSAARM | 2013-10-13 | 603 AURA RD | [5 empty] | STANDALONE ELIGHT | AW | Y
5148757 | LITHONIA |  | HADDONCRIC /ELIGHT |  | NJBC | S | NJBC-CM-HACIC | P203 | INSV | INST | HUSSAARM | 2013-10-13 | 429 W CRYSTAL LAKE AVE | [5 empty] | STANDALONE ELIGHT | AW | Y
5148756 | UNKNOWN |  | NATIONPKIC /ELIGHT |  | NJBC | S | NJBC-GL-NATIO | P203 | INSV | INST | HUSSAARM | 2013-10-13 | 7 S GROVE AVE | [5 empty] | STANDALONE ELIGHT | AW | Y
5148755 | UNKNOWN |  | GLOUCESTERBS /ELIGHT |  | NJBC | S | NJBC-GL-GLBST | P203 | INSV | INST | HUSSAARM | 2013-10-13 | 491 HARRISON AVE | [5 empty] | SYSTEMWIDE ELIGHT | AW | Y
5148747 | UNKNOWN |  | OTTERBROOK /ELIGHT |  | NJBC | S | NJBC-CM-OTTER | P203 | INSV | INST | HUSSAARM | 2013-10-13 | 900 SAN JOSE DR | [5 empty] | SYSTEMWIDE ELIGHT | AW | Y
5148744 | UNKNOWN |  | OLDORCHARD /ELIGHT |  | NJBC | S | NJBC-CM-OLDOR | P203 | OOS | INST | HUSSAARM | 2013-10-13 | ROUTE 70 EAST AT OLD ORCHARD ROAD | [5 empty] | SYSTEMWIDE ELIGHT | AW | Y
5148743 | UNKNOWN |  | MURRAY /ELIGHT |  | NJBC | S | NJBC-CM-MURRA | P203 | OOS | INST | HUSSAARM | 2013-10-13 | 802 MURRAY AVE | [5 empty] | STANDALONE ELIGHT | AW | Y
5148742 | UNKNOWN |  | MAGNOLIA SODHYP-FD RM /ELGHT |  | NJBC | S | NJBC-CM-MAGNO | P203 | INSV | INST | HUSSAARM | 2013-10-13 | 625 N WALNUT AVENUE | [5 empty] | STANDALONE ELIGHT | AW | Y
5148741 | UNKNOWN |  | LAURELSP /ELIGHT |  | NJBC | S | NJBC-CM-LAURE | P203 | OOS | INST | HUSSAARM | 2013-10-13 | 820 GRAND AVENUE | [5 empty] | STANDALONE ELIGHT | AW | Y
5148740 | UNKNOWN |  | LAURELSP SODHYP-FD RM /ELGHT |  | NJBC | S | NJBC-CM-LAURE | P203 | OOS | INST | HUSSAARM | 2013-10-13 | 820 GRAND AVENUE | [5 empty] | STANDALONE ELIGHT | AW | Y
5148737 | UNKNOWN |  | KINGSTON /ELIGHT |  | NJBC | S | NJBC-CM-KINGS | P203 | INSV | INST | HUSSAARM | 2013-10-13 | 514 HOWARD RD | [5 empty] | SYSTEMWIDE ELIGHT | AW | Y
5148736 | LITHONIA |  | HUTTONHILL-IC /ELIGHT |  | NJBC | S | NJBC-CM-HUTTO-IC.. | P203 | INSV | INST | HUSSAARM | 2013-10-13 | 1911 KRESSON RD | [5 empty] | SYSTEMWIDE ELIGHT | AW | Y
5148734 | UNKNOWN |  | HADDONHTS CAUSTSODA STOR FD RM /ELGHT |  | NJBC | S | NJBC-CM-HAHTS | P203 | INSV | INST | HUSSAARM | 2013-10-13 | 614 W. Atlantic Ave | [5 empty] | SYSTEMWIDE ELIGHT | AW | Y
5148733 | UNKNOWN |  | HADDONHTS SODHYP-FD RM /ELGHT |  | NJBC | S | NJBC-CM-HAHTS | P203 | INSV | INST | HUSSAARM | 2013-10-13 | 614 W. Atlantic Ave | [5 empty] | SYSTEMWIDE ELIGHT | AW | Y
5148731 | UNKNOWN |  | HADDONHTS Filter Room /ELIGHT |  | NJBC | S | NJBC-CM-HAHTS | P203 | INSV | INST | HUSSAARM | 2013-10-13 | 614 W. Atlantic Ave | [5 empty] | SYSTEMWIDE ELIGHT | AW | Y
5148727 | UNKNOWN |  | GIBBSBOROBS-BST /ELIGHT |  | NJBC | S | NJBC-CM-GBBST-BSTR | P203 | INSV | INST | HUSSAARM | 2013-10-13 | LINDEN AVE AT WEST ROAD | [5 empty] | SYSTEMWIDE ELIGHT | AW | Y
5148725 | UNKNOWN |  | GIBBSSTA /ELIGHT |  | NJBC | S | NJBC-CM-GBSTA | P203 | INSV | INST | HUSSAARM | 2013-10-13 | 1 LINDEN AVE | [5 empty] | SYSTEMWIDE ELIGHT | AW | Y
5148721 | UNKNOWN |  | ASHLAND /ELIGHT |  | NJBC | S | NJBC-CM-ASHLA | P203 | INSV | INST | HUSSAARM | 2013-10-13 | 107 ATLANTIC AVE | [5 empty] | SYSTEMWIDE ELIGHT | AW | Y
5148720 | UNKNOWN |  | SUNBURY-TNK /ELIGHT |  | NJBC | S | NJBC-PB-SUNBU-TNK. | P203 | OOS | INST | HUSSAARM | 2013-10-13 | 226 NORCROSS LN | [5 empty] | SYSTEMWIDE ELIGHT | AW | Y
5148718 | UNKNOWN |  | POMONA /ELIGHT |  | NJBC | S | NJBC-BU-POMON | P203 | INSV | INST | HUSSAARM | 2013-10-13 | 915 POMONA ROAD | [5 empty] | SYSTEMWIDE ELIGHT | AW | Y
5148715 | UNKNOWN |  | MEDFORDIC /ELIGHT |  | NJBC | S | NJBC-BU-MEDFO | P203 | INSV | INST | HUSSAARM | 2013-10-13 | 333 MEDFORD-MT HOLLY ROAD |  |  |  |  | N | STANDALONE ELIGHT | AW | N
5148713 | LIGHTALARMS ELECTRONICS |  | WOODBURY /ELIGHT |  | NJBC | S | NJBC-GL-WOODB | P203 | INSV | INST | HUSSAARM | 2013-10-13 | 770 Clearview Ave | [5 empty] | STANDALONE ELIGHT | AW | Y
5149004 | UNKNOWN | 20 | DRWTP-RWPS 20 -EXIT SIGN /ELIGHT |  | NJBC | S | NJBC-BU-DRWTP-RWPS | P203 | INSV | INST | HUSSAARM | 2013-10-13 | 213 CARRIAGE LN | [5 empty] | STANDALONE ELIGHT | AW | Y
5149001 | UNKNOWN | 19 | DRWTP-RWPS 19 -EXIT SIGN /ELIGHT |  | NJBC | S | NJBC-BU-DRWTP-RWPS | P203 | INSV | INST | HUSSAARM | 2013-10-13 | 213 CARRIAGE LN | [5 empty] | STANDALONE ELIGHT | AW | Y
5148790 | LITHONIA |  | PINEHILLCRIC /ELIGHT |  | NJBC | S | NJBC-CM-PINEH | P203 | INSV | INST | HUSSAARM | 2013-10-13 | [6 empty] | STANDALONE ELIGHT | AW | Y
5148789 | LITHONIA |  | HARRHEIC /ELIGHT |  | NJBC | S | NJBC-GL-HARRH | P203 | INSV | INST | HUSSAARM | 2013-10-13 | 121 HELIG RD | [5 empty] | STANDALONE ELIGHT | AW | Y
5148788 | LITHONIA |  | PITMANIC /ELIGHT |  | NJBC | S | NJBC-GL-PITMA | P203 | INSV | INST | HUSSAARM | 2013-10-13 | 598 PITMAN RD | [5 empty] | STANDALONE ELIGHT | AW | Y
5148786 | LITHONIA |  | EGREENUNIC /ELIGHT |  | NJBC | S | NJBC-GL-EGUIC | P203 | INSV | INST | HUSSAARM | 2013-10-13 | 822 MIDDLESBOROUGH WAY | [5 empty] | STANDALONE ELIGHT | AW | Y
5148784 | LIGHTALARMS ELECTRONICS |  | EGREENHAIC Over Pump #2 /ELIGHT |  | NJBC | S | NJBC-GL-EGHIC | P203 | INSV | INST | HUSSAARM | 2013-10-13 | 208 Harrison Ave | [5 empty] | STANDALONE ELIGHT | AW | Y
5148783 | LIGHTALARMS ELECTRONICS |  | EGREENHAIC Over Pump #1 /ELIGHT |  | NJBC | S | NJBC-GL-EGHIC | P203 | INSV | INST | HUSSAARM | 2013-10-13 | 208 Harrison Ave | [5 empty] | STANDALONE ELIGHT | AW | Y
5148782 | LITHONIA |  | WDEPTPRKIC /ELIGHT |  | NJBC | S | NJBC-GL-WDEPT | P203 | INSV | INST | HUSSAARM | 2013-10-13 | 901 DANTE CT | [5 empty] | STANDALONE ELIGHT | AW | Y
5148781 | LITHONIA |  | GREENTRIC /ELIGHT |  | NJBC | S | NJBC-BU-GREEN | P203 | INSV | INST | HUSSAARM | 2013-10-13 | SPRINGDALE ROAD | [5 empty] | STANDALONE ELIGHT | AW | Y
5148779 | LITHONIA |  | BERLINCOIC NEXT 2 PRSGAUGS /ELGHT |  | NJBC | S | NJBC-CM-BERLI | P203 | INSV | INST | HUSSAARM | 2013-10-13 | 74 COOPER RD | [5 empty] | STANDALONE ELIGHT | AW | Y
5148778 | LITHONIA |  | BERLINCOIC BEH12 SUCT LN /ELGHT |  | NJBC | S | NJBC-CM-BERLI | P203 | INSV | INST | HUSSAARM | 2013-10-13 | 74 COOPER RD | [5 empty] | STANDALONE ELIGHT | AW | Y
5148777 | LIGHTALARMS ELECTRONICS |  | CHEWSLNDBS /ELIGHT |  | NJBC | S | NJBC-CM-CHEWS | P203 | INSV | INST | HUSSAARM | 2013-10-13 | 1543 CHEWS LANDING RD | [5 empty] | STANDALONE ELIGHT | AW | Y
5148776 | LIGHTALARMS ELECTRONICS |  | STATION-BAR /ELIGHT |  | NJBC | S | NJBC-CM-STATI-BAR. | P203 | INSV | INST | HUSSAARM | 2013-10-13 | 2 STATION AVE | [5 empty] | STANDALONE ELIGHT | AW | Y
5148775 | LITHONIA |  | DEPTCLIC /ELIGHT |  | NJBC | S | NJBC-GL-DEPTC | P203 | INSV | INST | HUSSAARM | 2013-10-13 | 1570 CLEMENTS BRIDGE RD | [5 empty] | STANDALONE ELIGHT | AW | Y
5148774 | LITHONIA |  | WINSLOWIC /ELIGHT |  | NJBC | S | NJBC-CM-WIHIC | P203 | INSV | INST | HUSSAARM | 2013-10-13 | 210 HEARTHSTONE DR | [5 empty] | STANDALONE ELIGHT | AW | Y
5148773 | LITHONIA |  | ROWANLRIC /ELIGHT |  | NJBC | S | NJBC-GL-ROLIC | P203 | INSV | INST | HUSSAARM | 2013-10-13 | 701 LAMBS RD | [5 empty] | STANDALONE ELIGHT | AW | Y
5148772 | LITHONIA |  | HAINESMOIC /ELIGHT |  | NJBC | S | NJBC-BU-HMOIC | P203 | OOS | INST | HUSSAARM | 2013-10-13 | 1005 WESTFIELD RD | [5 empty] | STANDALONE ELIGHT | AW | Y
5148770 | LIGHTALARMS ELECTRONICS |  | CHAPELAVIC /ELIGHT |  | NJBC | S | NJBC-CM-CHAPE | P203 | INSV | INST | HUSSAARM | 2013-10-13 | CHAPEL AVENUE | [5 empty] | STANDALONE ELIGHT | AW | Y
5148769 | LITHONIA |  | CENTRALIC /ELIGHT |  | NJBC | S | NJBC-CM-CENTR | P203 | INSV | INST | HUSSAARM | 2013-10-13 | EVESHAM ROAD | [5 empty] | STANDALONE ELIGHT | AW | Y
5148768 | LITHONIA |  | CAMDENFEIC /ELIGHT |  | NJBC | S | NJBC-CM-CAFIC | P203 | INSV | INST | HUSSAARM | 2013-10-13 | FEDERAL STREET | [5 empty] | STANDALONE ELIGHT | AW | Y
5148766 | LITHONIA |  | BRIDGEPTIC /ELIGHT |  | NJBC | S | NJBC-GL-BRIDG | P203 | INSV | INST | HUSSAARM | 2013-10-13 | 536 SWEDESBORO RD | [5 empty] | STANDALONE ELIGHT | AW | Y
5148765 | LITHONIA |  | MTHOLLYIC /ELIGHT |  | NJBC | S | NJBC-BU-MTHOL | P203 | INSV | INST | HUSSAARM | 2013-10-13 | 2909 MARNE HWY | [5 empty] | STANDALONE ELIGHT | AW | Y
5148764 | LITHONIA |  | MERCHCHIC /ELIGHT |  | NJBC | S | NJBC-CM-MECIC | P203 | INSV | INST | HUSSAARM | 2013-10-13 | 462 3RD AVE |  |  |  |  | N | STANDALONE ELIGHT | AW | Y
5148762 | LITHONIA |  | MTLAURBRIC /ELIGHT |  | NJBC | S | NJBC-BU-MLBIC | P203 | INSV | INST | HUSSAARM | 2013-10-13 | 3321 MARNE HWY | [5 empty] | STANDALONE ELIGHT | AW | Y
5148642 | UNKNOWN | 144 | DRWTP-TRMT 144 -EXIT SIGN /ELIGHT |  | NJBC | S | NJBC-BU-DRWTP-TRMT | P203 | INSV | INST | HUSSAARM | 2013-10-13 | 213 CARRIAGE LANE | [5 empty] | STANDALONE ELIGHT | AW | Y
5148639 | UNKNOWN | 143 | DRWTP-TRMT 143 -EXIT SIGN /ELIGHT |  | NJBC | S | NJBC-BU-DRWTP-TRMT | P203 | INSV | INST | HUSSAARM | 2013-10-13 | 213 CARRIAGE LANE | [5 empty] | STANDALONE ELIGHT | AW | Y
5148634 | UNKNOWN | 142 | DRWTP-TRMT 142 -EXIT SIGN /ELIGHT |  | NJBC | S | NJBC-BU-DRWTP-TRMT | P203 | INSV | INST | HUSSAARM | 2013-10-13 | 213 CARRIAGE LANE | [5 empty] | STANDALONE ELIGHT | AW | Y
5148633 | UNKNOWN | 141 | DRWTP-TRMT-FILT 141 -EXIT SIGN /ELIGHT |  | NJBC | S | NJBC-BU-DRWTP-TRMT-FILT | P203 | INSV | INST | HUSSAARM | 2013-10-13 | 213 CARRIAGE LANE | [5 empty] | STANDALONE ELIGHT | AW | Y
5148630 | UNKNOWN | 140 | DRWTP-TRMT-FILT 140 -EXIT SIGN /ELIGHT |  | NJBC | S | NJBC-BU-DRWTP-TRMT-FILT | P203 | INSV | INST | HUSSAARM | 2013-10-13 | 213 CARRIAGE LANE | [5 empty] | STANDALONE ELIGHT | AW | Y
5148627 | UNKNOWN | 139 | DRWTP-TRMT-FILT 139 -EXIT SIGN /ELIGHT |  | NJBC | S | NJBC-BU-DRWTP-TRMT-FILT | P203 | INSV | INST | HUSSAARM | 2013-10-13 | 213 CARRIAGE LANE | [5 empty] | STANDALONE ELIGHT | AW | Y
5148624 | UNKNOWN | 138 | DRWTP-TRMT-FILT 138 -EXIT SIGN /ELIGHT |  | NJBC | S | NJBC-BU-DRWTP-TRMT-FILT | P203 | INSV | INST | HUSSAARM | 2013-10-13 | 213 CARRIAGE LANE | [5 empty] | STANDALONE ELIGHT | AW | Y
5148621 | UNKNOWN | 137 | DRWTP-TRMT-SUPR 137 -EXIT SIGN /ELIGHT |  | NJBC | S | NJBC-BU-DRWTP-TRMT-SUPR | P203 | INSV | INST | HUSSAARM | 2013-10-13 | 213 CARRIAGE LANE | [5 empty] | STANDALONE ELIGHT | AW | Y
5148618 | UNKNOWN | 136 | DRWTP-TRMT-SUPR 136 -EXIT SIGN /ELIGHT |  | NJBC | S | NJBC-BU-DRWTP-TRMT-SUPR | P203 | INSV | INST | HUSSAARM | 2013-10-13 | 213 CARRIAGE LANE | [5 empty] | STANDALONE ELIGHT | AW | Y
5148615 | UNKNOWN | 135 | DRWTP-TRMT-SUPR 135 -EXIT SIGN /ELIGHT |  | NJBC | S | NJBC-BU-DRWTP-TRMT-SUPR | P203 | INSV | INST | HUSSAARM | 2013-10-13 | 213 CARRIAGE LANE | [5 empty] | STANDALONE ELIGHT | AW | Y
5148612 | UNKNOWN | 134 | DRWTP-TRMT-SUPR 134 -EXIT SIGN /ELIGHT |  | NJBC | S | NJBC-BU-DRWTP-TRMT-SUPR | P203 | INSV | INST | HUSSAARM | 2013-10-13 | 213 CARRIAGE LANE | [5 empty] | STANDALONE ELIGHT | AW | Y
5148609 | UNKNOWN | 133 | DRWTP-TRMT-SUPR 133 -EXIT SIGN /ELIGHT |  | NJBC | S | NJBC-BU-DRWTP-TRMT-SUPR | P203 | INSV | INST | HUSSAARM | 2013-10-13 | 213 CARRIAGE LANE | [5 empty] | STANDALONE ELIGHT | AW | Y
5148606 | UNKNOWN | 132 | DRWTP-TRMT-SUPR 132 -EXIT SIGN /ELIGHT |  | NJBC | S | NJBC-BU-DRWTP-TRMT-SUPR | P203 | INSV | INST | HUSSAARM | 2013-10-13 | 213 CARRIAGE LANE | [5 empty] | STANDALONE ELIGHT | AW | Y
5148603 | UNKNOWN | 131 | DRWTP-TRMT-SUPR 131 -EXIT SIGN /ELIGHT |  | NJBC | S | NJBC-BU-DRWTP-TRMT-SUPR | P203 | INSV | INST | HUSSAARM | 2013-10-13 | 213 CARRIAGE LANE | [5 empty] | STANDALONE ELIGHT | AW | Y
5148600 | UNKNOWN | 130 | DRWTP-TRMT-SUPR 130 -EXIT SIGN /ELIGHT |  | NJBC | S | NJBC-BU-DRWTP-TRMT-SUPR | P203 | INSV | INST | HUSSAARM | 2013-10-13 | 213 CARRIAGE LANE | [5 empty] | STANDALONE ELIGHT | AW | Y
5148397 | UNKNOWN | 129 | DRWTP-TRMT-SUPR 129 -EXIT SIGN /ELIGHT |  | NJBC | S | NJBC-BU-DRWTP-TRMT-SUPR | P203 | INSV | INST | HUSSAARM | 2013-10-13 | 213 CARRIAGE LANE | [5 empty] | STANDALONE ELIGHT | AW | Y
5148394 | UNKNOWN | 128 | DRWTP-TRMT 128 -EXIT SIGN /ELIGHT |  | NJBC | S | NJBC-BU-DRWTP-TRMT | P203 | INSV | INST | HUSSAARM | 2013-10-13 | 213 CARRIAGE LANE | [5 empty] | STANDALONE ELIGHT | AW | Y
5148391 | UNKNOWN | 127 | DRWTP-TRMT 127 -EXIT SIGN /ELIGHT |  | NJBC | S | NJBC-BU-DRWTP-TRMT | P203 | INSV | INST | HUSSAARM | 2013-10-13 | 213 CARRIAGE LANE | [5 empty] | STANDALONE ELIGHT | AW | Y
5148388 | UNKNOWN | 126 | DRWTP-TRMT 126 -EXIT SIGN /ELIGHT |  | NJBC | S | NJBC-BU-DRWTP-TRMT | P203 | INSV | INST | HUSSAARM | 2013-10-13 | 213 CARRIAGE LANE | [5 empty] | STANDALONE ELIGHT | AW | Y
5148386 | UNKNOWN | 125 | DRWTP-TRMT 125 -EXIT SIGN /ELIGHT |  | NJBC | S | NJBC-BU-DRWTP-TRMT | P203 | INSV | INST | HUSSAARM | 2013-10-13 | 213 CARRIAGE LANE | [5 empty] | STANDALONE ELIGHT | AW | Y
5148383 | UNKNOWN | 123 | DRWTP-TRMT 123 -EXIT SIGN /ELIGHT |  | NJBC | S | NJBC-BU-DRWTP-TRMT | P203 | INSV | INST | HUSSAARM | 2013-10-13 | 213 CARRIAGE LANE | [5 empty] | STANDALONE ELIGHT | AW | Y
5148380 | UNKNOWN | 122 | DRWTP-TRMT 122 -EXIT SIGN /ELIGHT |  | NJBC | S | NJBC-BU-DRWTP-TRMT | P203 | INSV | INST | HUSSAARM | 2013-10-13 | 213 CARRIAGE LANE | [5 empty] | STANDALONE ELIGHT | AW | Y
5148377 | UNKNOWN | 121 | DRWTP-TRMT 121 -EXIT SIGN /ELIGHT |  | NJBC | S | NJBC-BU-DRWTP-TRMT | P203 | INSV | INST | HUSSAARM | 2013-10-13 | 213 CARRIAGE LANE | [5 empty] | STANDALONE ELIGHT | AW | Y
5148375 | UNKNOWN | 120 | DRWTP-TRMT-LIME 120 -EXIT SIGN /ELIGHT |  | NJBC | S | NJBC-BU-DRWTP-TRMT-LIME | P203 | INSV | INST | HUSSAARM | 2013-10-13 | 213 CARRIAGE LANE | [5 empty] | STANDALONE ELIGHT | AW | Y
5148372 | UNKNOWN | 119 | DRWTP-TRMT-OZNE 119 -EXIT SIGN /ELIGHT |  | NJBC | S | NJBC-BU-DRWTP-TRMT-OZNE | P203 | INSV | INST | HUSSAARM | 2013-10-13 | 213 CARRIAGE LANE | [5 empty] | STANDALONE ELIGHT | AW | Y
5148710 | UNKNOWN |  | COOPER-IVY /ELIGHT |  | NJBC | S | NJBC-BU-COOPE-IVY. | P203 | INSV | INST | HUSSAARM | 2013-10-13 | 213 IVY RD | [5 empty] | SYSTEMWIDE ELIGHT | AW | Y
5148707 | UNKNOWN |  | COOPER Contactor Building /ELIGHT |  | NJBC | S | NJBC-BU-COOPE | P203 | OOS | INST | HUSSAARM | 2013-10-13 | 100 HENDRICKSON AVE | [5 empty] | SYSTEMWIDE ELIGHT | AW | Y
5148704 | UNKNOWN |  | CHURCHRCHL /ELIGHT HYPO Room |  | NJBC | S | NJBC-BU-CHURC | P203 | INSV | INST | HUSSAARM | 2013-10-13 | CHURCH ROAD | [5 empty] | SYSTEMWIDE ELIGHT | AW | Y
5148703 | UNKNOWN |  | CHURCHRCHL /ELIGHT Generator Room |  | NJBC | S | NJBC-BU-CHURC | P203 | INSV | INST | HUSSAARM | 2013-10-13 | CHURCH ROAD | [5 empty] | SYSTEMWIDE ELIGHT | AW | Y
5148701 | UNKNOWN |  | GIBBSBOROBS /ELIGHT |  | NJBC | S | NJBC-CM-GBBST | P203 | INSV | INST | HUSSAARM | 2013-10-13 | 79 LUCAS BLVD | [5 empty] | SYSTEMWIDE ELIGHT | AW | Y
5148698 | UNKNOWN | 18 | DRWTP-RWPS 18 -EXIT SIGN /ELIGHT |  | NJBC | S | NJBC-BU-DRWTP-RWPS | P203 | INSV | INST | HUSSAARM | 2013-10-13 | 213 CARRIAGE LN | [5 empty] | STANDALONE ELIGHT | AW | Y
5148695 | UNKNOWN | 17 | DRWTP-RWPS 17 -EXIT SIGN /ELIGHT |  | NJBC | S | NJBC-BU-DRWTP-RWPS | P203 | INSV | INST | HUSSAARM | 2013-10-13 | 213 CARRIAGE LN | [5 empty] | STANDALONE ELIGHT | AW | Y
5148692 | UNKNOWN | 16 | DRWTP-RWPS 16 -EXIT SIGN /ELIGHT |  | NJBC | S | NJBC-BU-DRWTP-RWPS | P203 | INSV | INST | HUSSAARM | 2013-10-13 | 213 CARRIAGE LN | [5 empty] | STANDALONE ELIGHT | AW | Y
5148689 | UNKNOWN | 15 | DRWTP-RWPS 15 -EXIT SIGN /ELIGHT |  | NJBC | S | NJBC-BU-DRWTP-RWPS | P203 | INSV | INST | HUSSAARM | 2013-10-13 | 213 CARRIAGE LN | [5 empty] | STANDALONE ELIGHT | AW | Y
5148686 | UNKNOWN | 14 | DRWTP-RWPS 14 -EXIT SIGN /ELIGHT |  | NJBC | S | NJBC-BU-DRWTP-RWPS | P203 | INSV | INST | HUSSAARM | 2013-10-13 | 213 CARRIAGE LN | [5 empty] | STANDALONE ELIGHT | AW | Y
5148683 | UNKNOWN | 13 | DRWTP-RWPS 13 -EXIT SIGN /ELIGHT |  | NJBC | S | NJBC-BU-DRWTP-RWPS | P203 | INSV | INST | HUSSAARM | 2013-10-13 | 213 CARRIAGE LN | [5 empty] | STANDALONE ELIGHT | AW | Y
5148680 | UNKNOWN | 12 | DRWTP-RWPS 12 -EXIT SIGN /ELIGHT |  | NJBC | S | NJBC-BU-DRWTP-RWPS | P203 | INSV | INST | HUSSAARM | 2013-10-13 | 213 CARRIAGE LN | [5 empty] | STANDALONE ELIGHT | AW | Y
5148677 | UNKNOWN | 11 | DRWTP-RWPS 11 -EXIT SIGN /ELIGHT |  | NJBC | S | NJBC-BU-DRWTP-RWPS | P203 | INSV | INST | HUSSAARM | 2013-10-13 | 213 CARRIAGE LN | [5 empty] | STANDALONE ELIGHT | AW | Y
5148674 | UNKNOWN | 10 | DRWTP-RWPS 10 -EXIT SIGN /ELIGHT |  | NJBC | S | NJBC-BU-DRWTP-RWPS | P203 | INSV | INST | HUSSAARM | 2013-10-13 | 213 CARRIAGE LN | [5 empty] | STANDALONE ELIGHT | AW | Y
5148673 | UNKNOWN | 9 | DRWTP-RSHS-CLAR 9 -EXIT SIGN /ELIGHT |  | NJBC | S | NJBC-BU-DRWTP-RSHS-CLAR | P203 | INSV | INST | HUSSAARM | 2013-10-13 | 213 CARRIAGE LANE | [5 empty] | STANDALONE ELIGHT | AW | Y
5148670 | UNKNOWN | 8 | DRWTP-RSHS-THCK 8 -EXIT SIGN /ELIGHT |  | NJBC | S | NJBC-BU-DRWTP-RSHS-THCK | P203 | INSV | INST | HUSSAARM | 2013-10-13 | 213 CARRIAGE LANE | [5 empty] | STANDALONE ELIGHT | AW | Y
5148667 | UNKNOWN | 7 | DRWTP-RSHS-THCK 7 -EXIT SIGN /ELIGHT |  | NJBC | S | NJBC-BU-DRWTP-RSHS-THCK | P203 | INSV | INST | HUSSAARM | 2013-10-13 | 213 CARRIAGE LANE | [5 empty] | STANDALONE ELIGHT | AW | Y
5148664 | UNKNOWN | 6 | DRWTP-LLPS 6 -EXIT SIGN /ELIGHT |  | NJBC | S | NJBC-BU-DRWTP-LLPS | P203 | INSV | INST | HUSSAARM | 2013-10-13 | 213 CARRIAGE LANE | [5 empty] | STANDALONE ELIGHT | AW | Y
5148661 | UNKNOWN | 5 | DRWTP-LLPS 5 -EXIT SIGN /ELIGHT |  | NJBC | S | NJBC-BU-DRWTP-LLPS | P203 | INSV | INST | HUSSAARM | 2013-10-13 | 213 CARRIAGE LANE | [5 empty] | STANDALONE ELIGHT | AW | Y
5148658 | UNKNOWN | 4 | DRWTP-LLPS 4 -EXIT SIGN /ELIGHT |  | NJBC | S | NJBC-BU-DRWTP-LLPS | P203 | INSV | INST | HUSSAARM | 2013-10-13 | 213 CARRIAGE LANE | [5 empty] | STANDALONE ELIGHT | AW | Y
5148655 | UNKNOWN | 3 | DRWTP-LLPS 3 -EXIT SIGN /ELIGHT |  | NJBC | S | NJBC-BU-DRWTP-LLPS | P203 | INSV | INST | HUSSAARM | 2013-10-13 | 213 CARRIAGE LANE | [5 empty] | STANDALONE ELIGHT | AW | Y
5148652 | UNKNOWN | 2 | DRWTP-LLPS 2 -EXIT SIGN /ELIGHT |  | NJBC | S | NJBC-BU-DRWTP-LLPS | P203 | INSV | INST | HUSSAARM | 2013-10-13 | 213 CARRIAGE LANE | [5 empty] | STANDALONE ELIGHT | AW | Y
5148649 | UNKNOWN | 1 | DRWTP-LLPS 1 -EXIT SIGN /ELIGHT |  | NJBC | S | NJBC-BU-DRWTP-LLPS | P203 | INSV | INST | HUSSAARM | 2013-10-13 | 213 CARRIAGE LANE | [5 empty] | STANDALONE ELIGHT | AW | Y
5148646 | UNKNOWN | 146 | DRWTP-TRMT 146 -EXIT SIGN /ELIGHT |  | NJBC | S | NJBC-BU-DRWTP-TRMT | P203 | INSV | INST | HUSSAARM | 2013-10-13 | 213 CARRIAGE LANE | [5 empty] | STANDALONE ELIGHT | AW | Y
5148643 | UNKNOWN | 145 | DRWTP-TRMT 145 -EXIT SIGN /ELIGHT |  | NJBC | S | NJBC-BU-DRWTP-TRMT | P203 | INSV | INST | HUSSAARM | 2013-10-13 | 213 CARRIAGE LANE | [5 empty] | STANDALONE ELIGHT | AW | Y
5147457 | UNKNOWN | 44 | DRWTP-TRMT 44 -EXIT SIGN /ELIGHT |  | NJBC | S | NJBC-BU-DRWTP-TRMT | P203 | INSV | INST | HUSSAARM | 2013-10-13 | 213 CARRIAGE LANE | [5 empty] | STANDALONE ELIGHT | AW | Y
5146479 | UNKNOWN | 132 | DRWTP-TRMT 132 -STAIR 3 TO RIGHT /ELIGHT |  | NJBC | S | NJBC-BU-DRWTP-TRMT | P203 | INSV | INST | HUSSAARM | 2013-10-13 | 213 CARRIAGE LANE | [5 empty] | STANDALONE ELIGHT | AW | Y
5146474 | UNKNOWN | 131 | DRWTP-TRMT 131 -OVR DR STAIR 3 /ELIGHT |  | NJBC | S | NJBC-BU-DRWTP-TRMT | P203 | INSV | INST | HUSSAARM | 2013-10-13 | 213 CARRIAGE LANE | [5 empty] | STANDALONE ELIGHT | AW | Y
5146473 | UNKNOWN | 55 | DRWTP-TRMT 55 -STAIR 3 1ST FLR /ELIGHT |  | NJBC | S | NJBC-BU-DRWTP-TRMT | P203 | INSV | INST | HUSSAARM | 2013-10-13 | 213 CARRIAGE LANE | [5 empty] | STANDALONE ELIGHT | AW | Y
5146470 | UNKNOWN | 130 | DRWTP-TRMT 130 -MOYNO PMP /ELIGHT |  | NJBC | S | NJBC-BU-DRWTP-TRMT | P203 | INSV | INST | HUSSAARM | 2013-10-13 | 213 CARRIAGE LANE | [5 empty] | STANDALONE ELIGHT | AW | Y
5146467 | UNKNOWN | 129 | DRWTP-TRMT 129 -MOYNO PMP /ELIGHT |  | NJBC | S | NJBC-BU-DRWTP-TRMT | P203 | INSV | INST | HUSSAARM | 2013-10-13 | 213 CARRIAGE LANE | [5 empty] | STANDALONE ELIGHT | AW | Y
5146464 | UNKNOWN | 128 | DRWTP-TRMT 128 -MOYNO PMP /ELIGHT |  | NJBC | S | NJBC-BU-DRWTP-TRMT | P203 | INSV | INST | HUSSAARM | 2013-10-13 | 213 CARRIAGE LANE | [5 empty] | STANDALONE ELIGHT | AW | Y
5146462 | UNKNOWN | 54 | DRWTP-TRMT 54 -TOUR RT /ELIGHT |  | NJBC | S | NJBC-BU-DRWTP-TRMT | P203 | INSV | INST | HUSSAARM | 2013-10-13 | 213 CARRIAGE LANE | [5 empty] | STANDALONE ELIGHT | AW | Y
5146457 | UNKNOWN | 53 | DRWTP-TRMT 53 -TOUR RT /ELIGHT |  | NJBC | S | NJBC-BU-DRWTP-TRMT | P203 | INSV | INST | HUSSAARM | 2013-10-13 | 213 CARRIAGE LANE | [5 empty] | STANDALONE ELIGHT | AW | Y
5146455 | UNKNOWN | 52 | DRWTP-TRMT-SUPR 52 -P 4 /ELIGHT |  | NJBC | S | NJBC-BU-DRWTP-TRMT-SUPR | P203 | INSV | INST | HUSSAARM | 2013-10-13 | 213 CARRIAGE LANE | [5 empty] | STANDALONE ELIGHT | AW | Y
5146452 | UNKNOWN | 51 | DRWTP-TRMT-SUPR 51 -P 4 /ELIGHT |  | NJBC | S | NJBC-BU-DRWTP-TRMT-SUPR | P203 | INSV | INST | HUSSAARM | 2013-10-13 | 213 CARRIAGE LANE | [5 empty] | STANDALONE ELIGHT | AW | Y
5146449 | UNKNOWN | 50 | DRWTP-TRMT-SUPR 50 -P 4 /ELIGHT |  | NJBC | S | NJBC-BU-DRWTP-TRMT-SUPR | P203 | INSV | INST | HUSSAARM | 2013-10-13 | 213 CARRIAGE LANE | [5 empty] | STANDALONE ELIGHT | AW | Y
5146446 | UNKNOWN | 49 | DRWTP-TRMT 49 -TOUR RT /ELIGHT |  | NJBC | S | NJBC-BU-DRWTP-TRMT | P203 | INSV | INST | HUSSAARM | 2013-10-13 | 213 CARRIAGE LANE | [5 empty] | STANDALONE ELIGHT | AW | Y
5146444 | UNKNOWN | 48 | DRWTP-TRMT 48 -TOUR RT /ELIGHT |  | NJBC | S | NJBC-BU-DRWTP-TRMT | P203 | INSV | INST | HUSSAARM | 2013-10-13 | 213 CARRIAGE LANE | [5 empty] | STANDALONE ELIGHT | AW | Y
5146441 | UNKNOWN | 47 | DRWTP-TRMT 47 -VAC PMP RM 143 /ELIGHT |  | NJBC | S | NJBC-BU-DRWTP-TRMT | P203 | INSV | INST | HUSSAARM | 2013-10-13 | 213 CARRIAGE LANE | [5 empty] | STANDALONE ELIGHT | AW | Y
5146438 | UNKNOWN | 46 | DRWTP-TRMT 46 -SLDG BLWDN RM 142 /ELIGHT |  | NJBC | S | NJBC-BU-DRWTP-TRMT | P203 | INSV | INST | HUSSAARM | 2013-10-13 | 213 CARRIAGE LANE | [5 empty] | STANDALONE ELIGHT | AW | Y
5146435 | UNKNOWN | 45 | DRWTP-TRMT 45 -ELEC RM 141 /ELIGHT |  | NJBC | S | NJBC-BU-DRWTP-TRMT | P203 | INSV | INST | HUSSAARM | 2013-10-13 | 213 CARRIAGE LANE | [5 empty] | STANDALONE ELIGHT | AW | Y
5146432 | UNKNOWN | 44 | DRWTP-TRMT-SUPR 44 -P 3 /ELIGHT |  | NJBC | S | NJBC-BU-DRWTP-TRMT-SUPR | P203 | INSV | INST | HUSSAARM | 2013-10-13 | 213 CARRIAGE LANE | [5 empty] | STANDALONE ELIGHT | AW | Y
5146431 | UNKNOWN | 43 | DRWTP-TRMT-SUPR 43 -P 2 /ELIGHT |  | NJBC | S | NJBC-BU-DRWTP-TRMT-SUPR | P203 | INSV | INST | HUSSAARM | 2013-10-13 | 213 CARRIAGE LANE | [5 empty] | STANDALONE ELIGHT | AW | Y
5146428 | UNKNOWN | 42 | DRWTP-TRMT-SUPR 42 -P 2 /ELIGHT |  | NJBC | S | NJBC-BU-DRWTP-TRMT-SUPR | P203 | INSV | INST | HUSSAARM | 2013-10-13 | 213 CARRIAGE LANE | [5 empty] | STANDALONE ELIGHT | AW | Y
5146425 | UNKNOWN | 41 | DRWTP-TRMT 41 -TOUR RT /ELIGHT |  | NJBC | S | NJBC-BU-DRWTP-TRMT | P203 | INSV | INST | HUSSAARM | 2013-10-13 | 213 CARRIAGE LANE | [5 empty] | STANDALONE ELIGHT | AW | Y
5146423 | UNKNOWN | 40 | DRWTP-TRMT 40 -TOUR RT /ELIGHT |  | NJBC | S | NJBC-BU-DRWTP-TRMT | P203 | INSV | INST | HUSSAARM | 2013-10-13 | 213 CARRIAGE LANE | [5 empty] | STANDALONE ELIGHT | AW | Y
5146420 | UNKNOWN | 39 | DRWTP-TRMT 39 -TOUR RT /ELIGHT |  | NJBC | S | NJBC-BU-DRWTP-TRMT | P203 | INSV | INST | HUSSAARM | 2013-10-13 | 213 CARRIAGE LANE | [5 empty] | STANDALONE ELIGHT | AW | Y
5146417 | UNKNOWN | 38 | DRWTP-TRMT 38 -TO SBP DAY TK /ELIGHT |  | NJBC | S | NJBC-BU-DRWTP-TRMT | P203 | INSV | INST | HUSSAARM | 2013-10-13 | 213 CARRIAGE LANE | [5 empty] | STANDALONE ELIGHT | AW | Y
5146414 | UNKNOWN | 127 | DRWTP-TRMT-FERR 127 /ELIGHT |  | NJBC | S | NJBC-BU-DRWTP-TRMT-FERR | P203 | INSV | INST | HUSSAARM | 2013-10-13 | 213 CARRIAGE LANE | [5 empty] | STANDALONE ELIGHT | AW | Y
5146411 | UNKNOWN | 126 | DRWTP-TRMT-FERR 126 /ELIGHT |  | NJBC | S | NJBC-BU-DRWTP-TRMT-FERR | P203 | INSV | INST | HUSSAARM | 2013-10-13 | 213 CARRIAGE LANE | [5 empty] | STANDALONE ELIGHT | AW | Y
5146747 | UNKNOWN | 77 | DRWTP-TRMT-FILT 77 /ELIGHT |  | NJBC | S | NJBC-BU-DRWTP-TRMT-FILT | P203 | INSV | INST | HUSSAARM | 2013-10-13 | 213 CARRIAGE LANE | [5 empty] | STANDALONE ELIGHT | AW | Y
5146745 | UNKNOWN | 76 | DRWTP-TRMT-FILT 76 -ELEC RM 155 /ELIGHT |  | NJBC | S | NJBC-BU-DRWTP-TRMT-FILT | P203 | INSV | INST | HUSSAARM | 2013-10-13 | 213 CARRIAGE LANE | [5 empty] | STANDALONE ELIGHT | AW | Y
5146742 | UNKNOWN | 75 | DRWTP-TRMT-FILT 75 -ELEC RM 155 /ELIGHT |  | NJBC | S | NJBC-BU-DRWTP-TRMT-FILT | P203 | INSV | INST | HUSSAARM | 2013-10-13 | 213 CARRIAGE LANE | [5 empty] | STANDALONE ELIGHT | AW | Y
5146739 | UNKNOWN | 74 | DRWTP-TRMT-FILT 74 -STAIR 9 /ELIGHT |  | NJBC | S | NJBC-BU-DRWTP-TRMT-FILT | P203 | INSV | INST | HUSSAARM | 2013-10-13 | 213 CARRIAGE LANE | [5 empty] | STANDALONE ELIGHT | AW | Y
5146736 | UNKNOWN | 73 | DRWTP-TRMT-FILT 73 -STAIR 6 /ELIGHT |  | NJBC | S | NJBC-BU-DRWTP-TRMT-FILT | P203 | INSV | INST | HUSSAARM | 2013-10-13 | 213 CARRIAGE LANE | [5 empty] | STANDALONE ELIGHT | AW | Y
5146734 | UNKNOWN | 72 | DRWTP-TRMT-FILT 72 /ELIGHT |  | NJBC | S | NJBC-BU-DRWTP-TRMT-FILT | P203 | INSV | INST | HUSSAARM | 2013-10-13 | 213 CARRIAGE LANE | [5 empty] | STANDALONE ELIGHT | AW | Y
5146731 | UNKNOWN | 71 | DRWTP-TRMT-FILT 71 /ELIGHT |  | NJBC | S | NJBC-BU-DRWTP-TRMT-FILT | P203 | INSV | INST | HUSSAARM | 2013-10-13 | 213 CARRIAGE LANE | [5 empty] | STANDALONE ELIGHT | AW | Y
5146728 | UNKNOWN | 70 | DRWTP-TRMT 70 -TOUR RT /ELIGHT |  | NJBC | S | NJBC-BU-DRWTP-TRMT | P203 | INSV | INST | HUSSAARM | 2013-10-13 | 213 CARRIAGE LANE | [5 empty] | STANDALONE ELIGHT | AW | Y
5146725 | UNKNOWN | 69 | DRWTP-TRMT 69 -TOUR RT /ELIGHT |  | NJBC | S | NJBC-BU-DRWTP-TRMT | P203 | INSV | INST | HUSSAARM | 2013-10-13 | 213 CARRIAGE LANE | [5 empty] | STANDALONE ELIGHT | AW | Y
5146723 | UNKNOWN | 68 | DRWTP-TRMT 68 -AIR WSH BLWR RM /ELIGHT |  | NJBC | S | NJBC-BU-DRWTP-TRMT | P203 | INSV | INST | HUSSAARM | 2013-10-13 | 213 CARRIAGE LANE | [5 empty] | STANDALONE ELIGHT | AW | Y
5146720 | UNKNOWN | 67 | DRWTP-TRMT 67 -STAIR 4 1ST FLR /ELIGHT |  | NJBC | S | NJBC-BU-DRWTP-TRMT | P203 | INSV | INST | HUSSAARM | 2013-10-13 | 213 CARRIAGE LANE | [5 empty] | STANDALONE ELIGHT | AW | Y
5146717 | UNKNOWN | 66 | DRWTP-TRMT-OZNE 66 -GEN RM /ELIGHT |  | NJBC | S | NJBC-BU-DRWTP-TRMT-OZNE | P203 | INSV | INST | HUSSAARM | 2013-10-13 | 213 CARRIAGE LANE | [5 empty] | STANDALONE ELIGHT | AW | Y
5146714 | UNKNOWN | 65 | DRWTP-TRMT-OZNE 65 -GEN RM /ELIGHT |  | NJBC | S | NJBC-BU-DRWTP-TRMT-OZNE | P203 | INSV | INST | HUSSAARM | 2013-10-13 | 213 CARRIAGE LANE | [5 empty] | STANDALONE ELIGHT | AW | Y
5146711 | UNKNOWN | 64 | DRWTP-TRMT-OZNE 64 -GEN RM /ELIGHT |  | NJBC | S | NJBC-BU-DRWTP-TRMT-OZNE | P203 | INSV | INST | HUSSAARM | 2013-10-13 | 213 CARRIAGE LANE | [5 empty] | STANDALONE ELIGHT | AW | Y
5146709 | UNKNOWN | 63 | DRWTP-TRMT-OZNE 63 -GEN RM /ELIGHT |  | NJBC | S | NJBC-BU-DRWTP-TRMT-OZNE | P203 | INSV | INST | HUSSAARM | 2013-10-13 | 213 CARRIAGE LANE | [5 empty] | STANDALONE ELIGHT | AW | Y
5146707 | UNKNOWN | 62 | DRWTP-TRMT 62 -MECH SHP /ELIGHT |  | NJBC | S | NJBC-BU-DRWTP-TRMT | P203 | INSV | INST | HUSSAARM | 2013-10-13 | 213 CARRIAGE LANE | [5 empty] | STANDALONE ELIGHT | AW | Y
5146704 | UNKNOWN | 61 | DRWTP-TRMT 61 -MECH SHP /ELIGHT |  | NJBC | S | NJBC-BU-DRWTP-TRMT | P203 | INSV | INST | HUSSAARM | 2013-10-13 | 213 CARRIAGE LANE | [5 empty] | STANDALONE ELIGHT | AW | Y
5146701 | UNKNOWN | 60 | DRWTP-TRMT 60 -GARAGE & MECH SHP /ELIGHT |  | NJBC | S | NJBC-BU-DRWTP-TRMT | P203 | INSV | INST | HUSSAARM | 2013-10-13 | 213 CARRIAGE LANE | [5 empty] | STANDALONE ELIGHT | AW | Y
5146498 | UNKNOWN | 59 | DRWTP-TRMT 59 -GARAGE BAY /ELIGHT |  | NJBC | S | NJBC-BU-DRWTP-TRMT | P203 | INSV | INST | HUSSAARM | 2013-10-13 | 213 CARRIAGE LANE | [5 empty] | STANDALONE ELIGHT | AW | Y
5146496 | UNKNOWN | 58 | DRWTP-TRMT 58 -GARAGE BAY /ELIGHT |  | NJBC | S | NJBC-BU-DRWTP-TRMT | P203 | INSV | INST | HUSSAARM | 2013-10-13 | 213 CARRIAGE LANE | [5 empty] | STANDALONE ELIGHT | AW | Y
5146493 | UNKNOWN | 57 | DRWTP-TRMT 57 -SLDG BAY /ELIGHT |  | NJBC | S | NJBC-BU-DRWTP-TRMT | P203 | INSV | INST | HUSSAARM | 2013-10-13 | 213 CARRIAGE LANE | [5 empty] | STANDALONE ELIGHT | AW | Y
5146490 | UNKNOWN | 56 | DRWTP-TRMT 56 -SLDG BAY /ELIGHT |  | NJBC | S | NJBC-BU-DRWTP-TRMT | P203 | INSV | INST | HUSSAARM | 2013-10-13 | 213 CARRIAGE LANE | [5 empty] | STANDALONE ELIGHT | AW | Y
5146487 | UNKNOWN | 135 | DRWTP-TRMT 135 -BELT PRESS RM /ELIGHT |  | NJBC | S | NJBC-BU-DRWTP-TRMT | P203 | INSV | INST | HUSSAARM | 2013-10-13 | 213 CARRIAGE LANE | [5 empty] | STANDALONE ELIGHT | AW | Y
5146484 | UNKNOWN | 134 | DRWTP-TRMT 134 -BELT PRESS RM /ELIGHT |  | NJBC | S | NJBC-BU-DRWTP-TRMT | P203 | INSV | INST | HUSSAARM | 2013-10-13 | 213 CARRIAGE LANE | [5 empty] | STANDALONE ELIGHT | AW | Y
5146481 | UNKNOWN | 133 | DRWTP-TRMT 133 -BELT PRESS RM /ELIGHT |  | NJBC | S | NJBC-BU-DRWTP-TRMT | P203 | INSV | INST | HUSSAARM | 2013-10-13 | 213 CARRIAGE LANE | [5 empty] | STANDALONE ELIGHT | AW | Y
5146041 | UNKNOWN | 23 | DRWTP-TRMT 23 -SUPV OFFC HLL /ELIGHT |  | NJBC | S | NJBC-BU-DRWTP-TRMT | P203 | INSV | INST | HUSSAARM | 2013-10-13 | 213 CARRIAGE LANE | [5 empty] | STANDALONE ELIGHT | AW | Y
5146039 | UNKNOWN | 22 | DRWTP-TRMT 22 -WQ OFFC RM 117 /ELIGHT |  | NJBC | S | NJBC-BU-DRWTP-TRMT | P203 | INSV | INST | HUSSAARM | 2013-10-13 | 213 CARRIAGE LANE | [5 empty] | STANDALONE ELIGHT | AW | Y
5146036 | UNKNOWN | 21 | DRWTP-TRMT 21 -EMPL HLL RM 117 /ELIGHT |  | NJBC | S | NJBC-BU-DRWTP-TRMT | P203 | INSV | INST | HUSSAARM | 2013-10-13 | 213 CARRIAGE LANE | [5 empty] | STANDALONE ELIGHT | AW | Y
5146033 | UNKNOWN | 20 | DRWTP-TRMT 20 -WQ SHIP RM 116 /ELIGHT |  | NJBC | S | NJBC-BU-DRWTP-TRMT | P203 | INSV | INST | HUSSAARM | 2013-10-13 | 213 CARRIAGE LANE | [5 empty] | STANDALONE ELIGHT | AW | Y
5146030 | UNKNOWN | 19 | DRWTP-TRMT 19 -RSRCH HLL RM 116 /ELIGHT |  | NJBC | S | NJBC-BU-DRWTP-TRMT | P203 | INSV | INST | HUSSAARM | 2013-10-13 | 213 CARRIAGE LANE | [5 empty] | STANDALONE ELIGHT | AW | Y
5146027 | UNKNOWN | 18 | DRWTP-TRMT 18 -RSRCH LAB RM 114 /ELIGHT |  | NJBC | S | NJBC-BU-DRWTP-TRMT | P203 | INSV | INST | HUSSAARM | 2013-10-13 | 213 CARRIAGE LANE | [5 empty] | STANDALONE ELIGHT | AW | Y
5146026 | UNKNOWN | 17 | DRWTP-TRMT 17 -RSRCH LAB RM 112 /ELIGHT |  | NJBC | S | NJBC-BU-DRWTP-TRMT | P203 | INSV | INST | HUSSAARM | 2013-10-13 | 213 CARRIAGE LANE | [5 empty] | STANDALONE ELIGHT | AW | Y
5146023 | UNKNOWN | 16 | DRWTP-TRMT 16 -RSRCH LAB RM 110 /ELIGHT |  | NJBC | S | NJBC-BU-DRWTP-TRMT | P203 | INSV | INST | HUSSAARM | 2013-10-13 | 213 CARRIAGE LANE | [5 empty] | STANDALONE ELIGHT | AW | Y
5146020 | UNKNOWN | 15 | DRWTP-TRMT 15 -RSRCH LAB RM 108 /ELIGHT |  | NJBC | S | NJBC-BU-DRWTP-TRMT | P203 | INSV | INST | HUSSAARM | 2013-10-13 | 213 CARRIAGE LANE | [5 empty] | STANDALONE ELIGHT | AW | Y
5146017 | UNKNOWN | 14 | DRWTP-TRMT 14 -RSRCH HLL RM 109 /ELIGHT |  | NJBC | S | NJBC-BU-DRWTP-TRMT | P203 | INSV | INST | HUSSAARM | 2013-10-13 | 213 CARRIAGE LANE | [5 empty] | STANDALONE ELIGHT | AW | Y
5146015 | UNKNOWN | 13 | DRWTP-TRMT 13 -CRTYRD HLL /ELIGHT |  | NJBC | S | NJBC-BU-DRWTP-TRMT | P203 | INSV | INST | HUSSAARM | 2013-10-13 | 213 CARRIAGE LANE | [5 empty] | STANDALONE ELIGHT | AW | Y
5146013 | UNKNOWN | 12 | DRWTP-TRMT 12 -CNTRL RM /ELIGHT |  | NJBC | S | NJBC-BU-DRWTP-TRMT | P203 | INSV | INST | HUSSAARM | 2013-10-13 | 213 CARRIAGE LANE | [5 empty] | STANDALONE ELIGHT | AW | Y
5146010 | UNKNOWN | 11 | DRWTP-TRMT 11 -LOBBY OVR ELEV /ELIGHT |  | NJBC | S | NJBC-BU-DRWTP-TRMT | P203 | INSV | INST | HUSSAARM | 2013-10-13 | 213 CARRIAGE LANE | [5 empty] | STANDALONE ELIGHT | AW | Y
5146007 | UNKNOWN | 10 | DRWTP-TRMT 10 -ASSEMBLY RM /ELIGHT |  | NJBC | S | NJBC-BU-DRWTP-TRMT | P203 | INSV | INST | HUSSAARM | 2013-10-13 | 213 CARRIAGE LANE | [5 empty] | STANDALONE ELIGHT | AW | Y
5146006 | UNKNOWN | 9 | DRWTP-TRMT 9 -TRAIN RM /ELIGHT |  | NJBC | S | NJBC-BU-DRWTP-TRMT | P203 | INSV | INST | HUSSAARM | 2013-10-13 | 213 CARRIAGE LANE | [5 empty] | STANDALONE ELIGHT | AW | Y
5146003 | UNKNOWN | 8 | DRWTP-TRMT 8 -BSMNT TO W STAIR /ELIGHT |  | NJBC | S | NJBC-BU-DRWTP-TRMT | P203 | INSV | INST | HUSSAARM | 2013-10-13 | 213 CARRIAGE LANE | [5 empty] | STANDALONE ELIGHT | AW | Y
5146000 | UNKNOWN | 7 | DRWTP-TRMT 7 -BSMNT RTU RM /ELIGHT |  | NJBC | S | NJBC-BU-DRWTP-TRMT | P203 | INSV | INST | HUSSAARM | 2013-10-13 | 213 CARRIAGE LANE | [5 empty] | STANDALONE ELIGHT | AW | Y
5145697 | UNKNOWN | 6 | DRWTP-TRMT 6 -BSMNT HLL ELEV /ELIGHT |  | NJBC | S | NJBC-BU-DRWTP-TRMT | P203 | INSV | INST | HUSSAARM | 2013-10-13 | 213 CARRIAGE LANE | [5 empty] | STANDALONE ELIGHT | AW | Y
5145695 | UNKNOWN | 5 | DRWTP-TRMT 5 -E STAIR TO BSMNT /ELIGHT |  | NJBC | S | NJBC-BU-DRWTP-TRMT | P203 | INSV | INST | HUSSAARM | 2013-10-13 | 213 CARRIAGE LANE | [5 empty] | STANDALONE ELIGHT | AW | Y
5145693 | UNKNOWN | 4 | DRWTP-TRMT 4 -E STAIR TO 1ST FLR /ELIGHT |  | NJBC | S | NJBC-BU-DRWTP-TRMT | P203 | INSV | INST | HUSSAARM | 2013-10-13 | 213 CARRIAGE LANE | [5 empty] | STANDALONE ELIGHT | AW | Y
5145690 | UNKNOWN | 3 | DRWTP-TRMT3-FRM2 L-END HLL-L /ELGHT |  | NJBC | S | NJBC-BU-DRWTP-TRMT | P203 | INSV | INST | HUSSAARM | 2013-10-13 | 213 CARRIAGE LANE | [5 empty] | STANDALONE ELIGHT | AW | Y
5145687 | UNKNOWN | 2 | DRWTP-TRMT 2 -FRM 1 LFT 2 TIMES /ELIGHT |  | NJBC | S | NJBC-BU-DRWTP-TRMT | P203 | INSV | INST | HUSSAARM | 2013-10-13 | 213 CARRIAGE LANE | [5 empty] | STANDALONE ELIGHT | AW | Y
5145684 | UNKNOWN | 1 | DRWTP-TRMT 1 -ENGNR 2ND FLR /ELIGHT |  | NJBC | S | NJBC-BU-DRWTP-TRMT | P203 | INSV | INST | HUSSAARM | 2013-10-13 | 213 CARRIAGE LANE | [5 empty] | STANDALONE ELIGHT | AW | Y
5093275 | #N/A |  | BLUEA /ELIGHT |  | NJBC | S | NJBC-CM-BLUEA | P203 | INSV | INST | HUSSAARM | 2013-10-13 | BLUE ANCHOR RD / RTE 73 | [5 empty] | STANDALONE ELIGHT | AW | Y
5093274 | #N/A |  | HENRY /ELIGHT |  | NJBC | S | NJBC-CM-ANCOR | P203 | INSV | INST | HUSSAARM | 2013-10-13 | HENRY STREET | [5 empty] | STANDALONE ELIGHT | AW | Y
5146409 | UNKNOWN | 125 | DRWTP-TRMT-FERR 125 /ELIGHT |  | NJBC | S | NJBC-BU-DRWTP-TRMT-FERR | P203 | INSV | INST | HUSSAARM | 2013-10-13 | 213 CARRIAGE LANE | [5 empty] | STANDALONE ELIGHT | AW | Y
5146406 | UNKNOWN | 124 | DRWTP-TRMT 124 -BLUE DRUM STRG /ELIGHT |  | NJBC | S | NJBC-BU-DRWTP-TRMT | P203 | INSV | INST | HUSSAARM | 2013-10-13 | 213 CARRIAGE LANE | [5 empty] | STANDALONE ELIGHT | AW | Y
5146403 | UNKNOWN | 123 | DRWTP-TRMT-CAUS 123 /ELIGHT |  | NJBC | S | NJBC-BU-DRWTP-TRMT-CAUS | P203 | INSV | INST | HUSSAARM | 2013-10-13 | 213 CARRIAGE LANE | [5 empty] | STANDALONE ELIGHT | AW | Y
5146400 | UNKNOWN | 122 | DRWTP-TRMT 122 -CHLRNTR RM /ELIGHT |  | NJBC | S | NJBC-BU-DRWTP-TRMT | P203 | INSV | INST | HUSSAARM | 2013-10-13 | 213 CARRIAGE LANE | [5 empty] | STANDALONE ELIGHT | AW | Y
5146097 | UNKNOWN | 121 | DRWTP-TRMT 121 -CL2 TON CONT RM /ELIGHT |  | NJBC | S | NJBC-BU-DRWTP-TRMT | P203 | INSV | INST | HUSSAARM | 2013-10-13 | 213 CARRIAGE LANE | [5 empty] | STANDALONE ELIGHT | AW | Y
5146095 | UNKNOWN | 120 | DRWTP-TRMT 120 -CL2 TON CONT RM /ELIGHT |  | NJBC | S | NJBC-BU-DRWTP-TRMT | P203 | INSV | INST | HUSSAARM | 2013-10-13 | 213 CARRIAGE LANE | [5 empty] | STANDALONE ELIGHT | AW | Y
5146092 | UNKNOWN | 119 | DRWTP-TRMT 119 -HAZMAT PREP /ELIGHT |  | NJBC | S | NJBC-BU-DRWTP-TRMT | P203 | INSV | INST | HUSSAARM | 2013-10-13 | 213 CARRIAGE LANE | [5 empty] | STANDALONE ELIGHT | AW | Y
5146089 | UNKNOWN | 118 | DRWTP-TRMT 118 -HAZMAT PREP /ELIGHT |  | NJBC | S | NJBC-BU-DRWTP-TRMT | P203 | INSV | INST | HUSSAARM | 2013-10-13 | 213 CARRIAGE LANE | [5 empty] | STANDALONE ELIGHT | AW | Y
5146086 | UNKNOWN | 117 | DRWTP-TRMT 117 -OVR WND KMNO4 RM /ELIGHT |  | NJBC | S | NJBC-BU-DRWTP-TRMT | P203 | INSV | INST | HUSSAARM | 2013-10-13 | 213 CARRIAGE LANE | [5 empty] | STANDALONE ELIGHT | AW | Y
5146083 | UNKNOWN | 116 | DRWTP-TRMT 116 -OVR HVCP2 /ELIGHT |  | NJBC | S | NJBC-BU-DRWTP-TRMT | P203 | INSV | INST | HUSSAARM | 2013-10-13 | 213 CARRIAGE LANE | [5 empty] | STANDALONE ELIGHT | AW | Y
5146081 | UNKNOWN | 37 | DRWTP-TRMT 37 -S ELEC RM 133 /ELIGHT |  | NJBC | S | NJBC-BU-DRWTP-TRMT | P203 | INSV | INST | HUSSAARM | 2013-10-13 | 213 CARRIAGE LANE | [5 empty] | STANDALONE ELIGHT | AW | Y
5146078 | UNKNOWN | 36 | DRWTP-TRMT 36 -S ELEC RM 133 HLL /ELIGHT |  | NJBC | S | NJBC-BU-DRWTP-TRMT | P203 | INSV | INST | HUSSAARM | 2013-10-13 | 213 CARRIAGE LANE | [5 empty] | STANDALONE ELIGHT | AW | Y
5146076 | UNKNOWN | 35 | DRWTP-TRMT 35 -OPER LAB RM 127 /ELIGHT |  | NJBC | S | NJBC-BU-DRWTP-TRMT | P203 | INSV | INST | HUSSAARM | 2013-10-13 | 213 CARRIAGE LANE | [5 empty] | STANDALONE ELIGHT | AW | Y
5146073 | UNKNOWN | 34 | DRWTP-TRMT 34 -STAIR SAMPLE 3&4 /ELIGHT |  | NJBC | S | NJBC-BU-DRWTP-TRMT | P203 | INSV | INST | HUSSAARM | 2013-10-13 | 213 CARRIAGE LANE | [5 empty] | STANDALONE ELIGHT | AW | Y
5146070 | UNKNOWN | 33 | DRWTP-TRMT-MXBN 33 -OVR HVCP1 /ELIGHT |  | NJBC | S | NJBC-BU-DRWTP-TRMT-MXBN | P203 | INSV | INST | HUSSAARM | 2013-10-13 | 213 CARRIAGE LANE | [5 empty] | STANDALONE ELIGHT | AW | Y
5146068 | UNKNOWN | 32 | DRWTP-TRMT 32 -WOMEN LCKR RM /ELIGHT |  | NJBC | S | NJBC-BU-DRWTP-TRMT | P203 | INSV | INST | HUSSAARM | 2013-10-13 | 213 CARRIAGE LANE | [5 empty] | STANDALONE ELIGHT | AW | Y
5146065 | UNKNOWN | 31 | DRWTP-TRMT 31 -WOMEN LCKR RM /ELIGHT |  | NJBC | S | NJBC-BU-DRWTP-TRMT | P203 | INSV | INST | HUSSAARM | 2013-10-13 | 213 CARRIAGE LANE | [5 empty] | STANDALONE ELIGHT | AW | Y
5146062 | UNKNOWN | 30 | DRWTP-TRMT 30 -MEN LCKR RM /ELIGHT |  | NJBC | S | NJBC-BU-DRWTP-TRMT | P203 | INSV | INST | HUSSAARM | 2013-10-13 | 213 CARRIAGE LANE | [5 empty] | STANDALONE ELIGHT | AW | Y
5146060 | UNKNOWN | 29 | DRWTP-TRMT 29 -MEN LCKR RM /ELIGHT |  | NJBC | S | NJBC-BU-DRWTP-TRMT | P203 | INSV | INST | HUSSAARM | 2013-10-13 | 213 CARRIAGE LANE | [5 empty] | STANDALONE ELIGHT | AW | Y
5146057 | UNKNOWN | 28 | DRWTP-TRMT 28 -MICRO LAB RM 124 /ELIGHT |  | NJBC | S | NJBC-BU-DRWTP-TRMT | P203 | INSV | INST | HUSSAARM | 2013-10-13 | 213 CARRIAGE LANE | [5 empty] | STANDALONE ELIGHT | AW | Y
5146054 | UNKNOWN | 27 | DRWTP-TRMT 27 -COPIER RM HLL /ELIGHT |  | NJBC | S | NJBC-BU-DRWTP-TRMT | P203 | INSV | INST | HUSSAARM | 2013-10-13 | 213 CARRIAGE LANE | [5 empty] | STANDALONE ELIGHT | AW | Y
5146051 | UNKNOWN | 26 | DRWTP-TRMT 26 -PILOT PLNT DR /ELIGHT |  | NJBC | S | NJBC-BU-DRWTP-TRMT | P203 | INSV | INST | HUSSAARM | 2013-10-13 | 213 CARRIAGE LANE | [5 empty] | STANDALONE ELIGHT | AW | Y
5146049 | UNKNOWN | 25-A | DRWTP-TRMT 25A -BOILER RM 120 /ELIGHT |  | NJBC | S | NJBC-BU-DRWTP-TRMT | P203 | INSV | INST | HUSSAARM | 2013-10-13 | 213 CARRIAGE LANE | [5 empty] | STANDALONE ELIGHT | AW | Y
5146046 | UNKNOWN | 25 | DRWTP-TRMT 25 -BOILER RM 120 /ELIGHT |  | NJBC | S | NJBC-BU-DRWTP-TRMT | P203 | INSV | INST | HUSSAARM | 2013-10-13 | 213 CARRIAGE LANE | [5 empty] | STANDALONE ELIGHT | AW | Y
5146044 | UNKNOWN | 24 | DRWTP-TRMT 24 -SUPV OFFC RM 118 /ELIGHT |  | NJBC | S | NJBC-BU-DRWTP-TRMT | P203 | INSV | INST | HUSSAARM | 2013-10-13 | 213 CARRIAGE LANE | [5 empty] | STANDALONE ELIGHT | AW | Y
5147405 | UNKNOWN | 18 | DRWTP-TRMT 18 -EXIT SIGN /ELIGHT |  | NJBC | S | NJBC-BU-DRWTP-TRMT | P203 | INSV | INST | HUSSAARM | 2013-10-13 | 213 CARRIAGE LANE | [5 empty] | STANDALONE ELIGHT | AW | Y
5147403 | UNKNOWN | 17 | DRWTP-TRMT 17 -EXIT SIGN /ELIGHT |  | NJBC | S | NJBC-BU-DRWTP-TRMT | P203 | INSV | INST | HUSSAARM | 2013-10-13 | 213 CARRIAGE LANE | [5 empty] | STANDALONE ELIGHT | AW | Y
5147401 | UNKNOWN | 16 | DRWTP-TRMT 16 -EXIT SIGN /ELIGHT |  | NJBC | S | NJBC-BU-DRWTP-TRMT | P203 | INSV | INST | HUSSAARM | 2013-10-13 | 213 CARRIAGE LANE | [5 empty] | STANDALONE ELIGHT | AW | Y
5147099 | UNKNOWN | 15 | DRWTP-TRMT 15 -EXIT SIGN /ELIGHT |  | NJBC | S | NJBC-BU-DRWTP-TRMT | P203 | INSV | INST | HUSSAARM | 2013-10-13 | 213 CARRIAGE LANE | [5 empty] | STANDALONE ELIGHT | AW | Y
5147097 | UNKNOWN | 14 | DRWTP-TRMT 14 -EXIT SIGN /ELIGHT |  | NJBC | S | NJBC-BU-DRWTP-TRMT | P203 | INSV | INST | HUSSAARM | 2013-10-13 | 213 CARRIAGE LANE | [5 empty] | STANDALONE ELIGHT | AW | Y
5147095 | UNKNOWN | 13 | DRWTP-TRMT 13 -EXIT SIGN /ELIGHT |  | NJBC | S | NJBC-BU-DRWTP-TRMT | P203 | INSV | INST | HUSSAARM | 2013-10-13 | 213 CARRIAGE LANE | [5 empty] | STANDALONE ELIGHT | AW | Y
5147093 | UNKNOWN | 12 | DRWTP-TRMT 12 -EXIT SIGN /ELIGHT |  | NJBC | S | NJBC-BU-DRWTP-TRMT | P203 | INSV | INST | HUSSAARM | 2013-10-13 | 213 CARRIAGE LANE | [5 empty] | STANDALONE ELIGHT | AW | Y
5147091 | UNKNOWN | 11 | DRWTP-TRMT 11 -EXIT SIGN /ELIGHT |  | NJBC | S | NJBC-BU-DRWTP-TRMT | P203 | INSV | INST | HUSSAARM | 2013-10-13 | 213 CARRIAGE LANE | [5 empty] | STANDALONE ELIGHT | AW | Y
5147089 | UNKNOWN | 10 | DRWTP-TRMT 10 -EXIT SIGN /ELIGHT |  | NJBC | S | NJBC-BU-DRWTP-TRMT | P203 | INSV | INST | HUSSAARM | 2013-10-13 | 213 CARRIAGE LANE | [5 empty] | STANDALONE ELIGHT | AW | Y
5147087 | UNKNOWN | 9 | DRWTP-TRMT 9 -EXIT SIGN /ELIGHT |  | NJBC | S | NJBC-BU-DRWTP-TRMT | P203 | INSV | INST | HUSSAARM | 2013-10-13 | 213 CARRIAGE LANE | [5 empty] | STANDALONE ELIGHT | AW | Y
5147085 | UNKNOWN | 8 | DRWTP-TRMT 8 -EXIT SIGN /ELIGHT |  | NJBC | S | NJBC-BU-DRWTP-TRMT | P203 | INSV | INST | HUSSAARM | 2013-10-13 | 213 CARRIAGE LANE | [5 empty] | STANDALONE ELIGHT | AW | Y
5147083 | UNKNOWN | 7 | DRWTP-TRMT 7 -EXIT SIGN /ELIGHT |  | NJBC | S | NJBC-BU-DRWTP-TRMT | P203 | INSV | INST | HUSSAARM | 2013-10-13 | 213 CARRIAGE LANE | [5 empty] | STANDALONE ELIGHT | AW | Y
5147081 | UNKNOWN | 6 | DRWTP-TRMT 6 -EXIT SIGN /ELIGHT |  | NJBC | S | NJBC-BU-DRWTP-TRMT | P203 | INSV | INST | HUSSAARM | 2013-10-13 | 213 CARRIAGE LANE | [5 empty] | STANDALONE ELIGHT | AW | Y
5147079 | UNKNOWN | 5 | DRWTP-TRMT 5 -EXIT SIGN /ELIGHT |  | NJBC | S | NJBC-BU-DRWTP-TRMT | P203 | INSV | INST | HUSSAARM | 2013-10-13 | 213 CARRIAGE LANE | [5 empty] | STANDALONE ELIGHT | AW | Y
5147077 | UNKNOWN | 4 | DRWTP-TRMT 4 -EXIT SIGN /ELIGHT |  | NJBC | S | NJBC-BU-DRWTP-TRMT | P203 | INSV | INST | HUSSAARM | 2013-10-13 | 213 CARRIAGE LANE | [5 empty] | STANDALONE ELIGHT | AW | Y
5147075 | UNKNOWN | 3 | DRWTP-TRMT 3 -EXIT SIGN /ELIGHT |  | NJBC | S | NJBC-BU-DRWTP-TRMT | P203 | INSV | INST | HUSSAARM | 2013-10-13 | 213 CARRIAGE LANE | [5 empty] | STANDALONE ELIGHT | AW | Y
5147073 | UNKNOWN | 2 | DRWTP-TRMT 2 -EXIT SIGN /ELIGHT |  | NJBC | S | NJBC-BU-DRWTP-TRMT | P203 | INSV | INST | HUSSAARM | 2013-10-13 | 213 CARRIAGE LANE | [5 empty] | STANDALONE ELIGHT | AW | Y
5147071 | UNKNOWN | 1 | DRWTP-TRMT 1 -EXIT SIGN /ELIGHT |  | NJBC | S | NJBC-BU-DRWTP-TRMT | P203 | INSV | INST | HUSSAARM | 2013-10-13 | 213 CARRIAGE LANE | [5 empty] | STANDALONE ELIGHT | AW | Y
5147069 | UNKNOWN | 155 | DRWTP-RWPS 155 -PERM RM R4 /ELIGHT |  | NJBC | S | NJBC-BU-DRWTP-RWPS | P203 | INSV | INST | HUSSAARM | 2013-10-13 | 213 CARRIAGE LN | [5 empty] | STANDALONE ELIGHT | AW | Y
5147067 | UNKNOWN | 154 | DRWTP-RWPS 154 -BSMNT /ELIGHT |  | NJBC | S | NJBC-BU-DRWTP-RWPS | P203 | INSV | INST | HUSSAARM | 2013-10-13 | 213 CARRIAGE LN | [5 empty] | STANDALONE ELIGHT | AW | Y
5147065 | UNKNOWN | 153 | DRWTP-RWPS 153 -BSMNT /ELIGHT |  | NJBC | S | NJBC-BU-DRWTP-RWPS | P203 | INSV | INST | HUSSAARM | 2013-10-13 | 213 CARRIAGE LN | [5 empty] | STANDALONE ELIGHT | AW | Y
5147063 | UNKNOWN | 152 | DRWTP-RWPS 152 -STAIR TO BSMNT /ELIGHT |  | NJBC | S | NJBC-BU-DRWTP-RWPS | P203 | INSV | INST | HUSSAARM | 2013-10-13 | 213 CARRIAGE LN | [5 empty] | STANDALONE ELIGHT | AW | Y
5147061 | UNKNOWN | 151 | DRWTP-RWPS 151 - E STAIR /ELIGHT |  | NJBC | S | NJBC-BU-DRWTP-RWPS | P203 | INSV | INST | HUSSAARM | 2013-10-13 | 213 CARRIAGE LN | [5 empty] | STANDALONE ELIGHT | AW | Y
5147060 | UNKNOWN | 150 | DRWTP-RWPS 150 -AIR COMP A /ELIGHT |  | NJBC | S | NJBC-BU-DRWTP-RWPS | P203 | INSV | INST | HUSSAARM | 2013-10-13 | 213 CARRIAGE LN | [5 empty] | STANDALONE ELIGHT | AW | Y
5147058 | UNKNOWN | 149 | DRWTP-RWPS 149 -GRN AIR TK /ELIGHT |  | NJBC | S | NJBC-BU-DRWTP-RWPS | P203 | INSV | INST | HUSSAARM | 2013-10-13 | 213 CARRIAGE LN | [5 empty] | STANDALONE ELIGHT | AW | Y
5147455 | UNKNOWN | 43 | DRWTP-TRMT 43 -EXIT SIGN /ELIGHT |  | NJBC | S | NJBC-BU-DRWTP-TRMT | P203 | INSV | INST | HUSSAARM | 2013-10-13 | 213 CARRIAGE LANE | [5 empty] | STANDALONE ELIGHT | AW | Y
5147453 | UNKNOWN | 42 | DRWTP-TRMT 42 -EXIT SIGN /ELIGHT |  | NJBC | S | NJBC-BU-DRWTP-TRMT | P203 | INSV | INST | HUSSAARM | 2013-10-13 | 213 CARRIAGE LANE | [5 empty] | STANDALONE ELIGHT | AW | Y
5147451 | UNKNOWN | 41 | DRWTP-TRMT 41 -EXIT SIGN /ELIGHT |  | NJBC | S | NJBC-BU-DRWTP-TRMT | P203 | INSV | INST | HUSSAARM | 2013-10-13 | 213 CARRIAGE LANE | [5 empty] | STANDALONE ELIGHT | AW | Y
5147449 | UNKNOWN | 40 | DRWTP-TRMT 40 -EXIT SIGN /ELIGHT |  | NJBC | S | NJBC-BU-DRWTP-TRMT | P203 | INSV | INST | HUSSAARM | 2013-10-13 | 213 CARRIAGE LANE | [5 empty] | STANDALONE ELIGHT | AW | Y
5147447 | UNKNOWN | 39 | DRWTP-TRMT 39 -EXIT SIGN /ELIGHT |  | NJBC | S | NJBC-BU-DRWTP-TRMT | P203 | INSV | INST | HUSSAARM | 2013-10-13 | 213 CARRIAGE LANE | [5 empty] | STANDALONE ELIGHT | AW | Y
5147445 | UNKNOWN | 38 | DRWTP-TRMT 38 -EXIT SIGN /ELIGHT |  | NJBC | S | NJBC-BU-DRWTP-TRMT | P203 | INSV | INST | HUSSAARM | 2013-10-13 | 213 CARRIAGE LANE | [5 empty] | STANDALONE ELIGHT | AW | Y
5147443 | UNKNOWN | 37 | DRWTP-TRMT 37 -EXIT SIGN /ELIGHT |  | NJBC | S | NJBC-BU-DRWTP-TRMT | P203 | INSV | INST | HUSSAARM | 2013-10-13 | 213 CARRIAGE LANE | [5 empty] | STANDALONE ELIGHT | AW | Y
5147441 | UNKNOWN | 36 | DRWTP-TRMT 36 -EXIT SIGN /ELIGHT |  | NJBC | S | NJBC-BU-DRWTP-TRMT | P203 | INSV | INST | HUSSAARM | 2013-10-13 | 213 CARRIAGE LANE | [5 empty] | STANDALONE ELIGHT | AW | Y
5147439 | UNKNOWN | 35 | DRWTP-TRMT 35 -EXIT SIGN /ELIGHT |  | NJBC | S | NJBC-BU-DRWTP-TRMT | P203 | INSV | INST | HUSSAARM | 2013-10-13 | 213 CARRIAGE LANE | [5 empty] | STANDALONE ELIGHT | AW | Y
5147437 | UNKNOWN | 34 | DRWTP-TRMT 34 -EXIT SIGN /ELIGHT |  | NJBC | S | NJBC-BU-DRWTP-TRMT | P203 | INSV | INST | HUSSAARM | 2013-10-13 | 213 CARRIAGE LANE | [5 empty] | STANDALONE ELIGHT | AW | Y
5147435 | UNKNOWN | 33 | DRWTP-TRMT 33 -EXIT SIGN /ELIGHT |  | NJBC | S | NJBC-BU-DRWTP-TRMT | P203 | INSV | INST | HUSSAARM | 2013-10-13 | 213 CARRIAGE LANE | [5 empty] | STANDALONE ELIGHT | AW | Y
5147433 | UNKNOWN | 32 | DRWTP-TRMT 32 -EXIT SIGN /ELIGHT |  | NJBC | S | NJBC-BU-DRWTP-TRMT | P203 | INSV | INST | HUSSAARM | 2013-10-13 | 213 CARRIAGE LANE | [5 empty] | STANDALONE ELIGHT | AW | Y
5147431 | UNKNOWN | 31 | DRWTP-TRMT 31 -EXIT SIGN /ELIGHT |  | NJBC | S | NJBC-BU-DRWTP-TRMT | P203 | INSV | INST | HUSSAARM | 2013-10-13 | 213 CARRIAGE LANE | [5 empty] | STANDALONE ELIGHT | AW | Y
5147429 | UNKNOWN | 30 | DRWTP-TRMT 30 -EXIT SIGN /ELIGHT |  | NJBC | S | NJBC-BU-DRWTP-TRMT | P203 | INSV | INST | HUSSAARM | 2013-10-13 | 213 CARRIAGE LANE | [5 empty] | STANDALONE ELIGHT | AW | Y
5147427 | UNKNOWN | 29 | DRWTP-TRMT 29 -EXIT SIGN /ELIGHT |  | NJBC | S | NJBC-BU-DRWTP-TRMT | P203 | INSV | INST | HUSSAARM | 2013-10-13 | 213 CARRIAGE LANE | [5 empty] | STANDALONE ELIGHT | AW | Y
5147425 | UNKNOWN | 28 | DRWTP-TRMT 28 -EXIT SIGN /ELIGHT |  | NJBC | S | NJBC-BU-DRWTP-TRMT | P203 | INSV | INST | HUSSAARM | 2013-10-13 | 213 CARRIAGE LANE | [5 empty] | STANDALONE ELIGHT | AW | Y
5147423 | UNKNOWN | 27 | DRWTP-TRMT 27 -EXIT SIGN /ELIGHT |  | NJBC | S | NJBC-BU-DRWTP-TRMT | P203 | INSV | INST | HUSSAARM | 2013-10-13 | 213 CARRIAGE LANE | [5 empty] | STANDALONE ELIGHT | AW | Y
5147421 | UNKNOWN | 26 | DRWTP-TRMT 26 -EXIT SIGN /ELIGHT |  | NJBC | S | NJBC-BU-DRWTP-TRMT | P203 | INSV | INST | HUSSAARM | 2013-10-13 | 213 CARRIAGE LANE | [5 empty] | STANDALONE ELIGHT | AW | Y
5147419 | UNKNOWN | 25 | DRWTP-TRMT 25 -EXIT SIGN /ELIGHT |  | NJBC | S | NJBC-BU-DRWTP-TRMT | P203 | INSV | INST | HUSSAARM | 2013-10-13 | 213 CARRIAGE LANE | [5 empty] | STANDALONE ELIGHT | AW | Y
5147417 | UNKNOWN | 24 | DRWTP-TRMT 24 -EXIT SIGN /ELIGHT |  | NJBC | S | NJBC-BU-DRWTP-TRMT | P203 | INSV | INST | HUSSAARM | 2013-10-13 | 213 CARRIAGE LANE | [5 empty] | STANDALONE ELIGHT | AW | Y
5147415 | UNKNOWN | 23 | DRWTP-TRMT 23 -EXIT SIGN /ELIGHT |  | NJBC | S | NJBC-BU-DRWTP-TRMT | P203 | INSV | INST | HUSSAARM | 2013-10-13 | 213 CARRIAGE LANE | [5 empty] | STANDALONE ELIGHT | AW | Y
5147413 | UNKNOWN | 22 | DRWTP-TRMT 22 -EXIT SIGN /ELIGHT |  | NJBC | S | NJBC-BU-DRWTP-TRMT | P203 | INSV | INST | HUSSAARM | 2013-10-13 | 213 CARRIAGE LANE | [5 empty] | STANDALONE ELIGHT | AW | Y
5147411 | UNKNOWN | 21 | DRWTP-TRMT 21 -EXIT SIGN /ELIGHT |  | NJBC | S | NJBC-BU-DRWTP-TRMT | P203 | INSV | INST | HUSSAARM | 2013-10-13 | 213 CARRIAGE LANE | [5 empty] | STANDALONE ELIGHT | AW | Y
5147409 | UNKNOWN | 20 | DRWTP-TRMT 20 -EXIT SIGN /ELIGHT |  | NJBC | S | NJBC-BU-DRWTP-TRMT | P203 | INSV | INST | HUSSAARM | 2013-10-13 | 213 CARRIAGE LANE | [5 empty] | STANDALONE ELIGHT | AW | Y
5147407 | UNKNOWN | 19 | DRWTP-TRMT 19 -EXIT SIGN /ELIGHT |  | NJBC | S | NJBC-BU-DRWTP-TRMT | P203 | INSV | INST | HUSSAARM | 2013-10-13 | 213 CARRIAGE LANE | [5 empty] | STANDALONE ELIGHT | AW | Y
5147006 | UNKNOWN | 102 | DRWTP-TRMT-SUPR 102 -W HLL /ELIGHT |  | NJBC | S | NJBC-BU-DRWTP-TRMT-SUPR | P203 | INSV | INST | HUSSAARM | 2013-10-13 | 213 CARRIAGE LANE | [5 empty] | STANDALONE ELIGHT | AW | Y
5147004 | UNKNOWN | 101 | DRWTP-TRMT-SUPR 101 -W HLL /ELIGHT |  | NJBC | S | NJBC-BU-DRWTP-TRMT-SUPR | P203 | INSV | INST | HUSSAARM | 2013-10-13 | 213 CARRIAGE LANE | [5 empty] | STANDALONE ELIGHT | AW | Y
5147002 | UNKNOWN | 100 | DRWTP-TRMT-SUPR 100 -W HLL /ELIGHT |  | NJBC | S | NJBC-BU-DRWTP-TRMT-SUPR | P203 | INSV | INST | HUSSAARM | 2013-10-13 | 213 CARRIAGE LANE | [5 empty] | STANDALONE ELIGHT | AW | Y
5147000 | UNKNOWN | 99 | DRWTP-TRMT-SUPR 99 -W HLL /ELIGHT |  | NJBC | S | NJBC-BU-DRWTP-TRMT-SUPR | P203 | INSV | INST | HUSSAARM | 2013-10-13 | 213 CARRIAGE LANE | [5 empty] | STANDALONE ELIGHT | AW | Y
5146798 | UNKNOWN | 98 | DRWTP-TRMT-SUPR 98 -W HLL /ELIGHT |  | NJBC | S | NJBC-BU-DRWTP-TRMT-SUPR | P203 | INSV | INST | HUSSAARM | 2013-10-13 | 213 CARRIAGE LANE | [5 empty] | STANDALONE ELIGHT | AW | Y
5146796 | UNKNOWN | 97 | DRWTP-TRMT-SUPR 97 -W HLL /ELIGHT |  | NJBC | S | NJBC-BU-DRWTP-TRMT-SUPR | P203 | INSV | INST | HUSSAARM | 2013-10-13 | 213 CARRIAGE LANE | [5 empty] | STANDALONE ELIGHT | AW | Y
5146794 | UNKNOWN | 96 | DRWTP-TRMT-FILT 96 -PIPE GALLERY /ELIGHT |  | NJBC | S | NJBC-BU-DRWTP-TRMT-FILT | P203 | INSV | INST | HUSSAARM | 2013-10-13 | 213 CARRIAGE LANE | [5 empty] | STANDALONE ELIGHT | AW | Y
5146792 | UNKNOWN | 95 | DRWTP-TRMT-FILT 95 -PIPE GALLERY /ELIGHT |  | NJBC | S | NJBC-BU-DRWTP-TRMT-FILT | P203 | INSV | INST | HUSSAARM | 2013-10-13 | 213 CARRIAGE LANE | [5 empty] | STANDALONE ELIGHT | AW | Y
5146790 | UNKNOWN | 94 | DRWTP-TRMT-FILT 94 -PIPE GALLERY /ELIGHT |  | NJBC | S | NJBC-BU-DRWTP-TRMT-FILT | P203 | INSV | INST | HUSSAARM | 2013-10-13 | 213 CARRIAGE LANE | [5 empty] | STANDALONE ELIGHT | AW | Y
5146788 | UNKNOWN | 93 | DRWTP-TRMT-FILT 93 -PIPE GALLERY /ELIGHT |  | NJBC | S | NJBC-BU-DRWTP-TRMT-FILT | P203 | INSV | INST | HUSSAARM | 2013-10-13 | 213 CARRIAGE LANE | [5 empty] | STANDALONE ELIGHT | AW | Y
5146786 | UNKNOWN | 92 | DRWTP-TRMT 92 -HS BSMNT /ELIGHT |  | NJBC | S | NJBC-BU-DRWTP-TRMT | P203 | INSV | INST | HUSSAARM | 2013-10-13 | 213 CARRIAGE LANE | [5 empty] | STANDALONE ELIGHT | AW | Y
5146784 | UNKNOWN | 91 | DRWTP-TRMT 91 -HS BSMNT /ELIGHT |  | NJBC | S | NJBC-BU-DRWTP-TRMT | P203 | INSV | INST | HUSSAARM | 2013-10-13 | 213 CARRIAGE LANE | [5 empty] | STANDALONE ELIGHT | AW | Y
5146782 | UNKNOWN | 90 | DRWTP-TRMT 90 -HS BSMNT /ELIGHT |  | NJBC | S | NJBC-BU-DRWTP-TRMT | P203 | INSV | INST | HUSSAARM | 2013-10-13 | 213 CARRIAGE LANE | [5 empty] | STANDALONE ELIGHT | AW | Y
5146780 | UNKNOWN | 89 | DRWTP-TRMT 89 -HS BSMNT /ELIGHT |  | NJBC | S | NJBC-BU-DRWTP-TRMT | P203 | INSV | INST | HUSSAARM | 2013-10-13 | 213 CARRIAGE LANE | [5 empty] | STANDALONE ELIGHT | AW | Y
5146778 | UNKNOWN | 88 | DRWTP-TRMT 88 -HS BSMNT /ELIGHT |  | NJBC | S | NJBC-BU-DRWTP-TRMT | P203 | INSV | INST | HUSSAARM | 2013-10-13 | 213 CARRIAGE LANE | [5 empty] | STANDALONE ELIGHT | AW | Y
5146775 | UNKNOWN | 87 | DRWTP-TRMT 87 -HS BSMNT /ELIGHT |  | NJBC | S | NJBC-BU-DRWTP-TRMT | P203 | INSV | INST | HUSSAARM | 2013-10-13 | 213 CARRIAGE LANE | [5 empty] | STANDALONE ELIGHT | AW | Y
5146773 | UNKNOWN | 86 | DRWTP-TRMT 86 -HS PMP RM /ELIGHT |  | NJBC | S | NJBC-BU-DRWTP-TRMT | P203 | INSV | INST | HUSSAARM | 2013-10-13 | 213 CARRIAGE LANE | [5 empty] | STANDALONE ELIGHT | AW | Y
5146770 | UNKNOWN | 85 | DRWTP-TRMT 85 -HS PMP RM /ELIGHT |  | NJBC | S | NJBC-BU-DRWTP-TRMT | P203 | INSV | INST | HUSSAARM | 2013-10-13 | 213 CARRIAGE LANE | [5 empty] | STANDALONE ELIGHT | AW | Y
5146767 | UNKNOWN | 84 | DRWTP-TRMT 84 -HS PMP RM /ELIGHT |  | NJBC | S | NJBC-BU-DRWTP-TRMT | P203 | INSV | INST | HUSSAARM | 2013-10-13 | 213 CARRIAGE LANE | [5 empty] | STANDALONE ELIGHT | AW | Y
5146764 | UNKNOWN | 83 | DRWTP-TRMT 83 -STAIR 5 TO BSMNT /ELIGHT |  | NJBC | S | NJBC-BU-DRWTP-TRMT | P203 | INSV | INST | HUSSAARM | 2013-10-13 | 213 CARRIAGE LANE | [5 empty] | STANDALONE ELIGHT | AW | Y
5146761 | UNKNOWN | 82 | DRWTP-TRMT 82 -ANALYZER RM 156 /ELIGHT |  | NJBC | S | NJBC-BU-DRWTP-TRMT | P203 | INSV | INST | HUSSAARM | 2013-10-13 | 213 CARRIAGE LANE | [5 empty] | STANDALONE ELIGHT | AW | Y
5146758 | UNKNOWN | 81 | DRWTP-TRMT 81 -STNDBY GEN RM /ELIGHT |  | NJBC | S | NJBC-BU-DRWTP-TRMT | P203 | INSV | INST | HUSSAARM | 2013-10-13 | 213 CARRIAGE LANE | [5 empty] | STANDALONE ELIGHT | AW | Y
5146756 | UNKNOWN | 80 | DRWTP-TRMT 80 -STNDBY GEN RM /ELIGHT |  | NJBC | S | NJBC-BU-DRWTP-TRMT | P203 | INSV | INST | HUSSAARM | 2013-10-13 | 213 CARRIAGE LANE | [5 empty] | STANDALONE ELIGHT | AW | Y
5146753 | UNKNOWN | 79 | DRWTP-TRMT 79 -STNDBY GEN RM /ELIGHT |  | NJBC | S | NJBC-BU-DRWTP-TRMT | P203 | INSV | INST | HUSSAARM | 2013-10-13 | 213 CARRIAGE LANE | [5 empty] | STANDALONE ELIGHT | AW | Y
5146751 | UNKNOWN | 78 | DRWTP-TRMT 78 -TOUR RT /ELIGHT |  | NJBC | S | NJBC-BU-DRWTP-TRMT | P203 | INSV | INST | HUSSAARM | 2013-10-13 | 213 CARRIAGE LANE | [5 empty] | STANDALONE ELIGHT | AW | Y
5147056 | UNKNOWN | 148 | DRWTP-RWPS 148 -PMP RM /ELIGHT |  | NJBC | S | NJBC-BU-DRWTP-RWPS | P203 | INSV | INST | HUSSAARM | 2013-10-13 | 213 CARRIAGE LN | [5 empty] | STANDALONE ELIGHT | AW | Y
5147054 | UNKNOWN | 147 | DRWTP-RWPS 147 -PMP RM /ELIGHT |  | NJBC | S | NJBC-BU-DRWTP-RWPS | P203 | INSV | INST | HUSSAARM | 2013-10-13 | 213 CARRIAGE LN | [5 empty] | STANDALONE ELIGHT | AW | Y
5147052 | UNKNOWN | 146 | DRWTP-RWPS 146 -GEN RM /ELIGHT |  | NJBC | S | NJBC-BU-DRWTP-RWPS | P203 | INSV | INST | HUSSAARM | 2013-10-13 | 213 CARRIAGE LN | [5 empty] | STANDALONE ELIGHT | AW | Y
5147049 | UNKNOWN | 145 | DRWTP-RWPS 145 -HLL /ELIGHT |  | NJBC | S | NJBC-BU-DRWTP-RWPS | P203 | INSV | INST | HUSSAARM | 2013-10-13 | 213 CARRIAGE LN | [5 empty] | STANDALONE ELIGHT | AW | Y
5147047 | UNKNOWN | 144 | DRWTP-RSHS-THCK 144 /ELIGHT |  | NJBC | S | NJBC-BU-DRWTP-RSHS-THCK | P203 | INSV | INST | HUSSAARM | 2013-10-13 | 213 CARRIAGE LANE | [5 empty] | STANDALONE ELIGHT | AW | Y
5147045 | UNKNOWN | 143 | DRWTP-RSHS-THCK 143 /ELIGHT |  | NJBC | S | NJBC-BU-DRWTP-RSHS-THCK | P203 | INSV | INST | HUSSAARM | 2013-10-13 | 213 CARRIAGE LANE | [5 empty] | STANDALONE ELIGHT | AW | Y
5147044 | UNKNOWN | 141 | DRWTP-LLPS 141 -SULFATE RM L4 /ELIGHT |  | NJBC | S | NJBC-BU-DRWTP-LLPS | P203 | INSV | INST | HUSSAARM | 2013-10-13 | 213 CARRIAGE LANE | [5 empty] | STANDALONE ELIGHT | AW | Y
5147042 | UNKNOWN | 140 | DRWTP-LLPS 140 -PERM RM L3 /ELIGHT |  | NJBC | S | NJBC-BU-DRWTP-LLPS | P203 | INSV | INST | HUSSAARM | 2013-10-13 | 213 CARRIAGE LANE | [5 empty] | STANDALONE ELIGHT | AW | Y
5147040 | UNKNOWN | 139 | DRWTP-LLPS 139 -FRNT HLL /ELIGHT |  | NJBC | S | NJBC-BU-DRWTP-LLPS | P203 | INSV | INST | HUSSAARM | 2013-10-13 | 213 CARRIAGE LANE | [5 empty] | STANDALONE ELIGHT | AW | Y
5147038 | UNKNOWN | 138 | DRWTP-LLPS 138 -PMP RM /ELIGHT |  | NJBC | S | NJBC-BU-DRWTP-LLPS | P203 | INSV | INST | HUSSAARM | 2013-10-13 | 213 CARRIAGE LANE | [5 empty] | STANDALONE ELIGHT | AW | Y
5147036 | UNKNOWN | 137 | DRWTP-LLPS 137 -PMP RM /ELIGHT |  | NJBC | S | NJBC-BU-DRWTP-LLPS | P203 | INSV | INST | HUSSAARM | 2013-10-13 | 213 CARRIAGE LANE | [5 empty] | STANDALONE ELIGHT | AW | Y
5147034 | UNKNOWN | 136 | DRWTP-LLPS 136 -ELEC RM L1 /ELIGHT |  | NJBC | S | NJBC-BU-DRWTP-LLPS | P203 | INSV | INST | HUSSAARM | 2013-10-13 | 213 CARRIAGE LANE | [5 empty] | STANDALONE ELIGHT | AW | Y
5147032 | UNKNOWN | 115 | DRWTP-TRMT-PACS 115 -BSMNT /ELIGHT |  | NJBC | S | NJBC-BU-DRWTP-TRMT-PACS | P203 | INSV | INST | HUSSAARM | 2013-10-13 | 213 CARRIAGE LANE | [5 empty] | STANDALONE ELIGHT | AW | Y
5147008 | UNKNOWN | 103 | DRWTP-TRMT-SUPR 103 -W HLL /ELIGHT |  | NJBC | S | NJBC-BU-DRWTP-TRMT-SUPR | P203 | INSV | INST | HUSSAARM | 2013-10-13 | 213 CARRIAGE LANE | [5 empty] | STANDALONE ELIGHT | AW | Y
5147010 | UNKNOWN | 104 | DRWTP-TRMT-SUPR 104 -CROSS HLL /ELIGHT |  | NJBC | S | NJBC-BU-DRWTP-TRMT-SUPR | P203 | INSV | INST | HUSSAARM | 2013-10-13 | 213 CARRIAGE LANE | [5 empty] | STANDALONE ELIGHT | AW | Y
5147012 | UNKNOWN | 105 | DRWTP-TRMT-SUPR 105 -E HLL /ELIGHT |  | NJBC | S | NJBC-BU-DRWTP-TRMT-SUPR | P203 | INSV | INST | HUSSAARM | 2013-10-13 | 213 CARRIAGE LANE | [5 empty] | STANDALONE ELIGHT | AW | Y
5147014 | UNKNOWN | 106 | DRWTP-TRMT-SUPR 106 -E HLL /ELIGHT |  | NJBC | S | NJBC-BU-DRWTP-TRMT-SUPR | P203 | INSV | INST | HUSSAARM | 2013-10-13 | 213 CARRIAGE LANE | [5 empty] | STANDALONE ELIGHT | AW | Y
5147016 | UNKNOWN | 107 | DRWTP-TRMT 107 -STAIR 1 /ELIGHT |  | NJBC | S | NJBC-BU-DRWTP-TRMT | P203 | INSV | INST | HUSSAARM | 2013-10-13 | 213 CARRIAGE LANE | [5 empty] | STANDALONE ELIGHT | AW | Y
5147018 | UNKNOWN | 108 | DRWTP-TRMT 108 -STAIR 2 /ELIGHT |  | NJBC | S | NJBC-BU-DRWTP-TRMT | P203 | INSV | INST | HUSSAARM | 2013-10-13 | 213 CARRIAGE LANE | [5 empty] | STANDALONE ELIGHT | AW | Y
5147030 | UNKNOWN | 114 | DRWTP-TRMT 114 -BSMNT NEAR MIXR /ELIGHT |  | NJBC | S | NJBC-BU-DRWTP-TRMT | P203 | INSV | INST | HUSSAARM | 2013-10-13 | 213 CARRIAGE LANE | [5 empty] | STANDALONE ELIGHT | AW | Y
5147028 | UNKNOWN | 113 | DRWTP-TRMT-LIME 113 -BSMNT /ELIGHT |  | NJBC | S | NJBC-BU-DRWTP-TRMT-LIME | P203 | INSV | INST | HUSSAARM | 2013-10-13 | 213 CARRIAGE LANE | [5 empty] | STANDALONE ELIGHT | AW | Y
5147026 | UNKNOWN | 112 | DRWTP-TRMT 112 -STAIR 7 /ELIGHT |  | NJBC | S | NJBC-BU-DRWTP-TRMT | P203 | INSV | INST | HUSSAARM | 2013-10-13 | 213 CARRIAGE LANE | [5 empty] | STANDALONE ELIGHT | AW | Y
5147020 | UNKNOWN | 109 | DRWTP-TRMT 109 -BSMNT PRE CL2 /ELIGHT |  | NJBC | S | NJBC-BU-DRWTP-TRMT | P203 | INSV | INST | HUSSAARM | 2013-10-13 | 213 CARRIAGE LANE | [5 empty] | STANDALONE ELIGHT | AW | Y
5147022 | UNKNOWN | 110 | DRWTP-TRMT 110 -BSMNT PRE PH MTR /ELIGHT |  | NJBC | S | NJBC-BU-DRWTP-TRMT | P203 | INSV | INST | HUSSAARM | 2013-10-13 | 213 CARRIAGE LANE | [5 empty] | STANDALONE ELIGHT | AW | Y
5147024 | UNKNOWN | 111 | DRWTP-TRMT 111 -STAIR 8 /ELIGHT |  | NJBC | S | NJBC-BU-DRWTP-TRMT | P203 | INSV | INST | HUSSAARM | 2013-10-13 | 213 CARRIAGE LANE | [5 empty] | STANDALONE ELIGHT | AW | Y
5194698 | UNKNOWN |  | DRWTP-ALL EMERG LIGHTS /ELIGHT |  | NJBC | S | NJBC-BU-DRWTP | P203 | INSV | INST | TAYLORDM | 2015-03-02 | 213 CARRIAGE LANE | [5 empty] | STANDALONE ELIGHT | AW | Y
5194697 | UNKNOWN |  | DRWTP-TRMT ALL EXIT SIGNS /ELIGHT |  | NJBC | S | NJBC-BU-DRWTP | P203 | INSV | INST | TAYLORDM | 2015-03-02 | 213 CARRIAGE LANE | [5 empty] | STANDALONE ELIGHT | AW | Y
5197104 | UNKNOWN |  | GREEN Office MCC EXIT SIGN /ELIGHT |  | NJBC | S | NJBC-MH-GREEN | P203 | INSV | INST | TAYLORDM | 2015-04-14 | 70 Green St | [5 empty] | STANDALONE ELIGHT | AW | Y
5197103 | UNKNOWN |  | GREEN Office MCC /ELIGHT |  | NJBC | S | NJBC-MH-GREEN | P203 | INSV | INST | TAYLORDM | 2015-04-14 | 70 Green St | [5 empty] | SYSTEMWIDE ELIGHT | AW | Y
5197101 | UNKNOWN |  | GREEN Office (10) EXIT SIGNS /ELIGHT |  | NJBC | S | NJBC-MH-GREEN | P203 | INSV | INST | TAYLORDM | 2015-04-14 | 70 Green St | [5 empty] | STANDALONE ELIGHT | AW | Y
5197100 | UNKNOWN |  | GREEN Office Bldg (7) /ELIGHT |  | NJBC | S | NJBC-MH-GREEN | P203 | INSV | INST | TAYLORDM | 2015-04-14 | 70 Green St | [5 empty] | SYSTEMWIDE ELIGHT | AW | Y
5196308 | UNKNOWN |  | GREEN Filter Rm 2 EXIT SIGN /ELIGHT |  | NJBC | S | NJBC-MH-GREEN | P203 | INSV | INST | TAYLORDM | 2015-04-14 | 70 Green St | [5 empty] | STANDALONE ELIGHT | AW | Y
5196307 | UNKNOWN |  | GREEN Filter Rm 1 EXIT SIGN /ELIGHT |  | NJBC | S | NJBC-MH-GREEN | P203 | INSV | INST | TAYLORDM | 2015-04-14 | 70 Green St | [5 empty] | STANDALONE ELIGHT | AW | Y
5196306 | UNKNOWN |  | GREEN Hypo Rm EXIT SIGN /ELIGHT |  | NJBC | S | NJBC-MH-GREEN | P203 | INSV | INST | TAYLORDM | 2015-04-14 | 70 Green St | [5 empty] | STANDALONE ELIGHT | AW | Y
5196223 | UNKNOWN |  | GREEN Electrical Room/ELIGHT |  | NJBC | S | NJBC-MH-GREEN | P203 | INSV | INST | WRIGHTM1 | 2015-04-14 | 70 Green St | [5 empty] | SYSTEMWIDE ELIGHT | AW | Y
5196222 | UNKNOWN |  | GREEN Caustic Room/ELIGHT |  | NJBC | S | NJBC-MH-GREEN | P203 | INSV | INST | WRIGHTM1 | 2015-04-14 | 70 Green St | [5 empty] | SYSTEMWIDE ELIGHT | AW | Y
5196221 | UNKNOWN |  | GREEN Hypo Room/ELIGHT |  | NJBC | S | NJBC-MH-GREEN | P203 | INSV | INST | WRIGHTM1 | 2015-04-14 | 70 Green St | [5 empty] | SYSTEMWIDE ELIGHT | AW | Y
5196220 | UNKNOWN |  | GREEN Filter Room 2/ELIGHT |  | NJBC | S | NJBC-MH-GREEN | P203 | INSV | INST | WRIGHTM1 | 2015-04-14 | 70 Green St | [5 empty] | SYSTEMWIDE ELIGHT | AW | Y
5196219 | UNKNOWN |  | GREEN Filter Room 1/ELIGHT |  | NJBC | S | NJBC-MH-GREEN | P203 | INSV | INST | WRIGHTM1 | 2015-04-14 | 70 Green St | [5 empty] | SYSTEMWIDE ELIGHT | AW | Y
5198300 | UNKNOWN |  | VNCE /ELIGHT |  | NJBC | S | NJBC-VT-VNCE. | P203 | INSV | INST | TAYLORDM | 2015-05-18 | 39 Retreat Rd | [5 empty] | SYSTEMWIDE ELIGHT | AW | Y
5198500 | UNKNOWN |  | HOME /ELIGHT |  | NJBC | S | NJBC-HS-HOME. | P203 | INSV | INST | TAYLORDM | 2015-05-20 | WAGON WHEEL DRIVE | [5 empty] | SYSTEMWIDE ELIGHT | AW | Y
5209214 | UNKNOWN |  | MANSF /ELIGHT |  | NJBC | S | NJBC-MF-MANS. | P203 | INSV | INST | TAYLORDM | 2016-01-07 | 3165 RTE 206 | [5 empty] | SYSTEMWIDE ELIGHT | AW | Y
5211264 | UNKNOWN |  | RANN ELIGHT 16 KLENPHOS ROOM /ELIGHT |  | NJPG | S | NJPG-PG-RANN. | P203 | INSV | INST | LOD_EAM_02 | 2016-02-04 | 370 HARDING HWY | [5 empty] | STANDALONE ELIGHT | AW
5211263 | UNKNOWN |  | RANN ELIGHT 15 CHLORINE ROOM /ELIGHT |  | NJPG | S | NJPG-PG-RANN. | P203 | INSV | INST | LOD_EAM_02 | 2016-02-04 | 370 HARDING HWY | [5 empty] | STANDALONE ELIGHT | AW
5211262 | UNKNOWN |  | RANN ELIGHT 14 KOH ROOM /ELIGHT |  | NJPG | S | NJPG-PG-RANN. | P203 | INSV | INST | LOD_EAM_02 | 2016-02-04 | 370 HARDING HWY | [5 empty] | STANDALONE ELIGHT | AW
5211261 | UNKNOWN |  | RANN ELIGHT 13 BTWN KOH AND CL2 /ELIGHT |  | NJPG | S | NJPG-PG-RANN. | P203 | INSV | INST | LOD_EAM_02 | 2016-02-04 | 370 HARDING HWY | [5 empty] | STANDALONE ELIGHT | AW
5211260 | UNKNOWN |  | RANN ELIGHT 12 PROCESS AREA /ELIGHT |  | NJPG | S | NJPG-PG-RANN. | P203 | INSV | INST | LOD_EAM_02 | 2016-02-04 | 370 HARDING HWY | [5 empty] | STANDALONE ELIGHT | AW
5211259 | UNKNOWN |  | RANN ELIGHT 11 PROCESS AREA /ELIGHT |  | NJPG | S | NJPG-PG-RANN. | P203 | INSV | INST | LOD_EAM_02 | 2016-02-04 | 370 HARDING HWY | [5 empty] | STANDALONE ELIGHT | AW
5211258 | UNKNOWN |  | RANN ELIGHT 10 PROCESS AREA /ELIGHT |  | NJPG | S | NJPG-PG-RANN. | P203 | INSV | INST | LOD_EAM_02 | 2016-02-04 | 370 HARDING HWY | [5 empty] | STANDALONE ELIGHT | AW
5211257 | UNKNOWN |  | RANN ELIGHT 9 PROCESS AREA /ELIGHT |  | NJPG | S | NJPG-PG-RANN. | P203 | INSV | INST | LOD_EAM_02 | 2016-02-04 | 370 HARDING HWY | [5 empty] | STANDALONE ELIGHT | AW
5211256 | UNKNOWN |  | RANN ELIGHT 8 SLUDGE PMP ROOM /ELIGHT |  | NJPG | S | NJPG-PG-RANN. | P203 | INSV | INST | LOD_EAM_02 | 2016-02-04 | 370 HARDING HWY | [5 empty] | STANDALONE ELIGHT | AW
5211255 | UNKNOWN |  | RANN ELIGHT 7 PROCESS AREA /ELIGHT |  | NJPG | S | NJPG-PG-RANN. | P203 | INSV | INST | LOD_EAM_02 | 2016-02-04 | 370 HARDING HWY | [5 empty] | STANDALONE ELIGHT | AW
5211254 | UNKNOWN |  | RANN ELIGHT 6 ELECTRICAL ROOM /ELIGHT |  | NJPG | S | NJPG-PG-RANN. | P203 | INSV | INST | LOD_EAM_02 | 2016-02-04 | 370 HARDING HWY | [5 empty] | STANDALONE ELIGHT | AW
5211253 | UNKNOWN |  | RANN ELIGHT 5 STORAGE ROOM /ELIGHT |  | NJPG | S | NJPG-PG-RANN. | P203 | INSV | INST | LOD_EAM_02 | 2016-02-04 | 370 HARDING HWY | [5 empty] | STANDALONE ELIGHT | AW
5211252 | UNKNOWN |  | RANN ELIGHT 4 PROCESS AREA /ELIGHT |  | NJPG | S | NJPG-PG-RANN. | P203 | INSV | INST | LOD_EAM_02 | 2016-02-04 | 370 HARDING HWY | [5 empty] | STANDALONE ELIGHT | AW
5211251 | UNKNOWN |  | RANN ELIGHT 3 PROCESS AREA /ELIGHT |  | NJPG | S | NJPG-PG-RANN. | P203 | INSV | INST | LOD_EAM_02 | 2016-02-04 | 370 HARDING HWY | [5 empty] | STANDALONE ELIGHT | AW
5211250 | UNKNOWN |  | RANN ELIGHT 2 HVAC ROOM /ELIGHT |  | NJPG | S | NJPG-PG-RANN. | P203 | INSV | INST | LOD_EAM_02 | 2016-02-04 | 370 HARDING HWY | [5 empty] | STANDALONE ELIGHT | AW
5211249 | UNKNOWN |  | RANN ELIGHT 1 LAB /ELIGHT |  | NJPG | S | NJPG-PG-RANN. | P203 | INSV | INST | LOD_EAM_02 | 2016-02-04 | 370 HARDING HWY | [5 empty] | STANDALONE ELIGHT | AW
5211248 | UNKNOWN |  | RANN E SIGN 6 - DOOR @ CL2 RM /ELIGHT |  | NJPG | S | NJPG-PG-RANN. | P203 | INSV | INST | LOD_EAM_02 | 2016-02-04 | 370 HARDING HWY | [5 empty] | STANDALONE ELIGHT | AW
5211247 | UNKNOWN |  | RANN E SIGN 5 - SLDG PMP DOOR /ELIGHT |  | NJPG | S | NJPG-PG-RANN. | P203 | INSV | INST | LOD_EAM_02 | 2016-02-04 | 370 HARDING HWY | [5 empty] | STANDALONE ELIGHT | AW
5211246 | UNKNOWN |  | RANN E SIGN 4 - ELEC. RM DOOR /ELIGHT |  | NJPG | S | NJPG-PG-RANN. | P203 | INSV | INST | LOD_EAM_02 | 2016-02-04 | 370 HARDING HWY | [5 empty] | STANDALONE ELIGHT | AW
5211245 | UNKNOWN |  | RANN E SIGN 3 - ELEC. ROOM /ELIGHT |  | NJPG | S | NJPG-PG-RANN. | P203 | INSV | INST | LOD_EAM_02 | 2016-02-04 | 370 HARDING HWY | [5 empty] | STANDALONE ELIGHT | AW
5211244 | UNKNOWN |  | RANN E SIGN 2 - NEAR GAC 1B /ELIGHT |  | NJPG | S | NJPG-PG-RANN. | P203 | INSV | INST | LOD_EAM_02 | 2016-02-04 | 370 HARDING HWY | [5 empty] | STANDALONE ELIGHT | AW
5211243 | UNKNOWN |  | RANN E SIGN 1 - LAB /ELIGHT |  | NJPG | S | NJPG-PG-RANN. | P203 | INSV | INST | LOD_EAM_02 | 2016-02-04 | 370 HARDING HWY | [5 empty] | STANDALONE ELIGHT | AW
5211706 | UNKNOWN |  | ELKAUIC /ELIGHT |  | NJBC | S | NJBC-GL-ELKAU | P203 | INSV | INST | TAYLORDM | 2016-03-09 | 603 AURA RD | [5 empty] | STANDALONE ELIGHT | AW
5211721 | UNKNOWN |  | ELK2WIC /ELIGHT |  | NJBC | S | NJBC-GL-ELK2W | P203 | INSV | INST | TAYLORDM | 2016-03-09 | Aura Road | [5 empty] | STANDALONE ELIGHT | AW

## Elevator
Equipment |  | Inventory no. | Description | Full Name | AuthorizGroup | EquipCategory | Functional Loc. | Planning plant | User status | System status | Created by | Created on | Street | Size/dimens. | ManufSerialNo. | ManufPartNo. | Install. date | Capacity Rating | Capacity UOM | Elevator Type | Owned By | Retest Required | Special Mtn Note | Special Mtn Note Det
5169446 | OTIS |  | DRWTP REAR /ELEVATOR |  | NJBC | B | NJBC-BU-DRWTP | P203 | INSV | INST | HUSSAARM | 2013-10-13 | 213 CARRIAGE LANE |  |  |  |  | 4,500.00 UN | LB | ELEV ELEC | AW | Y
5169448 | OTIS |  | DRWTP FRONT LOBBY /ELEVATOR |  | NJBC | B | NJBC-BU-DRWTP | P203 | INSV | INST | HUSSAARM | 2013-10-13 | 213 CARRIAGE LANE |  |  |  |  | 4,500.00 UN | LB | ELEV ELEC | AW | Y

## Conveyor
Equipment |  | Inventory no. | Description | Full Name | AuthorizGroup | EquipCategory | Functional Loc. | Planning plant | User status | System status | Created by | Created on | Street | Size/dimens. | ManufSerialNo. | ManufPartNo. | Install. date | Conveyor Type | Length (FT) | Lift (FT) | Owned By | RPM Operating | Special Mtn Note | Special Mtn Note Det | Speed (FPS) | Width (FT)
5129947 | UNKNOWN | NJHH-7-RBLT-1 | DRWTP-RSHS-PRES 1 /CONVEYOR |  | NJBC | M | NJBC-BU-DRWTP-RSHS-PRES | P203 | INSV | INST | HUSSAARM | 2013-10-13 | 213 CARRIAGE LANE |  |  |  |  | BELT CONVEYOR | 0.00 Feet | 0.00 Feet | AW |  |  |  | 0.00 RPM | 0.00 Feet
5129949 | UNKNOWN | NJHH-7-RBLT-2 | DRWTP-RSHS-PRES 2 /CONVEYOR |  | NJBC | M | NJBC-BU-DRWTP-RSHS-PRES | P203 | INSV | INST | HUSSAARM | 2013-10-13 | 213 CARRIAGE LANE |  |  |  |  | BELT CONVEYOR | 0.00 Feet | 0.00 Feet | AW |  |  |  | 0.00 RPM | 0.00 Feet
5129951 | UNKNOWN | NJHH-7-RBLT-3 | DRWTP-RSHS-PRES 3 /CONVEYOR |  | NJBC | M | NJBC-BU-DRWTP-RSHS-PRES | P203 | INSV | INST | HUSSAARM | 2013-10-13 | 213 CARRIAGE LANE |  |  |  |  | BELT CONVEYOR | 0.00 Feet | 0.00 Feet | AW |  |  |  | 0.00 RPM | 0.00 Feet
5129992 | UNKNOWN | NJHH-7-RPSC-1 | DRWTP-RSHS SLUDGE CAKE PDC 1 /CONVEYOR |  | NJBC | M | NJBC-BU-DRWTP-RSHS | P203 | INSV | INST | HUSSAARM | 2013-10-13 | 213 CARRIAGE LANE |  |  |  |  | SCREW CONVEYOR |  |  | AW
5129994 | UNKNOWN | NJHH-7-RPSC-2 | DRWTP-RSHS SLUDGE CAKE PDC 2 /CONVEYOR |  | NJBC | M | NJBC-BU-DRWTP-RSHS | P203 | INSV | INST | HUSSAARM | 2013-10-13 | 213 CARRIAGE LANE |  |  |  |  | SCREW CONVEYOR | 0.00 Feet | 0.00 Feet | AW |  |  |  | 0.00 RPM | 0.00 Feet
5129996 | UNKNOWN | NJHH-7-RPSC-3 | DRWTP-RSHS SLUDGE CAKE RCC 1 /CONVEYOR |  | NJBC | M | NJBC-BU-DRWTP-RSHS | P203 | INSV | INST | HUSSAARM | 2013-10-13 | 213 CARRIAGE LANE |  |  |  |  | SCREW CONVEYOR | 0.00 Feet | 0.00 Feet | AW |  |  |  | 0.00 RPM | 0.00 Feet
5129998 | UNKNOWN | NJHH-7-RPSC-4 | DRWTP-RSHS SLUDGE CAKE RCC 2 /CONVEYOR |  | NJBC | M | NJBC-BU-DRWTP-RSHS | P203 | INSV | INST | HUSSAARM | 2013-10-13 | 213 CARRIAGE LANE |  |  |  |  | SCREW CONVEYOR |  |  | AW

## Motor Contactor
Equipment |  | Inventory no. | Description | Full Name | AuthorizGroup | EquipCategory | Functional Loc. | Planning plant | User status | System status | Created by | Created on | Street | Size/dimens. | ManufSerialNo. | ManufPartNo. | Install. date | Amp Rating | Contactor Type | Contactor Type | Interrupting Capacit | Owned By | Special Mtn Note | Special Mtn Note Det | Volt Rating
5135927 | UNKNOWN |  | HIGHLAND-W13 /CON |  | NJBC | E | NJBC-BU-HIGHL-W13. | P203 | INSV | INST | HUSSAARM | 2013-10-13 | 1102 MORGAN AVE |  |  |  |  | 0.00 A | CONTACTR* |  |  | AW
5135931 | UNKNOWN |  | HIGHLAND-W27 /CON |  | NJBC | E | NJBC-BU-HIGHL-W27. | P203 | INSV | INST | HUSSAARM | 2013-10-13 | 1007 HIGHLAND AVE |  |  |  |  | 0.00 A | CONTACTR* |  |  | AW
5135937 | UNKNOWN |  | LEONAVE-W30 /CON |  | NJBC | E | NJBC-BU-LEONA-W30. | P203 | INSV | INST | HUSSAARM | 2013-10-13 | 525 LEON AVE | [5 empty] | CONTACTR* |  |  | AW
5135947 | UNKNOWN |  | POMONA-ALB-W14 /CON |  | NJBC | E | NJBC-BU-POMON-ALB.-W14. | P203 | INSV | INST | HUSSAARM | 2013-10-13 | 2712 NEW ALBANY RD |  |  |  |  | 0.00 A | CONTACTR* |  |  | AW
5135962 | UNKNOWN |  | RIVERROAD-BST Booster Pump #1 /CON |  | NJBC | E | NJBC-BU-RVBST-BPMP | P203 | INSV | INST | HUSSAARM | 2013-10-13 | 2767 BROAD ST |  |  |  |  | 0.00 A | CONTACTR* |  |  | AW
5135967 | UNKNOWN |  | RIVERROAD-BST Booster Pump #2 /CON |  | NJBC | E | NJBC-BU-RVBST-BPMP | P203 | INSV | INST | HUSSAARM | 2013-10-13 | 2767 BROAD ST |  |  |  |  | 0.00 A | CONTACTR* |  |  | AW
5135973 | UNKNOWN |  | RIVERROAD-BST Booster Pump #3 /CON |  | NJBC | E | NJBC-BU-RVBST-BPMP | P203 | INSV | INST | HUSSAARM | 2013-10-13 | 2767 BROAD ST |  |  |  |  | 0.00 A | CONTACTR* |  |  | AW
5135980 | UNKNOWN |  | SUNBURY-W96 /CON |  | NJBC | E | NJBC-PB-SUNBU-W96. | P203 | INSV | INST | HUSSAARM | 2013-10-13 | 246 ANDERSON ROAD | [5 empty] | CONTACTR* |  |  | AW

## Air Compressor
Equipment |  | Inventory no. | Description | Full Name | AuthorizGroup | EquipCategory | Functional Loc. | Planning plant | User status | System status | Created by | Created on | Street | Size/dimens. | ManufSerialNo. | ManufPartNo. | Install. date | Application | BHP Rating | Capacity Rating | Capacity UOM | Compressor Type | Drive Type | Max Pressure | Owned By | RPM Operating | Special Mtn Note | Special Mtn Note Det | Stages | Tnk-Volume (gal)
5145281 | UNKNOWN |  | PURE Air /COMPRESSOR |  | NJLO | M | NJLO-Z1-PURE. | P203 | INSV | INST | HUSSAARM | 2013-10-13 | 2255 High Hill Rd | [5 empty] | 0.00 HP AW | 0.00 UN |  | STATIONARY POSITIVE DISP |  | 0.0 PSI | AW |  |  |  |  | 0.00 1GL
5145280 | UNKNOWN |  | COMM Air 1 /COMPRESSOR |  | NJLO | M | NJLO-Z1-COMM. | P203 | INSV | INST | HUSSAARM | 2013-10-13 | 657 Commodore Dr | [5 empty] | 0.00 HP AW | 0.00 UN |  | STATIONARY POSITIVE DISP |  | 0.0 PSI | AW |  |  |  |  | 0.00 1GL
5145276 | UNKNOWN |  | BIRCH Air 1 /COMPRESSOR |  | NJLO | M | NJLO-Z1-BIRCH | P203 | INSV | INST | HUSSAARM | 2013-10-13 | 322 BIRCH CREEK ROAD | [5 empty] | 0.00 HP AW | 0.00 UN |  | STATIONARY POSITIVE DISP |  | 0.0 PSI | AW |  |  |  |  | 0.00 1GL
5145275 | UNKNOWN |  | BECK Pump Room Air 2 /COMPRESSOR |  | NJLO | M | NJLO-Z1-BECK. | P203 | INSV | INST | HUSSAARM | 2013-10-13 | 1547 High Hill Rd | [5 empty] | 0.00 HP AW | 0.00 UN |  | STATIONARY POSITIVE DISP |  | 0.0 PSI | AW |  |  |  |  | 0.00 1GL
5145273 | UNKNOWN |  | BECK Pump Room Air 1 /COMPRESSOR |  | NJLO | M | NJLO-Z1-BECK. | P203 | INSV | INST | HUSSAARM | 2013-10-13 | 1547 High Hill Rd | [5 empty] | 0.00 HP AW | 0.00 UN |  | STATIONARY POSITIVE DISP |  | 0.0 PSI | AW |  |  |  |  | 0.00 1GL
5145272 | UNKNOWN |  | BECK Well House 3 /COMPRESSOR |  | NJLO | M | NJLO-Z1-BECK. | P203 | INSV | INST | HUSSAARM | 2013-10-13 | 1547 High Hill Rd | [5 empty] | 0.00 HP AW | 0.00 UN |  | STATIONARY POSITIVE DISP |  | 0.0 PSI | AW |  |  |  |  | 0.00 1GL
5129943 | UNKNOWN | NJHH-7-ACMP-23 | DRWTP-TRMT-FILT BELT PRESS 3 /COMPRESSOR |  | NJBC | M | NJBC-BU-DRWTP-TRMT-FILT | P203 | INSV | INST | HUSSAARM | 2013-10-13 | 213 CARRIAGE LANE |  |  |  |  | WATER PROCESSING | 0.00 HP AW | 0.00 UN |  | STATIONARY POSITIVE DISP |  | 0.0 PSI | AW |  |  |  |  | 0.00 1GL
5129941 | UNKNOWN | NJHH-7-ACMP-22 | DRWTP-TRMT-FILT BELT PRESS 2 /COMPRESSOR |  | NJBC | M | NJBC-BU-DRWTP-TRMT-FILT | P203 | INSV | INST | HUSSAARM | 2013-10-13 | 213 CARRIAGE LANE |  |  |  |  | WATER PROCESSING | 0.00 HP AW | 0.00 UN |  | STATIONARY POSITIVE DISP |  | 0.0 PSI | AW |  |  |  |  | 0.00 1GL
5129939 | UNKNOWN | NJHH-7-ACMP-21 | DRWTP-TRMT-FILT BELT PRESS 1 /COMPRESSOR |  | NJBC | M | NJBC-BU-DRWTP-TRMT-FILT | P203 | INSV | INST | HUSSAARM | 2013-10-13 | 213 CARRIAGE LANE |  |  |  |  | WATER PROCESSING | 0.00 HP AW | 0.00 UN |  | STATIONARY POSITIVE DISP |  | 0.0 PSI | AW |  |  |  |  | 0.00 1GL
5129932 | UNKNOWN | NJHH-7-ACMP-18 | DRWTP-TRMT-SUPR UNIT 2 /COMPRESSOR |  | NJBC | M | NJBC-BU-DRWTP-TRMT-SUPR | P203 | INSV | INST | HUSSAARM | 2013-10-13 | 213 CARRIAGE LANE |  |  |  |  | WATER PROCESSING | 0.00 HP AW | 0.00 UN |  | STATIONARY POSITIVE DISP |  | 0.0 PSI | AW |  |  |  |  | 0.00 1GL
5129930 | UNKNOWN | NJHH-7-ACMP-17 | DRWTP-TRMT-SUPR UNIT 1 /COMPRESSOR |  | NJBC | M | NJBC-BU-DRWTP-TRMT-SUPR | P203 | INSV | INST | HUSSAARM | 2013-10-13 | 213 CARRIAGE LANE |  |  |  |  | WATER PROCESSING | 0.00 HP AW | 0.00 UN |  | STATIONARY POSITIVE DISP |  | 0.0 PSI | AW |  |  |  |  | 0.00 1GL
5129928 | ATLAS CAPCO | NJHH-7-ACMP-16 | DRWTP-TRMT-OZNE (NITROGEN) /COMPRESSOR |  | NJBC | M | NJBC-BU-DRWTP-TRMT-OZNE | P203 | INSV | INST | HUSSAARM | 2013-10-13 | 213 CARRIAGE LANE |  | G091052 |  |  | WATER PROCESSING | 0.00 HP AW | 0.00 UN |  | STATIONARY POSITIVE DISP |  | 0.0 PSI | AW |  |  |  |  | 0.00 1GL
5129926 | UNKNOWN | NJHH-7-ACMP-15 | DRWTP-TRMT UNIT 2 - MCH SHOP /COMPRESSOR |  | NJBC | M | NJBC-BU-DRWTP-TRMT | P203 | INSV | INST | HUSSAARM | 2013-10-13 | 213 CARRIAGE LANE |  |  |  |  | PLANT UTILITY | 0.00 HP AW | 0.00 UN |  | STATIONARY POSITIVE DISP |  | 0.0 PSI | AW |  |  |  |  | 0.00 1GL
5129924 | UNKNOWN | NJHH-7-ACMP-14 | DRWTP-TRMT UNIT 1 - LIME RM /COMPRESSOR |  | NJBC | M | NJBC-BU-DRWTP-TRMT | P203 | INSV | INST | HUSSAARM | 2013-10-13 | 213 CARRIAGE LANE |  |  |  |  | PLANT UTILITY | 0.00 HP AW | 0.00 UN |  | CENTRIFUGAL COMP |  | 0.0 PSI | AW |  |  |  |  | 0.00 1GL
5129922 | UNKNOWN | NJHH-7-ACMP-13 | DRWTP-RWPS INTAKE SCREEN B /COMPRESSOR |  | NJBC | M | NJBC-BU-DRWTP-RWPS | P203 | INSV | INST | HUSSAARM | 2013-10-13 | 213 CARRIAGE LN |  |  |  |  | WATER PROCESSING | 0.00 HP AW | 0.00 UN |  | STATIONARY POSITIVE DISP |  | 0.0 PSI | AW |  |  |  |  | 0.00 1GL
5129921 | UNKNOWN | NJHH-7-ACMP-12 | DRWTP-RWPS INTAKE SCREEN A /COMPRESSOR |  | NJBC | M | NJBC-BU-DRWTP-RWPS | P203 | INSV | INST | HUSSAARM | 2013-10-13 | 213 CARRIAGE LN |  |  |  |  | WATER PROCESSING | 0.00 HP AW | 0.00 UN |  | STATIONARY POSITIVE DISP |  | 0.0 PSI | AW |  |  |  |  | 0.00 1GL
5129919 | UNKNOWN | NJHH-7-ACMP-10 | DRWTP-RWPS QUINCY UNIT /COMPRESSOR |  | NJBC | M | NJBC-BU-DRWTP-RWPS | P203 | INSV | INST | HUSSAARM | 2013-10-13 | 213 CARRIAGE LN |  |  |  |  | WATER PROCESSING | 0.00 HP AW | 0.00 UN |  | STATIONARY POSITIVE DISP |  | 0.0 PSI | AW |  |  |  |  | 0.00 1GL
5110464 | UNKNOWN |  | PINEHILLCRIC PNEUMATIC TK AIR /COMP |  | NJBC | M | NJBC-CM-PINEH | P203 | INSV | INST | HUSSAARM | 2013-10-13 | [9 empty] | STATIONARY POSITIVE DISP |  |  | AW
5110463 | INGERSOL RAND |  | HIGHLAND Air /COMPRESSOR |  | NJBC | M | NJBC-BU-HIGHL | P203 | INSV | INST | HUSSAARM | 2013-10-13 | 1007 Highland Ave | [5 empty] | 0.00 HP AW | 0.00 UN |  | STATIONARY POSITIVE DISP |  | 0.0 PSI | AW |  |  |  |  | 0.00 1GL
5110458 | GAST |  | CHEWSLNDBS PNEUMATIC TK AIR /COMP |  | NJBC | M | NJBC-CM-CHEWS | P203 | INSV | INST | HUSSAARM | 2013-10-13 | 1543 CHEWS LANDING RD | [8 empty] | PORTABLE POSITIVE DISP |  |  | AW
5110457 | INGERSOL RAND |  | STATION-BAR PNEUMATIC TK AIR /COMP |  | NJBC | M | NJBC-CM-STATI-BAR. | P203 | INSV | INST | HUSSAARM | 2013-10-13 | 2 STATION AVE | [8 empty] | PORTABLE POSITIVE DISP |  |  | AW
5097827 | UNKNOWN |  | MANS-W8 Air Line /COMPRESSOR |  | NJBC | M | NJBC-MF-MANS.-W8.. | P203 | INSV | INST | HUSSAARM | 2013-10-13 | 3165 RTE 206 |  |  |  |  | WATER PROCESSING | 0.00 HP AW | 0.00 UN |  | STATIONARY POSITIVE DISP |  | 0.0 PSI | AW |  |  |  |  | 0.00 1GL
5097816 | UNKNOWN |  | MANS-W7 Air Line /COMPRESSOR |  | NJBC | M | NJBC-MF-MANS.-W7.. | P203 | INSV | INST | HUSSAARM | 2013-10-13 | 3165 RTE 206 |  |  |  |  | WATER PROCESSING | 0.00 HP AW | 0.00 UN |  | STATIONARY POSITIVE DISP |  | 0.0 PSI | AW |  |  |  |  | 0.00 1GL
5097806 | UNKNOWN |  | MANS-W5 Air Line /COMPRESSOR |  | NJBC | M | NJBC-MF-MANS.-W5.. | P203 | INSV | INST | HUSSAARM | 2013-10-13 | 3165 RTE 206 |  |  |  |  | WATER PROCESSING | 0.00 HP AW | 0.00 UN |  | STATIONARY POSITIVE DISP |  | 0.0 PSI | AW |  |  |  |  | 0.00 1GL
5097598 | UNKNOWN |  | MANS-W4 Air Line /COMPRESSOR |  | NJBC | M | NJBC-MF-MANS.-W4.. | P203 | INSV | INST | HUSSAARM | 2013-10-13 | 3165 RTE 206 |  |  |  |  | WATER PROCESSING | 0.00 HP AW | 0.00 UN |  | STATIONARY POSITIVE DISP |  | 0.0 PSI | AW |  |  |  |  | 0.00 1GL
5097587 | UNKNOWN |  | MANS-W3 Air Line /COMPRESSOR |  | NJBC | M | NJBC-MF-MANS.-W3.. | P203 | INSV | INST | HUSSAARM | 2013-10-13 | 3165 RTE 206 |  |  |  |  | WATER PROCESSING | 0.00 HP AW | 0.00 UN |  | STATIONARY POSITIVE DISP |  | 0.0 PSI | AW |  |  |  |  | 0.00 1GL
5097576 | UNKNOWN |  | MANS-W2 Air Line /COMPRESSOR |  | NJBC | M | NJBC-MF-MANS.-W2.. | P203 | INSV | INST | HUSSAARM | 2013-10-13 | 3165 RTE 206 |  |  |  |  | WATER PROCESSING | 0.00 HP AW | 0.00 UN |  | STATIONARY POSITIVE DISP |  | 0.0 PSI | AW |  |  |  |  | 0.00 1GL
5097562 | UNKNOWN |  | MANS-W1 Air Line /COMPRESSOR |  | NJBC | M | NJBC-MF-MANS.-W1.. | P203 | INSV | INST | HUSSAARM | 2013-10-13 | 3165 RTE 206 |  |  |  |  | WATER PROCESSING | 0.00 HP AW | 0.00 UN |  | STATIONARY POSITIVE DISP |  | 0.0 PSI | AW |  |  |  |  | 0.00 1GL
5096974 | UNKNOWN |  | GREEN Air Compressor #2 /COMPRESSOR |  | NJBC | M | NJBC-MH-GREEN | P203 | OOS | INAC INST | HUSSAARM | 2013-10-13 | GREEN STREET |  |  |  |  | WATER PROCESSING |  |  |  | STATIONARY POSITIVE DISP |  |  | AW
5096963 | UNKNOWN |  | WOOD Air Compressor #2 /COMPRESSOR |  | NJBC | M | NJBC-MH-WOOD. | P203 | OOS | INAC INST | HUSSAARM | 2013-10-13 | WOODLANE RD |  |  |  |  | WATER PROCESSING | 0.00 HP AW | 0.00 UN |  | STATIONARY POSITIVE DISP |  | 0.0 PSI | AW |  |  |  |  | 0.00 1GL
5096953 | UNKNOWN |  | WOOD Air Compressor #1 /COMPRESSOR |  | NJBC | M | NJBC-MH-WOOD. | P203 | OOS | INAC INST | HUSSAARM | 2013-10-13 | WOODLANE RD |  |  |  |  | WATER PROCESSING | 0.00 HP AW | 0.00 UN |  | STATIONARY POSITIVE DISP |  | 0.0 PSI | AW |  |  |  |  | 0.00 1GL
5096941 | UNKNOWN |  | GREEN Air Compressor #1 /COMPRESSOR |  | NJBC | M | NJBC-MH-GREEN | P203 | OOS | INAC INST | HUSSAARM | 2013-10-13 | GREEN STREET |  |  |  |  | WATER PROCESSING |  |  |  | STATIONARY POSITIVE DISP |  |  | AW
5096917 | UNKNOWN |  | MANS Air #2 /COMPRESSOR |  | NJBC | M | NJBC-MF-MANS. | P203 | INSV | INST | HUSSAARM | 2013-10-13 | 3165 RTE 206 |  |  |  |  | WATER PROCESSING | 0.00 HP AW | 0.00 UN |  | STATIONARY POSITIVE DISP |  | 0.0 PSI | AW |  |  |  |  | 0.00 1GL
5096904 | UNKNOWN |  | MANS Air #1 /COMPRESSOR |  | NJBC | M | NJBC-MF-MANS. | P203 | INSV | INST | HUSSAARM | 2013-10-13 | 3165 RTE 206 |  |  |  |  | WATER PROCESSING | 0.00 HP AW | 0.00 UN |  | STATIONARY POSITIVE DISP |  | 0.0 PSI | AW |  |  |  |  | 0.00 1GL
5096628 | UNKNOWN |  | WOOD Air Draw Down /COMPRESSOR |  | NJHR | M | NJHR-Z1-WOOD. | P203 | INSV | INST | HUSSAARM | 2013-10-13 | 260 Woodland Ave |  |  |  |  | ENVIRONMENTAL COMPLIANCE |  |  |  | PORTABLE POSITIVE DISP |  |  | AW
5096627 | UNKNOWN |  | WALN-W06 Air Draw Down /COMPRESSOR |  | NJHR | M | NJHR-Z1-WALN.-W06. | P203 | INSV | INST | HUSSAARM | 2013-10-13 | 102 BRIDGETON PIKE |  |  |  |  | ENVIRONMENTAL COMPLIANCE |  |  |  | PORTABLE POSITIVE DISP |  |  | AW

## Telephone
Equipment |  | Inventory no. | Description | Full Name | AuthorizGroup | EquipCategory | Functional Loc. | Planning plant | User status | System status | Created by | Created on | Street | Size/dimens. | ManufSerialNo. | ManufPartNo. | Install. date | Annual Fee | Antenna Type | Application | Baud Rate | Communication Teleph | Communication Type | Owned By | Power (watts) | Special Mtn Note | Special Mtn Note Det | Standby Power Type
5139852 | UNKNOWN |  | POMONA-ALB Telephone /COMMUNICATIONS |  | NJBC | 6 | NJBC-BU-POMON-ALB. | P203 | INSV | INST | HUSSAARM | 2013-10-13 | 911 POMONA ROAD | [6 empty] | CONTROL AND DAQ |  | COMM-TEL* | LEASE LINE | AW |  |  |  | BATTERY
5139851 | UNKNOWN |  | WDEPTPRKIC CDMA /COMMUNICATIONS |  | NJBC | 6 | NJBC-GL-WDEPT | P203 | INSV | INST | HUSSAARM | 2013-10-13 | 901 DANTE CT | [6 empty] | CONTROL AND DAQ |  | COMM-TEL* | CELLULAR | AW |  |  |  | BATTERY
5139847 | UNKNOWN |  | PINEHILLCRIC CDMA /COMMUNICATIONS |  | NJBC | 6 | NJBC-CM-PINEH | P203 | INSV | INST | HUSSAARM | 2013-10-13 | [7 empty] | CONTROL AND DAQ |  | COMM-TEL* | CELLULAR | AW |  |  |  | BATTERY
5139846 | UNKNOWN |  | MANTUAIC CDMA /COMMUNICATIONS |  | NJBC | 6 | NJBC-GL-MANTU | P203 | INSV | INST | HUSSAARM | 2013-10-13 | 638 MAIN ST | [6 empty] | CONTROL AND DAQ |  | COMM-TEL* | CELLULAR | AW |  |  |  | BATTERY
5139845 | UNKNOWN |  | GLOUCNICIC CDMA /COMMUNICATIONS |  | NJBC | 6 | NJBC-GL-GLNIC | P203 | INSV | INST | HUSSAARM | 2013-10-13 | 103 NICHOLSON RD | [6 empty] | CONTROL AND DAQ |  | COMM-TEL* | CELLULAR | AW |  |  |  | BATTERY
5139842 | UNKNOWN |  | GLASSAUIC CDMA /COMMUNICATIONS |  | NJBC | 6 | NJBC-GL-GLASS | P203 | INSV | INST | HUSSAARM | 2013-10-13 | 450 AURA RD | [6 empty] | CONTROL AND DAQ |  | COMM-TEL* | CELLULAR | AW |  |  |  | BATTERY
5139840 | UNKNOWN |  | ELKAUIC CDMA /COMMUNICATIONS |  | NJBC | 6 | NJBC-GL-ELKAU | P203 | INSV | INST | HUSSAARM | 2013-10-13 | 603 AURA RD | [6 empty] | CONTROL AND DAQ |  | COMM-TEL* | CELLULAR | AW |  |  |  | BATTERY
5139838 | UNKNOWN |  | DEPTCLIC CDMA /COMMUNICATIONS |  | NJBC | 6 | NJBC-GL-DEPTC | P203 | INSV | INST | HUSSAARM | 2013-10-13 | 1570 CLEMENTS BRIDGE RD | [6 empty] | CONTROL AND DAQ |  | COMM-TEL* | CELLULAR | AW |  |  |  | BATTERY
5139836 | UNKNOWN |  | WOODBURY CDMA /COMMUNICATIONS |  | NJBC | 6 | NJBC-GL-WOODB | P203 | INSV | INST | HUSSAARM | 2013-10-13 | 770 Clearview Ave | [6 empty] | CONTROL AND DAQ |  | COMM-TEL* | CELLULAR | AW |  |  |  | BATTERY
5139830 | UNKNOWN |  | RUNNEMEDE CDMA /COMMUNICATIONS |  | NJBC | 6 | NJBC-CM-RUNNE | P203 | INSV | INST | HUSSAARM | 2013-10-13 | 28 ST CLAIR AVE | [6 empty] | CONTROL AND DAQ |  | COMM-TEL* | CELLULAR | AW |  |  |  | BATTERY
5139821 | UNKNOWN |  | MAGNOLIA Telephone /COMMUNICATIONS |  | NJBC | 6 | NJBC-CM-MAGNO | P203 | INSV | INST | HUSSAARM | 2013-10-13 | 625 N WALNUT AVENUE | [6 empty] | CONTROL AND DAQ |  | COMM-TEL* | LEASE LINE | AW |  |  |  | BATTERY
5139819 | UNKNOWN |  | LAURELSP Telephone /COMMUNICATIONS |  | NJBC | 6 | NJBC-CM-LAURE | P203 | INSV | INST | HUSSAARM | 2013-10-13 | 820 GRAND AVENUE | [6 empty] | CONTROL AND DAQ |  | COMM-TEL* | LEASE LINE | AW |  |  |  | BATTERY
5139817 | UNKNOWN |  | KINGSTON Telephone /COMMUNICATIONS |  | NJBC | 6 | NJBC-CM-KINGS | P203 | INSV | INST | HUSSAARM | 2013-10-13 | 514 HOWARD RD | [6 empty] | CONTROL AND DAQ |  | COMM-TEL* | LEASE LINE | AW |  |  |  | BATTERY
5139805 | UNKNOWN |  | GIBBSSTA Telephone /COMMUNICATIONS |  | NJBC | 6 | NJBC-CM-GBSTA | P203 | INSV | INST | HUSSAARM | 2013-10-13 | 1 LINDEN AVE | [6 empty] | CONTROL AND DAQ |  | COMM-TEL* | LEASE LINE | AW |  |  |  | BATTERY
5139804 | UNKNOWN |  | GIBBSBOROBS CDMA /COMMUNICATIONS |  | NJBC | 6 | NJBC-CM-GBBST | P203 | INSV | INST | HUSSAARM | 2013-10-13 | 79 LUCAS BLVD | [6 empty] | CONTROL AND DAQ |  | COMM-TEL* | CELLULAR | AW |  |  |  | BATTERY
5139803 | UNKNOWN |  | EVESHAM Telephone /COMMUNICATIONS |  | NJBC | 6 | NJBC-CM-EVBST | P203 | INSV | INST | HUSSAARM | 2013-10-13 | EVERGREEN RD | [6 empty] | CONTROL AND DAQ |  | COMM-TEL* | LEASE LINE | AW |  |  |  | BATTERY
5139802 | UNKNOWN |  | ELMTREE Telephone /COMMUNICATIONS |  | NJBC | 6 | NJBC-CM-ELMTR | P203 | INSV | INST | HUSSAARM | 2013-10-13 | 14 THOMAS RD | [6 empty] | CONTROL AND DAQ |  | COMM-TEL* | LEASE LINE | AW |  |  |  | BATTERY
5139198 | UNKNOWN |  | COLUMBIALK Telephone /COMMUNICATIONS |  | NJBC | 6 | NJBC-CM-COLUM | P203 | INSV | INST | HUSSAARM | 2013-10-13 | 330 OAK AVE | [6 empty] | CONTROL AND DAQ |  | COMM-TEL* | LEASE LINE | AW |  |  |  | BATTERY
5139196 | UNKNOWN |  | CENTRALIC Telephone /COMMUNICATIONS |  | NJBC | 6 | NJBC-CM-CENTR | P203 | INSV | INST | HUSSAARM | 2013-10-13 | EVESHAM ROAD | [6 empty] | CONTROL AND DAQ |  | COMM-TEL* | LEASE LINE | AW |  |  |  | BATTERY
5139193 | UNKNOWN |  | UNIONLAND Telephone /COMMUNICATIONS |  | NJBC | 6 | NJBC-BU-UNION | P203 | INSV | INST | HUSSAARM | 2013-10-13 | UNION LANDING ROAD | [6 empty] | CONTROL AND DAQ |  | COMM-TEL* | LEASE LINE | AW |  |  |  | BATTERY
5139191 | UNKNOWN |  | SUNBURY-TNK CDMA /COMMUNICATIONS |  | NJBC | 6 | NJBC-PB-SUNBU-TNK. | P203 | INSV | INST | HUSSAARM | 2013-10-13 | 226 NORCROSS LN | [6 empty] | CONTROL AND DAQ |  | COMM-TEL* | CELLULAR | AW |  |  |  | BATTERY
5139187 | UNKNOWN |  | RT130VLV CDMA /COMMUNICATIONS |  | NJBC | 6 | NJBC-BU-RT130 | P203 | INSV | INST | HUSSAARM | 2013-10-13 | 4136 ROUTE 130 NORTH | [6 empty] | CONTROL AND DAQ |  | COMM-TEL* | CELLULAR | AW |  |  |  | BATTERY
5139184 | UNKNOWN |  | POMONA-ALB CDMA /COMMUNICATIONS |  | NJBC | 6 | NJBC-BU-POMON-ALB. | P203 | INSV | INST | HUSSAARM | 2013-10-13 | 911 POMONA ROAD | [6 empty] | CONTROL AND DAQ |  | COMM-TEL* | CELLULAR | AW |  |  |  | BATTERY
5139182 | UNKNOWN |  | CHEWSLNDBS CDMA /COMMUNICATIONS |  | NJBC | 6 | NJBC-CM-CHEWS | P203 | INSV | INST | HUSSAARM | 2013-10-13 | 1543 CHEWS LANDING RD | [6 empty] | CONTROL AND DAQ |  | COMM-TEL* | CELLULAR | AW |  |  |  | BATTERY
5139180 | UNKNOWN |  | MTLAURBRIC CDMA /COMMUNICATIONS |  | NJBC | 6 | NJBC-BU-MLBIC | P203 | INSV | INST | HUSSAARM | 2013-10-13 | 3321 MARNE HWY | [6 empty] | CONTROL AND DAQ |  | COMM-TEL* | CELLULAR | AW |  |  |  | BATTERY
5139177 | UNKNOWN |  | MTHOLLYIC CDMA /COMMUNICATIONS |  | NJBC | 6 | NJBC-BU-MTHOL | P203 | INSV | INST | HUSSAARM | 2013-10-13 | 2909 MARNE HWY | [6 empty] | CONTROL AND DAQ |  | COMM-TEL* | CELLULAR | AW |  |  |  | BATTERY
5139169 | UNKNOWN |  | GREENTRIC Telephone /COMMUNICATIONS |  | NJBC | 6 | NJBC-BU-GREEN | P203 | INSV | INST | HUSSAARM | 2013-10-13 | SPRINGDALE ROAD | [6 empty] | CONTROL AND DAQ |  | COMM-TEL* | LEASE LINE | AW |  |  |  | BATTERY
5139166 | UNKNOWN |  | FAIRVIEVLV Telephone /COMMUNICATIONS |  | NJBC | 6 | NJBC-BU-FAIRV | P203 | INSV | INST | HUSSAARM | 2013-10-13 | FAIRVIEW STREET | [6 empty] | CONTROL AND DAQ |  | COMM-TEL* | LEASE LINE | AW |  |  |  | BATTERY
5139165 | UNKNOWN |  | EGBERT Telephone /COMMUNICATIONS |  | NJBC | 6 | NJBC-CM-EGBER | P203 | INSV | INST | HUSSAARM | 2013-10-13 | 1328 SYLVAN AVE | [6 empty] | CONTROL AND DAQ |  | COMM-TEL* | LEASE LINE | AW |  |  |  | BATTERY
5139161 | UNKNOWN |  | CAMDENFEIC Telephone /COMMUNICATIONS |  | NJBC | 6 | NJBC-CM-CAFIC | P203 | INSV | INST | HUSSAARM | 2013-10-13 | FEDERAL STREET | [6 empty] | CONTROL AND DAQ |  | COMM-TEL* | LEASE LINE | AW |  |  |  | BATTERY
5139158 | UNKNOWN |  | COOPER CDMA /COMMUNICATIONS |  | NJBC | 6 | NJBC-BU-COOPE | P203 | INSV | INST | HUSSAARM | 2013-10-13 | 100 HENDRICKSON AVE | [6 empty] | CONTROL AND DAQ |  | COMM-TEL* | CELLULAR | AW |  |  |  | BATTERY
5139155 | UNKNOWN |  | BEVERLY Telephone /COMMUNICATIONS |  | NJBC | 6 | NJBC-BU-BEVER | P203 | INSV | INAC INST | HUSSAARM | 2013-10-13 | 40 BROAD ST | [6 empty] | CONTROL AND DAQ |  | COMM-TEL* | NONE | AW |  |  |  | BATTERY
5107068 | B-B ELECTRONICS | TELCO LINE BRIDGE | DRWTP SCADA TELCO LN BRD /COMMUNICATIONS |  | NJBC | 6 | NJBC-BU-DRWTP | P203 | INSV | INST | HUSSAARM | 2013-10-13 | 213 CARRIAGE LANE |  | 94242319608 |  |  |  |  | CONTROL AND DAQ | 2400 | COMM-TEL* | LEASE LINE | AW |  |  |  | UPS
5107064 | BRISTOL BABCOCK | TELE RTU | DRWTP SCADA TELEDATA CON /COMMUNICATIONS |  | NJBC | 6 | NJBC-BU-DRWTP | P203 | INSV | INST | HUSSAARM | 2013-10-13 | 213 CARRIAGE LANE | [6 empty] | CONTROL AND DAQ | 9600 | COMM-TEL* | CELLULAR | AW |  |  |  | UPS
5096697 | UNKNOWN |  | HIGHPO /COMMUNICATIONS |  | NJHR | 6 | NJHR-Z1-HIGHP | P203 | INSV | INST | HUSSAARM | 2013-10-13 | 230 STRAWBRIDGE LN | [6 empty] | CONTROL ONLY |  | COMM-TEL* | LEASE LINE | AW |  |  |  | UPS
5096691 | UNKNOWN |  | MILL /COMMUNICATIONS |  | NJHR | 6 | NJHR-Z1-MILL. | P203 | INSV | INST | HUSSAARM | 2013-10-13 | 14 Mill Rd | [6 empty] | CONTROL ONLY |  | COMM-TEL* | LEASE LINE | AW |  |  |  | NONE

## Network Switch
Equipment |  | Inventory no. | Description | Full Name | AuthorizGroup | EquipCategory | Functional Loc. | Planning plant | User status | System status | Created by | Created on | Street | Size/dimens. | ManufSerialNo. | ManufPartNo. | Install. date | Annual Fee | Application | Baud Rate | Communication Switch | Communication Type | Owned By | Special Mtn Note | Special Mtn Note Det | Standby Power Type
5107046 | UNKNOWN |  | DRWTP SCADA TOP LVL SWTC /COMMUNICATIONS |  | NJBC | 6 | NJBC-BU-DRWTP | P203 | INSV | INST | HUSSAARM | 2013-10-13 | 213 CARRIAGE LANE | [5 empty] | CONTROL AND DAQ |  | COMM-SW* | NETWORK | AW |  |  | UPS
5107062 | UNKNOWN | CELL NETWORK SWITCH | DRWTP SCADA CELL SWITCH /COMMUNICATIONS |  | NJBC | 6 | NJBC-BU-DRWTP | P203 | INSV | INST | HUSSAARM | 2013-10-13 | 213 CARRIAGE LANE | [5 empty] | DAQ ONLY |  | COMM-SW* | NETWORK | AW |  |  | UPS

## Network Router
Equipment |  | Inventory no. | Description | Full Name | AuthorizGroup | EquipCategory | Functional Loc. | Planning plant | User status | System status | Created by | Created on | Street | Size/dimens. | ManufSerialNo. | ManufPartNo. | Install. date | Annual Fee | Application | Baud Rate | Communication Router | Communication Type | Owned By | Special Mtn Note | Special Mtn Note Det | Standby Power Type
5107048 | UNKNOWN |  | DRWTP FRAME RELAY ROUTER /COMMUNICATIONS |  | NJBC | 6 | NJBC-BU-DRWTP | P203 | INSV | INST | HUSSAARM | 2013-10-13 | 213 CARRIAGE LANE |  | 00123239 |  |  |  | CONTROL AND DAQ | 56K | COMM-RTR* | LEASE LINE | AW |  |  | UPS
5139160 | UNKNOWN |  | BROWNING STA FRAME REL /COMM |  | NJBC | 6 | NJBC-CM-BROWN | P203 | INSV | INST | HUSSAARM | 2013-10-13 | BROWINING LANE | [5 empty] | CONTROL AND DAQ |  | COMM-RTR* | NETWORK | AW |  |  | BATTERY
5139809 | BRISTOL BABCOCK |  | GLOUCESTERBS Frame Relay /COMMUNICATIONS |  | NJBC | 6 | NJBC-GL-GLBST | P203 | INSV | INST | HUSSAARM | 2013-10-13 | 491 HARRISON AVE | [5 empty] | CONTROL AND DAQ |  | COMM-RTR* | NETWORK | AW |  |  | BATTERY
5139829 | UNKNOWN |  | OTTERBROOK Frame Relay /COMMUNICATIONS |  | NJBC | 6 | NJBC-CM-OTTER | P203 | INSV | INST | HUSSAARM | 2013-10-13 | 900 SAN JOSE DR | [5 empty] | CONTROL AND DAQ |  | COMM-RTR* | NETWORK | AW |  |  | BATTERY

## Scada Radio
Equipment |  | Inventory no. | Description | Full Name | AuthorizGroup | EquipCategory | Functional Loc. | Planning plant | User status | System status | Created by | Created on | Street | Size/dimens. | ManufSerialNo. | ManufPartNo. | Install. date | Annual Fee | Antenna Type | Application | Baud Rate | Communication Radio | Communication Type | FCC License# | Owned By | Power (watts) | Receive Frequency | Special Mtn Note | Special Mtn Note Det | Standby Power Type | Transmit Frequency
5139190 | MDS |  | STEPHENS 9710 Radio /COMMUNICATIONS |  | NJBC | 6 | NJBC-BU-STEPH | P203 | INSV | INST | HUSSAARM | 2013-10-13 | 208 STEPHEN DR | [6 empty] | CONTROL AND DAQ |  | COMM-RAD* | LICENSE RADIO |  | AW |  |  |  |  | BATTERY
5139192 | MDS |  | TAYLORS 9710 Radio /COMMUNICATIONS |  | NJBC | 6 | NJBC-BU-TAYLO | P203 | INSV | INST | HUSSAARM | 2013-10-13 | 1906 TAYLORS LN | [6 empty] | CONTROL AND DAQ |  | COMM-RAD* | LICENSE RADIO |  | AW |  |  |  |  | BATTERY
5139195 | MDS |  | HARRHEIC UNLICENSED RADIO /COMM |  | NJBC | 6 | NJBC-GL-HARRH | P203 | INSV | INST | HUSSAARM | 2013-10-13 | 121 HELIG RD | [6 empty] | CONTROL AND DAQ |  | COMM-RAD* | NONLICENSE RADIO |  | AW |  |  |  |  | UPS
5139197 | MDS |  | CHAPELAVIC 9710 Radio /COMMUNICATIONS |  | NJBC | 6 | NJBC-CM-CHAPE | P203 | INSV | INST | HUSSAARM | 2013-10-13 | CHAPEL AVENUE | [6 empty] | CONTROL AND DAQ |  | COMM-RAD* | LICENSE RADIO |  | AW |  |  |  |  | BATTERY
5139199 | UNKNOWN |  | DECOUTNK 9790 Radio /COMMUNICATIONS |  | NJBC | 6 | NJBC-CM-DECOU | P203 | INSV | INST | HUSSAARM | 2013-10-13 | 610 N KINGS HIGHWAY | [6 empty] | CONTROL AND DAQ |  | COMM-RAD* | LICENSE RADIO |  | AW |  |  |  |  | BATTERY
5139801 | MDS |  | ELLISBERG 9710 Radio /COMMUNICATIONS |  | NJBC | 6 | NJBC-CM-ELLIS | P203 | INSV | INST | HUSSAARM | 2013-10-13 | 129 PARK DR | [6 empty] | CONTROL AND DAQ |  | COMM-RAD* | LICENSE RADIO |  | AW |  |  |  |  | BATTERY
5139808 | MDS |  | HADDONCRIC 9710 Radio /COMMUNICATIONS |  | NJBC | 6 | NJBC-CM-HACIC | P203 | INSV | INST | HUSSAARM | 2013-10-13 | 429 W CRYSTAL LAKE AVE | [6 empty] | CONTROL AND DAQ |  | COMM-RAD* | LICENSE RADIO |  | AW |  |  |  |  | BATTERY
5139810 | MDS |  | HADDONHTS 9710 Radio /COMMUNICATIONS |  | NJBC | 6 | NJBC-CM-HAHTS | P203 | INSV | INST | HUSSAARM | 2013-10-13 | 614 W. Atlantic Ave | [6 empty] | CONTROL AND DAQ |  | COMM-RAD* | LICENSE RADIO |  | AW |  |  |  |  | BATTERY
5139811 | MDS |  | HADDONHTS-W63 9710 Radio /COMMUNICATIONS |  | NJBC | 6 | NJBC-CM-HAHTS-WL63 | P203 | INSV | INST | HUSSAARM | 2013-10-13 | 120 TRENTON AVE | [6 empty] | CONTROL AND DAQ |  | COMM-RAD* | LICENSE RADIO |  | AW |  |  |  |  | BATTERY
5139813 | MDS |  | HADDONLAIC 9710 Radio /COMMUNICATIONS |  | NJBC | 6 | NJBC-CM-HALIC | P203 | INSV | INST | HUSSAARM | 2013-10-13 | 263 LAKE ST | [6 empty] | CONTROL AND DAQ |  | COMM-RAD* | LICENSE RADIO |  | AW |  |  |  |  | BATTERY
5139814 | MDS |  | HINELLA 9710 Radio /COMMUNICATIONS |  | NJBC | 6 | NJBC-CM-HINEL | P203 | INSV | INST | HUSSAARM | 2013-10-13 | 502 W ATLANTIC AVE | [6 empty] | CONTROL AND DAQ |  | COMM-RAD* | LICENSE RADIO |  | AW |  |  |  |  | BATTERY
5139815 | MDS |  | HUTTONHILL 9710 Radio /COMMUNICATIONS |  | NJBC | 6 | NJBC-CM-HUTTO | P203 | INSV | INST | HUSSAARM | 2013-10-13 | 1911 KRESSON RD | [6 empty] | CONTROL AND DAQ |  | COMM-RAD* | LICENSE RADIO |  | AW |  |  |  |  | BATTERY
5139816 | MDS |  | HUTTONHILL-IC 9710 Radio /COMMUNICATIONS |  | NJBC | 6 | NJBC-CM-HUTTO-IC.. | P203 | INSV | INST | HUSSAARM | 2013-10-13 | 1911 KRESSON RD | [6 empty] | CONTROL AND DAQ |  | COMM-RAD* | LICENSE RADIO |  | AW |  |  |  |  | BATTERY
5139818 | MDS |  | KRESSONTNK 9710 Radio /COMMUNICATIONS |  | NJBC | 6 | NJBC-CM-KRESS | P203 | INSV | INST | HUSSAARM | 2013-10-13 | 630 KRESSON RD | [6 empty] | CONTROL AND DAQ |  | COMM-RAD* | LICENSE RADIO |  | AW |  |  |  |  | BATTERY
5139822 | MDS |  | MARLTONTNK 9710 Radio /COMMUNICATIONS |  | NJBC | 6 | NJBC-CM-MARLT | P203 | INSV | INST | HUSSAARM | 2013-10-13 | 701 CENTENNIAL BLVD | [6 empty] | CONTROL AND DAQ |  | COMM-RAD* | LICENSE RADIO |  | AW |  |  |  |  | BATTERY
5139823 | MDS |  | MURRAY 9710 Radio /COMMUNICATIONS |  | NJBC | 6 | NJBC-CM-MURRA | P203 | INSV | INST | HUSSAARM | 2013-10-13 | 802 MURRAY AVE | [6 empty] | CONTROL AND DAQ |  | COMM-RAD* | LICENSE RADIO |  | AW |  |  |  |  | BATTERY
5139824 | MDS |  | MERCHCHIC 9710 Radio /COMMUNICATIONS |  | NJBC | 6 | NJBC-CM-MECIC | P203 | INSV | INST | HUSSAARM | 2013-10-13 | 462 3RD AVE | [6 empty] | CONTROL AND DAQ |  | COMM-RAD* | LICENSE RADIO |  | AW |  |  |  |  | BATTERY
5139827 | MDS |  | OAKLYNTNK 9710 Radio /COMMUNICATIONS |  | NJBC | 6 | NJBC-CM-OKTNK | P203 | INSV | INST | HUSSAARM | 2013-10-13 | 276 MANOR AVE | [6 empty] | CONTROL AND DAQ |  | COMM-RAD* | LICENSE RADIO |  | AW |  |  |  |  | BATTERY
5139828 | MDS |  | OLDORCHARD 9710 Radio /COMMUNICATIONS |  | NJBC | 6 | NJBC-CM-OLDOR | P203 | INSV | INST | HUSSAARM | 2013-10-13 | ROUTE 70 EAST AT OLD ORCHARD ROAD | [6 empty] | CONTROL AND DAQ |  | COMM-RAD* | LICENSE RADIO |  | AW |  |  |  |  | BATTERY
5139831 | MDS |  | SOMERDALE 9710 Radio /COMMUNICATIONS |  | NJBC | 6 | NJBC-CM-SOMER | P203 | INSV | INST | HUSSAARM | 2013-10-13 | 26 ELM AVE | [6 empty] | CONTROL AND DAQ |  | COMM-RAD* | LICENSE RADIO |  | AW |  |  |  |  | BATTERY
5139833 | MDS |  | STATION 9710 Radio /COMMUNICATIONS |  | NJBC | 6 | NJBC-CM-STATI | P203 | INSV | INST | HUSSAARM | 2013-10-13 | 2 STATION AVE | [6 empty] | CONTROL AND DAQ |  | COMM-RAD* | LICENSE RADIO |  | AW |  |  |  |  | BATTERY
5139834 | MDS |  | VOORHEES 9710 Radio /COMMUNICATIONS |  | NJBC | 6 | NJBC-CM-VOORH | P203 | INSV | INST | HUSSAARM | 2013-10-13 | 13 GOLF VIEW DR | [6 empty] | CONTROL AND DAQ |  | COMM-RAD* | LICENSE RADIO |  | AW |  |  |  |  | BATTERY
5139835 | MDS |  | WINSLOWIC 9710 Radio /COMMUNICATIONS |  | NJBC | 6 | NJBC-CM-WIHIC | P203 | INSV | INST | HUSSAARM | 2013-10-13 | 210 HEARTHSTONE DR | [6 empty] | CONTROL AND DAQ |  | COMM-RAD* | LICENSE RADIO |  | AW |  |  |  |  | BATTERY
5139837 | UNKNOWN |  | BRDGEPTIC UNLICENSED RADIO /COMM |  | NJBC | 6 | NJBC-GL-BRIDG | P203 | INSV | INST | HUSSAARM | 2013-10-13 | 536 SWEDESBORO RD | [6 empty] | CONTROL AND DAQ |  | COMM-RAD* | NONLICENSE RADIO |  | AW |  |  |  |  | BATTERY
5139839 | MDS |  | EGREENHAIC 9710 Radio /COMMUNICATIONS |  | NJBC | 6 | NJBC-GL-EGHIC | P203 | INSV | INST | HUSSAARM | 2013-10-13 | 208 Harrison Ave |  |  |  |  | 0 USD |  | CONTROL AND DAQ |  | COMM-RAD* | LICENSE RADIO |  | AW | 0.0 W |  |  |  | BATTERY
5139848 | UNKNOWN |  | PITMANIC UNLICENSED RADIO /COMM |  | NJBC | 6 | NJBC-GL-PITMA | P203 | INSV | INST | HUSSAARM | 2013-10-13 | 598 PITMAN RD | [6 empty] | CONTROL AND DAQ |  | COMM-RAD* | NONLICENSE RADIO |  | AW |  |  |  |  | BATTERY
5139849 | UNKNOWN |  | ROWANLRIC UNLICENSED RADIO /COMM |  | NJBC | 6 | NJBC-GL-ROLIC | P203 | INSV | INST | HUSSAARM | 2013-10-13 | 701 LAMBS RD | [6 empty] | CONTROL AND DAQ |  | COMM-RAD* | NONLICENSE RADIO |  | AW |  |  |  |  | BATTERY
5096173 | UNKNOWN |  | BRIG Radio /COMMUNICATIONS |  | NJBP | 6 | NJBP-Z1-BRIG. | P203 | INSV | INST | HUSSAARM | 2013-10-13 | 9 Railroad Ave | [6 empty] | CONTROL ONLY |  | COMM-RAD* |  |  | AW
5096174 | UNKNOWN |  | REPA Radio /COMMUNICATIONS |  | NJBP | 6 | NJBP-Z1-REPA. | P203 | INSV | INST | HUSSAARM | 2013-10-13 | 560 ASBURY STATION RD | [6 empty] | CONTROL ONLY |  | COMM-RAD* |  |  | AW
5096690 | UNKNOWN |  | WALN Telemetering /COMMUNICATIONS |  | NJHR | 6 | NJHR-Z1-WALN. | P203 | INSV | INST | HUSSAARM | 2013-10-13 | 102 BRIDGETON PIKE | [6 empty] | CONTROL ONLY |  | COMM-RAD* | LICENSE RADIO |  | AW
5096693 | UNKNOWN |  | WOOD /COMMUNICATIONS |  | NJHR | 6 | NJHR-Z1-WOOD. | P203 | INSV | INST | HUSSAARM | 2013-10-13 | 260 Woodland Ave | [6 empty] | CONTROL ONLY |  | COMM-RAD* | LICENSE RADIO |  | AW
5096694 | UNKNOWN |  | HIGHPO /COMMUNICATIONS |  | NJHR | 6 | NJHR-Z1-HIGHP | P203 | INSV | INST | HUSSAARM | 2013-10-13 | 230 STRAWBRIDGE LN | [6 empty] | CONTROL ONLY |  | COMM-RAD* | LICENSE RADIO |  | AW |  |  |  |  | UPS
5096695 | UNKNOWN |  | HIGHPO /COMMUNICATIONS |  | NJHR | 6 | NJHR-Z1-HIGHP | P203 | INSV | INST | HUSSAARM | 2013-10-13 | 230 STRAWBRIDGE LN | [6 empty] | CONTROL ONLY |  | COMM-RAD* | LICENSE RADIO |  | AW |  |  |  |  | UPS
5096696 | UNKNOWN |  | HIGHPO /COMMUNICATIONS |  | NJHR | 6 | NJHR-Z1-HIGHP | P203 | INSV | INST | HUSSAARM | 2013-10-13 | 230 STRAWBRIDGE LN | [6 empty] | CONTROL ONLY |  | COMM-RAD* | LICENSE RADIO |  | AW |  |  |  |  | UPS
5107066 | MDS |  | DRWTP SCADA MASTER RADIO /COMMUNICATIONS |  | NJBC | 6 | NJBC-BU-DRWTP | P203 | INSV | INST | HUSSAARM | 2013-10-13 | 213 CARRIAGE LANE |  | 1313643 |  |  |  | OMNI | CONTROL AND DAQ | 9600 | COMM-RAD* | LICENSE RADIO | WNTS619 | AW | 5.0 W |  |  |  | UPS
5118914 | UNKNOWN |  | MANS Mercer Mansfield /COMMUNICATIONS |  | NJBC | 6 | NJBC-MF-MANS. | P203 | INSV | INST | HUSSAARM | 2013-10-13 | 3165 RTE 206 | [6 empty] | SECURITY ONLY |  | COMM-RAD* | WIRELESS |  | AW |  |  |  |  | UPS
5139152 | MDS |  | 30TH 9710 Radio /COMMUNICATIONS |  | NJBC | 6 | NJBC-CM-30TH. | P203 | INSV | INST | HUSSAARM | 2013-10-13 | 2940 SAUNDERS ST | [6 empty] | CONTROL AND DAQ |  | COMM-RAD* | LICENSE RADIO |  | AW |  |  |  |  | BATTERY
5139153 | MDS |  | ASHLAND 9710 Radio /COMMUNICATIONS |  | NJBC | 6 | NJBC-CM-ASHLA | P203 | INSV | INST | HUSSAARM | 2013-10-13 | 107 ATLANTIC AVE | [6 empty] | CONTROL AND DAQ |  | COMM-RAD* | LEASE LINE |  | AW |  |  |  |  | BATTERY
5139154 | MDS |  | BERLINCOIC 9710 Radio /COMMUNICATIONS |  | NJBC | 6 | NJBC-CM-BERLI | P203 | INSV | INST | HUSSAARM | 2013-10-13 | 74 COOPER RD | [6 empty] | CONTROL AND DAQ |  | COMM-RAD* | LICENSE RADIO |  | AW |  |  |  |  | UPS
5139157 | MDS |  | CHURCHRCHL 9710 Radio /COMMUNICATIONS |  | NJBC | 6 | NJBC-BU-CHURC | P203 | INSV | INST | HUSSAARM | 2013-10-13 | CHURCH ROAD | [6 empty] | CONTROL AND DAQ |  | COMM-RAD* | LICENSE RADIO |  | AW |  |  |  |  | BATTERY
5139162 | MDS |  | CAMDEN 9710 Radio /COMMUNICATIONS |  | NJBC | 6 | NJBC-CM-CASTA | P203 | INSV | INST | HUSSAARM | 2013-10-13 | 791 N 30TH ST | [6 empty] | CONTROL AND DAQ |  | COMM-RAD* | LICENSE RADIO |  | AW |  |  |  |  | BATTERY
5139163 | UNKNOWN |  | COOPER-IVY UNLICENSED RADIO /COMM |  | NJBC | 6 | NJBC-BU-COOPE-IVY. | P203 | INSV | INST | HUSSAARM | 2013-10-13 | 213 IVY RD | [6 empty] | CONTROL AND DAQ |  | COMM-RAD* | NONLICENSE RADIO |  | AW |  |  |  |  | BATTERY
5139164 | MDS |  | EDGEWATERTNK 9710 Radio /COMMUNICATIONS |  | NJBC | 6 | NJBC-BU-EDGEW | P203 | INSV | INST | HUSSAARM | 2013-10-13 | ROOSEVELT AVENUE | [6 empty] | CONTROL AND DAQ |  | COMM-RAD* | LICENSE RADIO |  | AW |  |  |  |  | BATTERY
5139167 | MDS |  | FELLOWSHIP 9710 Radio /COMMUNICATIONS |  | NJBC | 6 | NJBC-BU-FELLO | P203 | INSV | INST | HUSSAARM | 2013-10-13 | 3 SPRINGDALE RD | [6 empty] | CONTROL AND DAQ |  | COMM-RAD* | LICENSE RADIO |  | AW |  |  |  |  | BATTERY
5139171 | MDS |  | HAINESMILLTNK 9710 Radio /COMMUNICATIONS |  | NJBC | 6 | NJBC-BU-HMTNK | P203 | INSV | INST | HUSSAARM | 2013-10-13 | 129 HAINES MILL RD | [6 empty] | CONTROL AND DAQ |  | COMM-RAD* | LICENSE RADIO |  | AW |  |  |  |  | BATTERY
5139172 | MDS |  | HAINESMOIC 9710 Radio /COMMUNICATIONS |  | NJBC | 6 | NJBC-BU-HMOIC | P203 | INSV | INST | HUSSAARM | 2013-10-13 | 1005 WESTFIELD RD | [6 empty] | CONTROL AND DAQ |  | COMM-RAD* | LICENSE RADIO |  | AW |  |  |  |  | BATTERY
5139173 | MDS |  | HIGHLAND 9710 Radio /COMMUNICATIONS |  | NJBC | 6 | NJBC-BU-HIGHL | P203 | INSV | INST | HUSSAARM | 2013-10-13 | 1007 Highland Ave | [6 empty] | CONTROL AND DAQ |  | COMM-RAD* | LICENSE RADIO |  | AW |  |  |  |  | BATTERY
5139174 | MDS |  | LEONAVE 9710 Radio /COMMUNICATIONS |  | NJBC | 6 | NJBC-BU-LEONA | P203 | INSV | INST | HUSSAARM | 2013-10-13 | 525 LEON AVE | [6 empty] | CONTROL AND DAQ |  | COMM-RAD* | LICENSE RADIO |  | AW |  |  |  |  | BATTERY
5139176 | MDS |  | MAPLEWAVIC 9710 Radio /COMMUNICATIONS |  | NJBC | 6 | NJBC-BU-MAWIC | P203 | INSV | INST | HUSSAARM | 2013-10-13 | 103 WAVERLY AVE | [6 empty] | CONTROL AND DAQ |  | COMM-RAD* | LICENSE RADIO |  | AW |  |  |  |  | BATTERY
5139178 | MDS |  | MOORESCHIC 9710 Radio /COMMUNICATIONS |  | NJBC | 6 | NJBC-BU-MOORE | P203 | INSV | INST | HUSSAARM | 2013-10-13 | 1274 N CHURCH ST | [6 empty] | CONTROL AND DAQ |  | COMM-RAD* | LICENSE RADIO |  | AW |  |  |  |  | BATTERY
5139181 | MDS |  | MTLAURCHIC 9710 Radio /COMMUNICATIONS |  | NJBC | 6 | NJBC-BU-MLCIC | P203 | INSV | INST | HUSSAARM | 2013-10-13 | 4129 CHURCH RD | [6 empty] | CONTROL AND DAQ |  | COMM-RAD* | LICENSE RADIO |  | AW |  |  |  |  | BATTERY
5139183 | MDS |  | POMONA 9710 Radio /COMMUNICATIONS |  | NJBC | 6 | NJBC-BU-POMON | P203 | INSV | INST | HUSSAARM | 2013-10-13 | 915 POMONA ROAD | [6 empty] | CONTROL AND DAQ |  | COMM-RAD* | LICENSE RADIO |  | AW |  |  |  |  | BATTERY
5139185 | FREEWAVE |  | RIVERROAD UNLICENSED RADIO /COMM |  | NJBC | 6 | NJBC-BU-RVBST | P203 | INSV | INST | HUSSAARM | 2013-10-13 | 2767 BROAD ST | [6 empty] | CONTROL AND DAQ |  | COMM-RAD* | NONLICENSE RADIO |  | AW |  |  |  |  | BATTERY
5139186 | MDS |  | RIVERSIDETNK 9710 Radio /COMMUNICATIONS |  | NJBC | 6 | NJBC-BU-RVTNK | P203 | INSV | INST | HUSSAARM | 2013-10-13 | HANCOCK STREET | [6 empty] | CONTROL AND DAQ |  | COMM-RAD* | LICENSE RADIO |  | AW |  |  |  |  | BATTERY

## Modem
Equipment |  | Inventory no. | Description | Full Name | AuthorizGroup | EquipCategory | Functional Loc. | Planning plant | User status | System status | Created by | Created on | Street | Size/dimens. | ManufSerialNo. | ManufPartNo. | Install. date | Annual Fee | Application | Baud Rate | Communication Modem | Communication Type | Owned By | Special Mtn Note | Special Mtn Note Det | Standby Power Type
5118912 | UNKNOWN |  | MONVLV /COMMUNICATIONS |  | NJBC | 6 | NJBC-MH-MONVL | P203 | INSV | INST | HUSSAARM | 2013-10-13 | MONMOUTH RD | [5 empty] | CONTROL ONLY |  | WIRE | LEASE LINE | AW |  |  | UPS
5118910 | UNKNOWN |  | MARNTK /COMMUNICATIONS |  | NJBC | 6 | NJBC-HA-MARNT | P203 | INSV | INST | HUSSAARM | 2013-10-13 | MARNE HIGHWAY |  |  |  |  | 0 USD | CONTROL ONLY |  | WIRE | LEASE LINE | AW |  |  | UPS
5118908 | UNKNOWN |  | EVERTK /COMMUNICATIONS |  | NJBC | 6 | NJBC-MH-EVERT | P203 | INSV | INST | HUSSAARM | 2013-10-13 | 25 EVERGREEN ST |  |  |  |  | 0 USD | CONTROL ONLY |  | WIRE | LEASE LINE | AW |  |  | UPS
5118906 | UNKNOWN |  | EVERPMP /COMMUNICATIONS |  | NJBC | 6 | NJBC-MH-EVERP | P203 | INSV | INST | HUSSAARM | 2013-10-13 | EVERGREEN RD | [5 empty] | CONTROL ONLY |  | WIRE | LEASE LINE | AW |  |  | UPS
5118904 | UNKNOWN |  | WOOD /COMMUNICATIONS |  | NJBC | 6 | NJBC-MH-WOOD. | P203 | INSV | INST | HUSSAARM | 2013-10-13 | WOODLANE RD | [5 empty] | CONTROL ONLY |  | WIRE | LEASE LINE | AW |  |  | UPS
5118902 | UNKNOWN |  | VNCE /COMMUNICATIONS |  | NJBC | 6 | NJBC-VT-VNCE. | P203 | INSV | INST | HUSSAARM | 2013-10-13 | 39 RETREAT RD | [5 empty] | CONTROL ONLY |  | WIRE | LEASE LINE | AW |  |  | UPS
5118900 | UNKNOWN |  | MANS /COMMUNICATIONS |  | NJBC | 6 | NJBC-MF-MANS. | P203 | INSV | INST | HUSSAARM | 2013-10-13 | 3165 RTE 206 | [5 empty] | CONTROL ONLY |  | WIRE | LEASE LINE | AW |  |  | UPS
5118599 | UNKNOWN |  | HOME /COMMUNICATIONS |  | NJBC | 6 | NJBC-HS-HOME. | P203 | INSV | INST | HUSSAARM | 2013-10-13 | JACK HEDDING ROAD | [5 empty] | CONTROL ONLY |  | WIRE | LEASE LINE | AW |  |  | UPS
5118597 | UNKNOWN |  | GREEN /COMMUNICATIONS |  | NJBC | 6 | NJBC-MH-GREEN | P203 | INSV | INST | HUSSAARM | 2013-10-13 | GREEN STREET | [5 empty] | CONTROL ONLY |  | WIRE | NONLICENSE RADIO | AW |  |  | UPS
5107060 | UNKNOWN | MASTER CELL #7 | DRWTP MASTR CELL MODEM 7 /COMMUNICATIONS |  | NJBC | 6 | NJBC-BU-DRWTP | P203 | INSV | INST | HUSSAARM | 2013-10-13 | 213 CARRIAGE LANE |  | 1009476552 |  |  | 600 USD | CONTROL AND DAQ | 9600 | CELLULAR | CELLULAR | AW |  |  | UPS
5107058 | UNKNOWN | MASTER CELL #6 | DRWTP MASTR CELL MODEM 6 /COMMUNICATIONS |  | NJBC | 6 | NJBC-BU-DRWTP | P203 | INSV | INST | HUSSAARM | 2013-10-13 | 213 CARRIAGE LANE |  | 1130620140 |  |  | 600 USD | CONTROL AND DAQ | 9600 | CELLULAR | CELLULAR | AW |  |  | UPS
5107057 | UNKNOWN | MASTER CELL #5 | DRWTP MASTR CELL MODEM 5 /COMMUNICATIONS |  | NJBC | 6 | NJBC-BU-DRWTP | P203 | INSV | INST | HUSSAARM | 2013-10-13 | 213 CARRIAGE LANE |  | 946454702 |  |  | 600 USD | CONTROL AND DAQ | 9600 | CELLULAR | CELLULAR | AW |  |  | UPS
5107055 | UNKNOWN | MASTER CELL #4 | DRWTP MASTR CELL MODEM 4 /COMMUNICATIONS |  | NJBC | 6 | NJBC-BU-DRWTP | P203 | INSV | INST | HUSSAARM | 2013-10-13 | 213 CARRIAGE LANE |  | 730315473 |  |  | 600 USD | CONTROL AND DAQ | 9600 | CELLULAR | CELLULAR | AW |  |  | UPS
5107053 | UNKNOWN | MASTER CELL #3 | DRWTP MASTR CELL MODEM 3 /COMMUNICATIONS |  | NJBC | 6 | NJBC-BU-DRWTP | P203 | INSV | INST | HUSSAARM | 2013-10-13 | 213 CARRIAGE LANE |  | 947455616 |  |  | 600 USD | CONTROL AND DAQ | 9600 | CELLULAR | CELLULAR | AW |  |  | UPS
5107051 | UNKNOWN | MASTER CELL #2 | DRWTP MASTR CELL MODEM 2 /COMMUNICATIONS |  | NJBC | 6 | NJBC-BU-DRWTP | P203 | INSV | INST | HUSSAARM | 2013-10-13 | 213 CARRIAGE LANE |  | 925403851 |  |  | 600 USD | CONTROL AND DAQ | 9600 | CELLULAR | CELLULAR | AW |  |  | UPS
5107050 | UNKNOWN | MASTER CELL #1 | DRWTP MASTR CELL MODEM 1 /COMMUNICATIONS |  | NJBC | 6 | NJBC-BU-DRWTP | P203 | INSV | INST | HUSSAARM | 2013-10-13 | 213 CARRIAGE LANE |  | 925403735 |  |  | 600 USD | CONTROL AND DAQ | 9600 | CELLULAR | CELLULAR | AW |  |  | UPS
5103878 | UNKNOWN |  | RANN Telemetering /COMMUNICATIONS |  | NJPG | 6 | NJPG-PG-RANN. | P203 | INSV | INST | HUSSAARM | 2013-10-13 | 370 HARDING HWY | [5 empty] | DAQ ONLY |  | WIRE | LEASE LINE | AW |  |  | NONE
5103877 | UNKNOWN |  | LAYT Telemetering /COMMUNICATIONS |  | NJPG | 6 | NJPG-PG-LAYT. | P203 | INSV | INST | HUSSAARM | 2013-10-13 | 51 N Pennsville Auburn Rd | [5 empty] | DAQ ONLY |  | WIRE | LEASE LINE | AW |  |  | NONE
5103876 | UNKNOWN |  | TURN Telemetering /COMMUNICATIONS |  | NJPG | 6 | NJPG-PG-TURN. | P203 | INSV | INST | HUSSAARM | 2013-10-13 | 792 HARDING HWY | [5 empty] | DAQ ONLY |  | WIRE | LEASE LINE | AW |  |  | NONE
5103875 | UNKNOWN |  | NAYL Telemetering /COMMUNICATIONS |  | NJPG | 6 | NJPG-PG-NAYL. | P203 | INSV | INST | HUSSAARM | 2013-10-13 | 40 NAYLOR AVE | [5 empty] | DAQ ONLY |  | WIRE | LEASE LINE | AW |  |  | NONE
5103874 | UNKNOWN |  | GATE Telemetering /COMMUNICATIONS |  | NJPG | 6 | NJPG-PG-GATE. | P203 | INSV | INST | HUSSAARM | 2013-10-13 | 135 STRAUGHNS MILL RD | [5 empty] | DAQ ONLY |  | WIRE | LEASE LINE | AW |  |  | NONE
5103873 | UNKNOWN |  | GOLD Telemetering /COMMUNICATIONS |  | NJPG | 6 | NJPG-PG-GOLD. | P203 | INSV | INST | HUSSAARM | 2013-10-13 | NEW JERSEY TPKE | [5 empty] | DAQ ONLY |  | WIRE | LEASE LINE | AW |  |  | NONE

## Control Panel
Equipment |  | Inventory no. | Description | Full Name | AuthorizGroup | EquipCategory | Functional Loc. | Planning plant | User status | System status | Created by | Created on | Street | Size/dimens. | ManufSerialNo. | ManufPartNo. | Install. date | Amp Rating | Control Panel Type | Owned By | Special Mtn Note | Special Mtn Note Det | Volt Rating
5136366 | UNKNOWN |  | HARRHEIC Traffic Box /CP |  | NJBC | 6 | NJBC-GL-HARRH | P203 | INSV | INST | HUSSAARM | 2013-10-13 | 121 HELIG RD | [5 empty] | CNTRLPNL* | AW
5136362 | UNKNOWN |  | PITMANIC Traffic Box /CP |  | NJBC | 6 | NJBC-GL-PITMA | P203 | INSV | INST | HUSSAARM | 2013-10-13 | 598 PITMAN RD |  |  |  |  | 0.00 A | CNTRLPNL* | AW
5136358 | UNKNOWN |  | EGREENUNIC Traffic Box /CP |  | NJBC | 6 | NJBC-GL-EGUIC | P203 | INSV | INST | HUSSAARM | 2013-10-13 | 822 MIDDLESBOROUGH WAY | [5 empty] | CNTRLPNL* | AW
5136346 | UNKNOWN |  | WDEPTPRKIC Traffic Box /CP |  | NJBC | 6 | NJBC-GL-WDEPT | P203 | INSV | INST | HUSSAARM | 2013-10-13 | 901 DANTE CT |  |  |  |  | 0.00 A | CNTRLPNL* | AW
5136344 | UNKNOWN |  | GREENTRIC Traffic Box /CP |  | NJBC | 6 | NJBC-BU-GREEN | P203 | INSV | INST | HUSSAARM | 2013-10-13 | SPRINGDALE ROAD | [5 empty] | CNTRLPNL* | AW
5135954 | UNKNOWN |  | RIVERROAD /CP |  | NJBC | 6 | NJBC-BU-RVBST | P203 | INSV | INST | HUSSAARM | 2013-10-13 | 2767 BROAD ST |  |  |  |  | 0.00 A | CNTRLPNL* | AW
5135943 | UNKNOWN |  | POMONA-ALB-W14 /CP |  | NJBC | 6 | NJBC-BU-POMON-ALB.-W14. | P203 | INSV | INST | HUSSAARM | 2013-10-13 | 2712 NEW ALBANY RD |  |  |  |  | 0.00 A | CNTRLPNL* | AW
5135941 | UNKNOWN |  | POMONA /CP |  | NJBC | 6 | NJBC-BU-POMON | P203 | INSV | INST | HUSSAARM | 2013-10-13 | 915 POMONA ROAD |  |  |  |  | 0.00 A | CNTRLPNL* | AW
5135933 | UNKNOWN |  | LEONAVE /CP |  | NJBC | 6 | NJBC-BU-LEONA | P203 | INSV | INST | HUSSAARM | 2013-10-13 | 525 LEON AVE | [5 empty] | CNTRLPNL* | AW
5135906 | UNKNOWN |  | EGBERT /CP |  | NJBC | 6 | NJBC-CM-EGBER | P203 | INSV | INST | HUSSAARM | 2013-10-13 | 1328 SYLVAN AVE | [5 empty] | CNTRLPNL* | AW
5135902 | UNKNOWN |  | COOPER /CP |  | NJBC | 6 | NJBC-BU-COOPE | P203 | INSV | INST | HUSSAARM | 2013-10-13 | 100 HENDRICKSON AVE | [5 empty] | CNTRLPNL* | AW
5135900 | UNKNOWN |  | MTLAURBRIC Traffic Box /CP |  | NJBC | 6 | NJBC-BU-MLBIC | P203 | INSV | INST | HUSSAARM | 2013-10-13 | 3321 MARNE HWY | [5 empty] | CNTRLPNL* | AW
5135398 | UNKNOWN |  | MAPLEWAVIC Traffic Box /CP |  | NJBC | 6 | NJBC-BU-MAWIC | P203 | INSV | INST | HUSSAARM | 2013-10-13 | 103 WAVERLY AVE | [5 empty] | CNTRLPNL* | AW
5135393 | UNKNOWN |  | HUTTONHILL-IC Traffic Box /CP |  | NJBC | 6 | NJBC-CM-HUTTO-IC.. | P203 | INSV | INST | HUSSAARM | 2013-10-13 | 1911 KRESSON RD | [5 empty] | CNTRLPNL* | AW
5135392 | UNKNOWN |  | WINSLOWIC Traffic Box /CP |  | NJBC | 6 | NJBC-CM-WIHIC | P203 | INSV | INST | HUSSAARM | 2013-10-13 | 210 HEARTHSTONE DR | [5 empty] | CNTRLPNL* | AW
5135390 | UNKNOWN |  | ROWANLRIC Traffic Box /CP |  | NJBC | 6 | NJBC-GL-ROLIC | P203 | INSV | INST | HUSSAARM | 2013-10-13 | 701 LAMBS RD | [5 empty] | CNTRLPNL* | AW
5135388 | UNKNOWN |  | HAINESMOIC Traffic Box /CP |  | NJBC | 6 | NJBC-BU-HMOIC | P203 | INSV | INST | HUSSAARM | 2013-10-13 | 1005 WESTFIELD RD | [5 empty] | CNTRLPNL* | AW
5135380 | UNKNOWN |  | BRIDGEPTIC Traffic Box /CP |  | NJBC | 6 | NJBC-GL-BRIDG | P203 | INSV | INST | HUSSAARM | 2013-10-13 | 536 SWEDESBORO RD | [5 empty] | CNTRLPNL* | AW
5135378 | UNKNOWN |  | MTHOLLYIC Traffic Box /CP |  | NJBC | 6 | NJBC-BU-MTHOL | P203 | INSV | INST | HUSSAARM | 2013-10-13 | 2909 MARNE HWY | [5 empty] | CNTRLPNL* | AW
5130189 | UNKNOWN |  | OTTERBROOK-MCC LCP-2/LCP-3 /CP |  | NJBC | 6 | NJBC-CM-OTTER | P203 | INSV | INST | HUSSAARM | 2013-10-13 | 900 SAN JOSE DR |  |  |  |  | 0.00 A | CNTRLPNL* | AW
5117998 | UNKNOWN |  | MANS-PLT SUPERNAT PMP /CP |  | NJBC | 6 | NJBC-MF-MANS.-PLT. | P203 | INSV | INST | HUSSAARM | 2013-10-13 | 3165 RTE 206 |  |  |  |  | 0.00 A | CNTRLPNL* | AW
5117996 | UNKNOWN |  | MANS-PLT SLDGE PMP /CP |  | NJBC | 6 | NJBC-MF-MANS.-PLT. | P203 | INSV | INST | HUSSAARM | 2013-10-13 | 3165 RTE 206 |  |  |  |  | 0.00 A | CNTRLPNL* | AW
5117995 | UNKNOWN |  | MANS-PLT FILT CP7 /CP |  | NJBC | 6 | NJBC-MF-MANS.-PLT. | P203 | INSV | INST | HUSSAARM | 2013-10-13 | 3165 RTE 206 |  |  |  |  | 0.00 A | CNTRLPNL* | AW
5117993 | UNKNOWN |  | MANS-PLT FILT CP6 /CP |  | NJBC | 6 | NJBC-MF-MANS.-PLT. | P203 | INSV | INST | HUSSAARM | 2013-10-13 | 3165 RTE 206 |  |  |  |  | 0.00 A | CNTRLPNL* | AW
5117992 | UNKNOWN |  | MANS-PLT FILT CP5 /CP |  | NJBC | 6 | NJBC-MF-MANS.-PLT. | P203 | INSV | INST | HUSSAARM | 2013-10-13 | 3165 RTE 206 |  |  |  |  | 0.00 A | CNTRLPNL* | AW
5117989 | UNKNOWN |  | MANS-PLT FILT CP4 /CP |  | NJBC | 6 | NJBC-MF-MANS.-PLT. | P203 | INSV | INST | HUSSAARM | 2013-10-13 | 3165 RTE 206 |  |  |  |  | 0.00 A | CNTRLPNL* | AW
5117987 | UNKNOWN |  | MANS-PLT FILT CP3 /CP |  | NJBC | 6 | NJBC-MF-MANS.-PLT. | P203 | INSV | INST | HUSSAARM | 2013-10-13 | 3165 RTE 206 |  |  |  |  | 0.00 A | CNTRLPNL* | AW
5117985 | UNKNOWN |  | MANS-PLT FILT CP2 /CP |  | NJBC | 6 | NJBC-MF-MANS.-PLT. | P203 | INSV | INST | HUSSAARM | 2013-10-13 | 3165 RTE 206 |  |  |  |  | 0.00 A | CNTRLPNL* | AW
5117983 | UNKNOWN |  | MANS-PLT FILT CP1 /CP |  | NJBC | 6 | NJBC-MF-MANS.-PLT. | P203 | INSV | INST | HUSSAARM | 2013-10-13 | 3165 RTE 206 |  |  |  |  | 0.00 A | CNTRLPNL* | AW

## Chemical Liquid Feeder
Equipment |  | Inventory no. | Description | Full Name | AuthorizGroup | EquipCategory | Functional Loc. | Planning plant | User status | System status | Created by | Created on | Street | Size/dimens. | ManufSerialNo. | ManufPartNo. | Install. date | Application | Chm-Dosing Control | Chm-Feed Rate | Chm-Feed Rate UOM | Chm-Material | Liquid Feeder Type | Owned By | Special Mtn Note | Special Mtn Note Det
5148932 | UNKNOWN |  | BIRCH PST-CL2 FLEX HOSE FD LN /CHMF-LIQ |  | NJLO | C | NJLO-Z1-BIRCH | P203 | INSV | INST | HUSSAARM | 2013-10-13 | 322 BIRCH CREEK ROAD |  |  |  |  | SODIUM HYPOCHLORITE | FLOW PACING | 0.000 UN | GPD |  | VOLUMETRIC LIQ FEEDER | AW
5148931 | UNKNOWN |  | BIRCH PRECL2 FLEX HOSE FD LN /CHMF-LIQ |  | NJLO | C | NJLO-Z1-BIRCH | P203 | INSV | INST | HUSSAARM | 2013-10-13 | 322 BIRCH CREEK ROAD |  |  |  |  | SODIUM HYPOCHLORITE | FLOW PACING | 0.000 UN | GPD |  | VOLUMETRIC LIQ FEEDER | AW
5148917 | UNKNOWN |  | BECK PST-CL2 FLEX HOSE FD LN /CHMF-LIQ |  | NJLO | C | NJLO-Z1-BECK. | P203 | INSV | INST | HUSSAARM | 2013-10-13 | 1547 High Hill Rd |  |  |  |  | SODIUM HYPOCHLORITE | FLOW PACING | 0.000 UN | GPD |  | VOLUMETRIC LIQ FEEDER | AW
5148916 | UNKNOWN |  | BECK PRE-CL2 FLEX HOSE FD LN /CHMF-LIQ |  | NJLO | C | NJLO-Z1-BECK. | P203 | INSV | INST | HUSSAARM | 2013-10-13 | 1547 High Hill Rd |  |  |  |  | SODIUM HYPOCHLORITE | FLOW PACING | 0.000 UN | GPD |  | VOLUMETRIC LIQ FEEDER | AW
5142005 | UNKNOWN | NJHH-73-CFLQ-8 | POMONA Hypochlorite Feed /CHMF-LIQ |  | NJBC | C | NJBC-BU-POMON | P203 | INSV | INST | HUSSAARM | 2013-10-13 | 915 POMONA ROAD |  |  |  |  | SODIUM HYPOCHLORITE | FEEDBACK | 0.000 UN | GPM | PLASTIC | VOLUMETRIC LIQ FEEDER | AW
5141415 | UNKNOWN | NJHH-7-CFLQ-47 | DRWTP-LLPS SULFATE PMP 2 /CHMF-LIQ |  | NJBC | C | NJBC-BU-DRWTP-LLPS | P203 | INSV | INST | HUSSAARM | 2013-10-13 | 213 CARRIAGE LANE | [9 empty] | VOLUMETRIC LIQ FEEDER | AW
5141412 | UNKNOWN | NJHH-7-CFLQ-46 | DRWTP-LLPS SULFATE PMP 1 /CHMF-LIQ |  | NJBC | C | NJBC-BU-DRWTP-LLPS | P203 | INSV | INST | HUSSAARM | 2013-10-13 | 213 CARRIAGE LANE | [9 empty] | VOLUMETRIC LIQ FEEDER | AW
5141409 | UNKNOWN | NJHH-7-CFLQ-45 | DRWTP-LLPS KMnO4 FD PMP 2 /CHMF-LIQ |  | NJBC | C | NJBC-BU-DRWTP-LLPS | P203 | INSV | INST | HUSSAARM | 2013-10-13 | 213 CARRIAGE LANE | [9 empty] | VOLUMETRIC LIQ FEEDER | AW
5141406 | UNKNOWN | NJHH-7-CFLQ-44 | DRWTP-LLPS KMnO4 FD PMP 1 /CHMF-LIQ |  | NJBC | C | NJBC-BU-DRWTP-LLPS | P203 | INSV | INST | HUSSAARM | 2013-10-13 | 213 CARRIAGE LANE | [9 empty] | VOLUMETRIC LIQ FEEDER | AW
5141403 | UNKNOWN | NJHH-7-CFLQ-37 | DRWTP-TRMT FILTER AID PMP 2 /CHMF-LIQ |  | NJBC | C | NJBC-BU-DRWTP-TRMT | P203 | INSV | INST | HUSSAARM | 2013-10-13 | 213 CARRIAGE LANE | [9 empty] | VOLUMETRIC LIQ FEEDER | AW
5141400 | UNKNOWN | NJHH-7-CFLQ-36 | DRWTP-TRMT FILTER AID PMP 1 /CHMF-LIQ |  | NJBC | C | NJBC-BU-DRWTP-TRMT | P203 | INSV | INST | HUSSAARM | 2013-10-13 | 213 CARRIAGE LANE | [9 empty] | VOLUMETRIC LIQ FEEDER | AW
5141197 | UNKNOWN | NJHH-7-CFLQ-14 | DRWTP-TRMT CL2 GAS FLX SCALE 2 /CHMF-LIQ |  | NJBC | C | NJBC-BU-DRWTP-TRMT | P203 | INSV | INST | HUSSAARM | 2013-10-13 | 213 CARRIAGE LANE |  | FF0965 | [7 empty] | VOLUMETRIC LIQ FEEDER | AW
5141194 | UNKNOWN | NJHH-7-CFLQ-13 | DRWTP-TRMT CL2 GAS FLX SCALE 1 /CHMF-LIQ |  | NJBC | C | NJBC-BU-DRWTP-TRMT | P203 | INSV | INST | HUSSAARM | 2013-10-13 | 213 CARRIAGE LANE |  | FF0966 | [7 empty] | VOLUMETRIC LIQ FEEDER | AW
5211214 | UNKNOWN |  | RANN PRE HYPO PUMP 1 /CHMF-LIQ |  | NJPG | C | NJPG-PG-RANN.-TRT. | P203 | INSV | INST | LOD_EAM_02 | 2016-02-04 | 370 HARDING HWY | [6 empty] | 0.000 UN |  |  | VOLUMETRIC LIQ FEEDER | AW
5211215 | UNKNOWN |  | RANN PRE HYPO PUMP 2 /CHMF-LIQ |  | NJPG | C | NJPG-PG-RANN.-TRT. | P203 | INSV | INST | LOD_EAM_02 | 2016-02-04 | 370 HARDING HWY | [6 empty] | 0.000 UN |  |  | VOLUMETRIC LIQ FEEDER | AW
5211216 | UNKNOWN |  | RANN POST HYPO PUMP #1 /CHMF-LIQ |  | NJPG | C | NJPG-PG-RANN.-TRT. | P203 | INSV | INST | LOD_EAM_02 | 2016-02-04 | 370 HARDING HWY | [6 empty] | 0.000 UN |  |  | VOLUMETRIC LIQ FEEDER | AW
5211217 | UNKNOWN |  | RANN POST HYPO PUMP #2 /CHMF-LIQ |  | NJPG | C | NJPG-PG-RANN.-TRT. | P203 | INSV | INST | LOD_EAM_02 | 2016-02-04 | 370 HARDING HWY | [6 empty] | 0.000 UN |  |  | VOLUMETRIC LIQ FEEDER | AW
5211218 | UNKNOWN |  | RANN KOH PMP 1 /CHMF-LIQ |  | NJPG | C | NJPG-PG-RANN.-TRT. | P203 | INSV | INST | LOD_EAM_02 | 2016-02-04 | 370 HARDING HWY | [6 empty] | 0.000 UN |  |  | VOLUMETRIC LIQ FEEDER | AW
5211219 | UNKNOWN |  | RANN KOH PMP 2 /CHMF-LIQ |  | NJPG | C | NJPG-PG-RANN.-TRT. | P203 | INSV | INST | LOD_EAM_02 | 2016-02-04 | 370 HARDING HWY | [6 empty] | 0.000 UN |  |  | VOLUMETRIC LIQ FEEDER | AW
5211220 | UNKNOWN |  | RANN KOH PMP 3 /CHMF-LIQ |  | NJPG | C | NJPG-PG-RANN.-TRT. | P203 | INSV | INST | LOD_EAM_02 | 2016-02-04 | 370 HARDING HWY | [6 empty] | 0.000 UN |  |  | VOLUMETRIC LIQ FEEDER | AW
5211221 | PULSATRON |  | RANN KLENPHOS PMP 1 /CHMF-LIQ |  | NJPG | C | NJPG-PG-RANN.-TRT. | P203 | INSV | INST | LOD_EAM_02 | 2016-02-04 | 370 HARDING HWY | [6 empty] | 0.000 UN |  |  | VOLUMETRIC LIQ FEEDER | AW
5211222 | PULSATRON |  | RANN KLENPHOS PMP 2 /CHMF-LIQ |  | NJPG | C | NJPG-PG-RANN.-TRT. | P203 | INSV | INST | LOD_EAM_02 | 2016-02-04 | 370 HARDING HWY | [6 empty] | 0.000 UN |  |  | VOLUMETRIC LIQ FEEDER | AW
5211223 | PULSATRON |  | RANN FERRIC CHLORIDE PMP 1 /CHMF-LIQ |  | NJPG | C | NJPG-PG-RANN.-TRT. | P203 | INSV | INST | LOD_EAM_02 | 2016-02-04 | 370 HARDING HWY | [6 empty] | 0.000 UN |  |  | VOLUMETRIC LIQ FEEDER | AW
5211395 | PULSATRON |  | RANN FERRIC CHLORIDE PMP 2 /CHMF-LIQ |  | NJPG | C | NJPG-PG-RANN.-TRT. | P203 | INSV | INST | LOD_EAM_02 | 2016-02-04 | 370 HARDING HWY | [6 empty] | 0.000 UN |  |  | VOLUMETRIC LIQ FEEDER | AW
5219205 | UNKNOWN |  | DRWTP-LLPS KMnO4 FD PMP 1 /CHMF-LIQ |  | NJBC | C | NJBC-BU-DRWTP | P203 | INSV | INST | TAYLORDM | 2016-07-15 | 213 CARRIAGE LANE | [6 empty] | 0.000 UN |  |  | VOLUMETRIC LIQ FEEDER | AW
5219206 | UNKNOWN |  | DRWTP-LLPS KMnO4 FD PMP 2 /CHMF-LIQ |  | NJBC | C | NJBC-BU-DRWTP | P203 | INSV | INST | TAYLORDM | 2016-07-15 | 213 CARRIAGE LANE | [6 empty] | 0.000 UN |  |  | VOLUMETRIC LIQ FEEDER | AW

## Chemical Gas Feeder
Equipment |  | Inventory no. | Description | Full Name | AuthorizGroup | EquipCategory | Functional Loc. | Planning plant | User status | System status | Created by | Created on | Street | Size/dimens. | ManufSerialNo. | ManufPartNo. | Install. date | Application | Chm-Dosing Control | Chm-Feed Rate | Chm-Feed Rate UOM | Chm-Material | Gas Feeder Type | Owned By | Special Mtn Note | Special Mtn Note Det
5096909 | UNKNOWN |  | WALN-TRT Chlorinator 3 /CHMF-GAS |  | NJHR | C | NJHR-Z1-WALN.-TRT. | P203 | INSV | INST | HUSSAARM | 2013-10-13 | 102 BRIDGETON PIKE | [6 empty] | 0.000 UN |  |  | CHLORINATOR | AW
5096910 | UNKNOWN |  | MILL-TRT Chlorinator /CHMF-GAS |  | NJHR | C | NJHR-Z1-MILL.-TRT. | P203 | INSV | INST | HUSSAARM | 2013-10-13 | 14 MILL ROAD | [6 empty] | 0.000 UN |  |  | CHLORINATOR | AW
5103895 | UNKNOWN |  | RANN CL2 VAC EDUCT-INJ /CHMF-GAS |  | NJPG | C | NJPG-PG-RANN. | P203 | OOS | INAC INST | HUSSAARM | 2013-10-13 | 370 HARDING HWY |  |  |  |  | CHLORINE (GAS) | FLOW PACING | 0.000 UN |  |  | CHMF-GAS* | AW
5103896 | UNKNOWN |  | RANN Chlorinator /CHMF-GAS |  | NJPG | C | NJPG-PG-RANN. | P203 | OOS | INAC INST | HUSSAARM | 2013-10-13 | 370 HARDING HWY |  |  |  |  | CHLORINE (GAS) | FLOW PACING | 0.000 UN |  |  | CHLORINATOR | AW
5141418 | WALLACE-TIERNAN | NJHH-7-CLCL-1 | DRWTP-TRMT PRE-CHLRNTR BA51355 /CHMF-GAS |  | NJBC | C | NJBC-BU-DRWTP-TRMT | P203 | INSV | INST | HUSSAARM | 2013-10-13 | 213 CARRIAGE LANE |  | BA51355 | [7 empty] | CHLORINATOR | AW
5141421 | WALLACE-TIERNAN | NJHH-7-CLCL-2 | DRWTP-TRMT INT-CHLRNTR BA51357 /CHMF-GAS |  | NJBC | C | NJBC-BU-DRWTP-TRMT | P203 | INSV | INST | HUSSAARM | 2013-10-13 | 213 CARRIAGE LANE |  | BA51357 | [7 empty] | CHLORINATOR | AW
5141425 | WALLACE-TIERNAN | NJHH-7-CLCL-3 | DRWTP-TRMT PST-CHLRNTR BA51356 /CHMF-GAS |  | NJBC | C | NJBC-BU-DRWTP-TRMT | P203 | INSV | INST | HUSSAARM | 2013-10-13 | 213 CARRIAGE LANE |  | BA51356 |  |  | WATER |  |  |  |  | CHLORINATOR | AW
5141447 | UNKNOWN | NJHH-7-CLED-1 | DRWTP-TRMT PRE-CL2 EDCTR-INJCT /CHMF-GAS |  | NJBC | C | NJBC-BU-DRWTP-TRMT | P203 | INSV | INST | HUSSAARM | 2013-10-13 | 213 CARRIAGE LANE |  | E-1 | [7 empty] | EDUCTOR | AW
5141450 | UNKNOWN | NJHH-7-CLED-2 | DRWTP-TRMT INT-CL2 EDCTR-INJCT /CHMF-GAS |  | NJBC | C | NJBC-BU-DRWTP-TRMT | P203 | INSV | INST | HUSSAARM | 2013-10-13 | 213 CARRIAGE LANE |  | E-3 | [7 empty] | EDUCTOR | AW
5141453 | UNKNOWN | NJHH-7-CLED-3 | DRWTP-TRMT PST-CL2 EDCTR-INJCT /CHMF-GAS |  | NJBC | C | NJBC-BU-DRWTP-TRMT | P203 | INSV | INST | HUSSAARM | 2013-10-13 | 213 CARRIAGE LANE |  |  |  |  | WATER |  |  |  |  | EDUCTOR | AW
5141456 | UNKNOWN | NJHH-7-CLED-4 | DRWTP-TRMT FIN/HS DISC E-INJCT /CHMF-GAS |  | NJBC | C | NJBC-BU-DRWTP-TRMT | P203 | INSV | INST | HUSSAARM | 2013-10-13 | 213 CARRIAGE LANE | [9 empty] | EDUCTOR | AW
5141459 | UNKNOWN | NJHH-7-CLED-5 | DRWTP-TRMT SPARE EDCTR-INJCT /CHMF-GAS |  | NJBC | C | NJBC-BU-DRWTP-TRMT | P203 | INSV | INST | HUSSAARM | 2013-10-13 | 213 CARRIAGE LANE |  |  |  |  | WATER |  | 0.000 UN |  |  | EDUCTOR | AW
5141471 | WALLACE-TIERNAN | NJHH-7-CLVR-1 | DRWTP-TRMT CL2 VAC REG CHK 1 /CHMF-GAS |  | NJBC | C | NJBC-BU-DRWTP-TRMT | P203 | INSV | INST | HUSSAARM | 2013-10-13 | 213 CARRIAGE LANE |  | AAB-2507 |  |  | WATER |  |  |  |  | CHLORINATOR | AW
5141474 | WALLACE-TIERNAN | NJHH-7-CLVR-2 | DRWTP-TRMT CL2 VAC REG CHK 2 /CHMF-GAS |  | NJBC | C | NJBC-BU-DRWTP-TRMT | P203 | INSV | INST | HUSSAARM | 2013-10-13 | 213 CARRIAGE LANE |  | AAA-1154 |  |  | WATER |  |  |  |  | CHLORINATOR | AW
5141476 | WALLACE-TIERNAN | NJHH-7-CLVR-3 | DRWTP-TRMT CL2 VAC REG CHK 3 /CHMF-GAS |  | NJBC | C | NJBC-BU-DRWTP-TRMT | P203 | INSV | INST | HUSSAARM | 2013-10-13 | 213 CARRIAGE LANE |  | AAA-1157 |  |  | WATER |  |  |  |  | CHLORINATOR | AW
5141479 | WALLACE-TIERNAN | NJHH-7-CLVR-4 | DRWTP-TRMT CL2 VAC REG CHK 4 /CHMF-GAS |  | NJBC | C | NJBC-BU-DRWTP-TRMT | P203 | INSV | INST | HUSSAARM | 2013-10-13 | 213 CARRIAGE LANE |  | AAA-1154 |  |  | WATER |  |  |  |  | CHLORINATOR | AW
5141481 | WALLACE-TIERNAN | NJHH-7-CLVR-5 | DRWTP-TRMT CL2 VAC REG CHK 5 /CHMF-GAS |  | NJBC | C | NJBC-BU-DRWTP-TRMT | P203 | INSV | INST | HUSSAARM | 2013-10-13 | 213 CARRIAGE LANE |  | AAB-1753 |  |  | WATER |  |  |  |  | CHLORINATOR | AW

## Chemical Dry Feeder
Equipment |  | Inventory no. | Description | Full Name | AuthorizGroup | EquipCategory | Functional Loc. | Planning plant | User status | System status | Created by | Created on | Street | Size/dimens. | ManufSerialNo. | ManufPartNo. | Install. date | Application | Chm-Dosing Control | Chm-Feed Rate | Chm-Feed Rate UOM | Chm-Material | Dry Feeder Type | Owned By | Special Mtn Note | Special Mtn Note Det
5141146 | WALLACE-TIERNAN | NJHH-7-CFDR-10 | DRWTP-TRMT-LIME SLKR 1 GRAV /CHMF-DRY |  | NJBC | C | NJBC-BU-DRWTP-TRMT-LIME | P203 | INSV | INST | HUSSAARM | 2013-10-13 | 213 CARRIAGE LANE | [6 empty] | 0.000 UN |  |  | VOLUMETRIC DRY FEEDER | AW
5141148 | WALLACE-TIERNAN | NJHH-7-CFDR-11 | DRWTP-TRMT-LIME SLKR 1 TUB /CHMF-DRY |  | NJBC | C | NJBC-BU-DRWTP-TRMT-LIME | P203 | INSV | INST | HUSSAARM | 2013-10-13 | 213 CARRIAGE LANE | [6 empty] | 0.000 UN |  |  | VOLUMETRIC DRY FEEDER | AW
5141150 | WALLACE-TIERNAN | NJHH-7-CFDR-12 | DRWTP-TRMT-LIME SLKR 1 GRIT /CHMF-DRY |  | NJBC | C | NJBC-BU-DRWTP-TRMT-LIME | P203 | INSV | INST | HUSSAARM | 2013-10-13 | 213 CARRIAGE LANE | [6 empty] | 0.000 UN |  |  | VOLUMETRIC DRY FEEDER | AW
5141152 | WALLACE-TIERNAN | NJHH-7-CFDR-14 | DRWTP-TRMT-LIME SLKR 1 SLURRY /CHMF-DRY |  | NJBC | C | NJBC-BU-DRWTP-TRMT-LIME | P203 | INSV | INST | HUSSAARM | 2013-10-13 | 213 CARRIAGE LANE | [9 empty] | VOLUMETRIC DRY FEEDER | AW
5141154 | WALLACE-TIERNAN | NJHH-7-CFDR-15 | DRWTP-TRMT-LIME SLKR 2 GRAV /CHMF-DRY |  | NJBC | C | NJBC-BU-DRWTP-TRMT-LIME | P203 | INSV | INST | HUSSAARM | 2013-10-13 | 213 CARRIAGE LANE |  | 8501300621 | [7 empty] | VOLUMETRIC DRY FEEDER | AW
5141156 | WALLACE-TIERNAN | NJHH-7-CFDR-16 | DRWTP-TRMT-LIME SLKR 2 TUB /CHMF-DRY |  | NJBC | C | NJBC-BU-DRWTP-TRMT-LIME | P203 | INSV | INST | HUSSAARM | 2013-10-13 | 213 CARRIAGE LANE | [6 empty] | 0.000 UN |  |  | VOLUMETRIC DRY FEEDER | AW
5141158 | WALLACE-TIERNAN | NJHH-7-CFDR-17 | DRWTP-TRMT-LIME SLKR 2 GRIT /CHMF-DRY |  | NJBC | C | NJBC-BU-DRWTP-TRMT-LIME | P203 | INSV | INST | HUSSAARM | 2013-10-13 | 213 CARRIAGE LANE | [9 empty] | VOLUMETRIC DRY FEEDER | AW
5141160 | WALLACE-TIERNAN | NJHH-7-CFDR-19 | DRWTP-TRMT-LIME SLKR 2 SLURRY /CHMF-DRY |  | NJBC | C | NJBC-BU-DRWTP-TRMT-LIME | P203 | INSV | INST | HUSSAARM | 2013-10-13 | 213 CARRIAGE LANE | [6 empty] | 0.000 UN |  |  | VOLUMETRIC DRY FEEDER | AW
5141162 | WALLACE-TIERNAN | NJHH-7-CFDR-20 | DRWTP-TRMT KMnO4 VOL SCREW 1 /CHMF-DRY |  | NJBC | C | NJBC-BU-DRWTP-TRMT | P203 | INSV | INST | HUSSAARM | 2013-10-13 | 213 CARRIAGE LANE | [9 empty] | VOLUMETRIC DRY FEEDER | AW
5141165 | WALLACE-TIERNAN | NJHH-7-CFDR-22 | DRWTP-TRMT KMnO4 VOL SCREW 2 /CHMF-DRY |  | NJBC | C | NJBC-BU-DRWTP-TRMT | P203 | INSV | INST | HUSSAARM | 2013-10-13 | 213 CARRIAGE LANE | [6 empty] | 0.000 UN |  |  | VOLUMETRIC DRY FEEDER | AW
5141168 | WALLACE-TIERNAN | NJHH-7-CFDR-24 | DRWTP-TRMT ZETA GRAV THICKNR /CHMF-DRY |  | NJBC | C | NJBC-BU-DRWTP-TRMT | P203 | INSV | INST | HUSSAARM | 2013-10-13 | 213 CARRIAGE LANE | [9 empty] | VOLUMETRIC DRY FEEDER | AW
5141171 | WALLACE-TIERNAN | NJHH-7-CFDR-25 | DRWTP-TRMT ZETA GRAV TK /CHMF-DRY |  | NJBC | C | NJBC-BU-DRWTP-TRMT | P203 | INSV | INST | HUSSAARM | 2013-10-13 | 213 CARRIAGE LANE | [9 empty] | VOLUMETRIC DRY FEEDER | AW
5141174 | WALLACE-TIERNAN | NJHH-7-CFDR-26 | DRWTP-TRMT ZETA FILT PRESS VOL /CHMF-DRY |  | NJBC | C | NJBC-BU-DRWTP-TRMT | P203 | INSV | INST | HUSSAARM | 2013-10-13 | 213 CARRIAGE LANE | [9 empty] | VOLUMETRIC DRY FEEDER | AW
5141177 | WALLACE-TIERNAN | NJHH-7-CFDR-27 | DRWTP-TRMT ZETA FILT PRESS TK /CHMF-DRY |  | NJBC | C | NJBC-BU-DRWTP-TRMT | P203 | INSV | INST | HUSSAARM | 2013-10-13 | 213 CARRIAGE LANE | [9 empty] | VOLUMETRIC DRY FEEDER | AW
5141180 | WALLACE-TIERNAN | NJHH-7-CFDR-28 | DRWTP-RWPS KMnO4 VOL /CHMF-DRY |  | NJBC | C | NJBC-BU-DRWTP-RWPS | P203 | INSV | INST | HUSSAARM | 2013-10-13 | 213 CARRIAGE LN | [9 empty] | VOLUMETRIC DRY FEEDER | AW
5141186 | WALLACE-TIERNAN | NJHH-7-CFDR-31 | DRWTP-LLPS KMnO4 VOL /CHMF-DRY |  | NJBC | C | NJBC-BU-DRWTP-LLPS | P203 | INSV | INST | HUSSAARM | 2013-10-13 | 213 CARRIAGE LANE | [9 empty] | VOLUMETRIC DRY FEEDER | AW
5141189 | UNKNOWN | NJHH-7-CFDR-34 | DRWTP-LLPS SULFATE VOL /CHMF-DRY |  | NJBC | C | NJBC-BU-DRWTP-LLPS | P203 | INSV | INST | HUSSAARM | 2013-10-13 | 213 CARRIAGE LANE | [9 empty] | VOLUMETRIC DRY FEEDER | AW
5141192 | UNKNOWN | NJHH-7-CFDR-39 | DRWTP-TRMT-LIME STORAGE SILO /CHMF-DRY |  | NJBC | C | NJBC-BU-DRWTP-TRMT-LIME | P203 | INSV | INST | HUSSAARM | 2013-10-13 | 213 CARRIAGE LANE | [9 empty] | VOLUMETRIC DRY FEEDER | AW

## Chemical Piping
Equipment |  | Inventory no. | Description | Full Name | AuthorizGroup | EquipCategory | Functional Loc. | Planning plant | User status | System status | Created by | Created on | Street | Size/dimens. | ManufSerialNo. | ManufPartNo. | Install. date | Application | Chemical Piping Type | Chm-Dosing Control | Chm-Feed Rate | Chm-Feed Rate UOM | Chm-Material | Owned By | Special Mtn Note | Special Mtn Note Det
5088114 | UNKNOWN |  | CHURCHRCHL HypoChlor XFR /CHEM-PIP |  | NJBC | C | NJBC-BU-CHURC | P203 | INSV | INST | HUSSAARM | 2013-10-12 | CHURCH ROAD | [5 empty] | LIQUID |  | 0.000 UN |  |  | AW
5142043 | UNKNOWN |  | HIGHLAND-W27 Phosphate Feed /CHEM-PIP |  | NJBC | C | NJBC-BU-HIGHL | P203 | INSV | INST | HUSSAARM | 2013-10-13 | 1007 Highland Ave |  |  |  |  | ZINC ORTHOPHOSPHATE | LIQUID |  | 0.000 UN |  |  | AW
5142044 | UNKNOWN |  | HIGHLAND-W27 Caustic Feed /CHEM-PIP |  | NJBC | C | NJBC-BU-HIGHL-W27. | P203 | INSV | INST | HUSSAARM | 2013-10-13 | 1007 HIGHLAND AVE |  |  |  |  | SODIUM HYDROXIDE | LIQUID |  | 0.000 UN |  |  | AW
5142045 | UNKNOWN |  | HIGHLAND-W27 Hypochlorite Feed /CHEM-PIP |  | NJBC | C | NJBC-BU-HIGHL-W27. | P203 | INSV | INST | HUSSAARM | 2013-10-13 | 1007 HIGHLAND AVE |  |  |  |  | SODIUM HYPOCHLORITE | LIQUID |  | 0.000 UN |  |  | AW
5142047 | UNKNOWN |  | SUNBURY Hypochlorite Feed /CHEM-PIP |  | NJBC | C | NJBC-PB-SUNBU | P203 | INSV | INST | HUSSAARM | 2013-10-13 | 221 NORCROSS LN |  |  |  |  | SODIUM HYPOCHLORITE | LIQUID |  | 0.000 UN |  |  | AW
5142049 | UNKNOWN |  | POMONA Phosphate Feed /CHEM-PIP |  | NJBC | C | NJBC-BU-POMON | P203 | INSV | INST | HUSSAARM | 2013-10-13 | 915 POMONA ROAD |  |  |  |  | ZINC ORTHOPHOSPHATE | LIQUID |  | 0.000 UN |  |  | AW
5142050 | UNKNOWN |  | POMONA-ALB-W14 HYPOCHLOR FD /CHEM-PIP |  | NJBC | C | NJBC-BU-POMON-ALB.-W14. | P203 | INSV | INST | HUSSAARM | 2013-10-13 | 2712 NEW ALBANY RD |  |  |  |  | SODIUM HYPOCHLORITE | LIQUID |  | 0.000 UN |  |  | AW
5142051 | UNKNOWN |  | POMONA-ALB-W14 Phosphate Feed /CHEM-PIP |  | NJBC | C | NJBC-BU-POMON-ALB.-W14. | P203 | INSV | INST | HUSSAARM | 2013-10-13 | 2712 NEW ALBANY RD |  |  |  |  | WATER | LIQUID |  | 0.000 UN |  |  | AW
5142052 | UNKNOWN |  | COOPER Caustic Transfer /CHEM-PIP |  | NJBC | C | NJBC-BU-COOPE | P203 | INSV | INST | HUSSAARM | 2013-10-13 | 100 HENDRICKSON AVE |  |  |  |  | SODIUM HYDROXIDE | LIQUID | OTHER |  | GPM | PLASTIC | AW
5142054 | UNKNOWN |  | POMONA-ALB-W26 HYPOCHLOR FD /CHEM-PIP |  | NJBC | C | NJBC-BU-POMON-ALB.-W26. | P203 | INSV | INST | HUSSAARM | 2013-10-13 | 2712 NEW ALBANY RD |  |  |  |  | SODIUM HYPOCHLORITE | LIQUID |  | 0.000 UN |  |  | AW
5142055 | UNKNOWN |  | COOPER-IVY-W22 HYPOCHLOR FD /CHEM-PIP |  | NJBC | C | NJBC-BU-COOPE-IVY.-W22. | P203 | INSV | INST | HUSSAARM | 2013-10-13 | 213 IVY RD |  |  |  |  | SODIUM HYPOCHLORITE | LIQUID | OTHER | 0.000 UN | GPM | PLASTIC | AW
5142056 | WALLACE-TIERNAN |  | POMONA-W12 Caustic Feed /CHEM-PIP |  | NJBC | C | NJBC-BU-POMON-W12. | P203 | INSV | INST | HUSSAARM | 2013-10-13 | 915 POMONA RD |  |  |  |  | SODIUM HYDROXIDE | LIQUID |  | 0.000 UN |  |  | AW
5142057 | UNKNOWN |  | POMONA-W12 Hypochlorite Feed /CHEM-PIP |  | NJBC | C | NJBC-BU-POMON-W12. | P203 | INSV | INST | HUSSAARM | 2013-10-13 | 915 POMONA RD |  |  |  |  | SODIUM HYPOCHLORITE | LIQUID |  | 0.000 UN |  |  | AW
5142058 | UNKNOWN |  | STEPHENS-W28 Hypochlorite Feed /CHEM-PIP |  | NJBC | C | NJBC-BU-STEPH-W28. | P203 | OOS | INST | HUSSAARM | 2013-10-13 | 208 STEPHEN DR |  |  |  |  | SODIUM HYPOCHLORITE | LIQUID |  |  |  |  | AW
5142059 | UNKNOWN |  | ASHLAND Phosphate Feed /CHEM-PIP |  | NJBC | C | NJBC-CM-ASHLA | P203 | INSV | INST | HUSSAARM | 2013-10-13 | 107 ATLANTIC AVE |  |  |  |  | WATER | LIQUID |  | 0.000 UN |  |  | AW
5142061 | UNKNOWN |  | BROWNING HYPOCHLOR XFR /CHEM-PIP |  | NJBC | C | NJBC-CM-BROWN | P203 | INSV | INST | HUSSAARM | 2013-10-13 | BROWINING LANE |  |  |  |  | SODIUM HYPOCHLORITE | LIQUID |  | 0.000 UN |  |  | AW
5142062 | UNKNOWN |  | CAMDEN Hypochlorite Transfer /CHEM-PIP |  | NJBC | C | NJBC-CM-CASTA | P203 | INSV | INST | HUSSAARM | 2013-10-13 | 791 N 30TH ST | [5 empty] | LIQUID |  | 0.000 UN |  |  | AW
5142063 | UNKNOWN |  | HIGHLAND Caustic Transfer /CHEM-PIP |  | NJBC | C | NJBC-BU-HIGHL | P203 | INSV | INST | HUSSAARM | 2013-10-13 | 1007 Highland Ave |  |  |  |  | SODIUM HYDROXIDE | LIQUID |  | 0.000 UN |  |  | AW
5142064 | UNKNOWN |  | GIBBSSTA Phosphate Feed /CHEM-PIP |  | NJBC | C | NJBC-CM-GBSTA | P203 | INSV | INST | HUSSAARM | 2013-10-13 | 1 LINDEN AVE |  |  |  |  | ZINC ORTHOPHOSPHATE | LIQUID |  | 0.000 UN |  |  | AW
5142066 | UNKNOWN |  | HADDONHTS Caustic Transfer /CHEM-PIP |  | NJBC | C | NJBC-CM-HAHTS | P203 | INSV | INST | HUSSAARM | 2013-10-13 | 614 W. Atlantic Ave |  |  |  |  | SODIUM HYDROXIDE | LIQUID |  | 0.000 UN |  |  | AW
5142068 | UNKNOWN |  | HADDONHTS Caustic Feed #1 /CHEM-PIP |  | NJBC | C | NJBC-CM-HAHTS | P203 | INSV | INST | HUSSAARM | 2013-10-13 | 614 W. Atlantic Ave |  |  |  |  | SODIUM HYDROXIDE | LIQUID |  | 0.000 UN |  |  | AW
5142069 | UNKNOWN |  | HADDONHTS Caustic Feed #2 /CHEM-PIP |  | NJBC | C | NJBC-CM-HAHTS | P203 | INSV | INST | HUSSAARM | 2013-10-13 | 614 W. Atlantic Ave |  |  |  |  | SODIUM HYDROXIDE | LIQUID |  | 0.000 UN |  |  | AW
5142070 | UNKNOWN |  | HADDONHTS HYPOCHLOR XFR /CHEM-PIP |  | NJBC | C | NJBC-CM-HAHTS | P203 | INSV | INST | HUSSAARM | 2013-10-13 | 614 W. Atlantic Ave |  |  |  |  | SODIUM HYPOCHLORITE | LIQUID |  | 0.000 UN |  |  | AW
5142041 | UNKNOWN |  | COOPER Caustic Feed #2 /CHEM-PIP |  | NJBC | C | NJBC-BU-COOPE | P203 | INSV | INST | HUSSAARM | 2013-10-13 | 100 HENDRICKSON AVE | [5 empty] | LIQUID |  |  |  |  | AW
5142009 | UNKNOWN |  | HADDONHTS Hypochlorite Feed #1 /CHEM-PIP |  | NJBC | C | NJBC-CM-HAHTS | P203 | INSV | INST | HUSSAARM | 2013-10-13 | 614 W. Atlantic Ave |  |  |  |  | SODIUM HYPOCHLORITE | LIQUID |  | 0.000 UN |  |  | AW
5142010 | UNKNOWN |  | HADDONHTS Hypochlorite Feed #2 /CHEM-PIP |  | NJBC | C | NJBC-CM-HAHTS | P203 | INSV | INST | HUSSAARM | 2013-10-13 | 614 W. Atlantic Ave |  |  |  |  | SODIUM HYPOCHLORITE | LIQUID |  | 0.000 UN |  |  | AW
5142013 | UNKNOWN |  | BROWNING Hypochlorite Feed #2 /CHEM-PIP |  | NJBC | C | NJBC-CM-BROWN | P203 | INSV | INST | HUSSAARM | 2013-10-13 | BROWINING LANE |  |  |  |  | SODIUM HYPOCHLORITE | LIQUID |  | 0.000 UN |  |  | AW
5142014 | UNKNOWN |  | GIBBSSTA Hypochlorite Feed #2 /CHEM-PIP |  | NJBC | C | NJBC-CM-GBSTA | P203 | INSV | INST | HUSSAARM | 2013-10-13 | 1 LINDEN AVE |  |  |  |  | SODIUM HYPOCHLORITE | LIQUID |  | 0.000 UN |  |  | AW
5142015 | UNKNOWN |  | MAGNOLIA Hypochlorite Transfer /CHEM-PIP |  | NJBC | C | NJBC-CM-MAGNO | P203 | INSV | INST | HUSSAARM | 2013-10-13 | 625 N WALNUT AVENUE |  |  |  |  | SODIUM HYPOCHLORITE | LIQUID |  | 0.000 UN |  |  | AW
5142019 | UNKNOWN |  | OTTERBROOK Phosphate /CHEM-PIP |  | NJBC | C | NJBC-CM-OTTER | P203 | INSV | INST | HUSSAARM | 2013-10-13 | 900 SAN JOSE DR |  |  |  |  | ZINC ORTHOPHOSPHATE | LIQUID | FEEDBACK | 0.000 UN | GPD | PLASTIC | AW
5142020 | UNKNOWN |  | CHURCHRCHL SODHYP City /CHEM-PIP |  | NJBC | C | NJBC-BU-CHURC | P203 | INSV | INST | HUSSAARM | 2013-10-13 | CHURCH ROAD |  |  |  |  | SODIUM HYPOCHLORITE | LIQUID | FEEDBACK | 0.000 UN | GPD | PLASTIC | AW
5142021 | UNKNOWN |  | CHURCHRCHL SODHYP County /CHEM-PIP |  | NJBC | C | NJBC-BU-CHURC | P203 | INSV | INST | HUSSAARM | 2013-10-13 | CHURCH ROAD |  |  |  |  | SODIUM HYPOCHLORITE | LIQUID | FEEDBACK | 0.000 UN | GPD | PLASTIC | AW
5142022 | UNKNOWN |  | COOPER Phosphate Feed #2 /CHEM-PIP |  | NJBC | C | NJBC-BU-COOPE | P203 | INSV | INST | HUSSAARM | 2013-10-13 | 100 HENDRICKSON AVE |  |  |  |  | ZINC ORTHOPHOSPHATE | LIQUID | FEEDBACK |  | GPD | PLASTIC | AW
5142023 | UNKNOWN |  | OLDORCHARD HYPOCHLOR FD1 /CHEM-PIP |  | NJBC | C | NJBC-CM-OLDOR | P203 | INSV | INST | HUSSAARM | 2013-10-13 | ROUTE 70 EAST AT OLD ORCHARD ROAD |  |  |  |  | SODIUM HYPOCHLORITE | LIQUID | FEEDBACK | 0.000 UN | GPD | PLASTIC | AW
5142024 | UNKNOWN |  | OLDORCHARD HYPOCHLOR FD2 /CHEM-PIP |  | NJBC | C | NJBC-CM-OLDOR | P203 | INSV | INST | HUSSAARM | 2013-10-13 | ROUTE 70 EAST AT OLD ORCHARD ROAD |  |  |  |  | SODIUM HYPOCHLORITE | LIQUID | FEEDBACK | 0.000 UN | GPD | PLASTIC | AW
5142025 | UNKNOWN |  | OLDORCHARD Phosphate Feed /CHEM-PIP |  | NJBC | C | NJBC-CM-OLDOR | P203 | INSV | INST | HUSSAARM | 2013-10-13 | ROUTE 70 EAST AT OLD ORCHARD ROAD |  |  |  |  | ZINC ORTHOPHOSPHATE | LIQUID | FEEDBACK | 0.000 UN | GPD | PLASTIC | AW
5142027 | UNKNOWN |  | MAGNOLIA Hypochlorite Feed #1 /CHEM-PIP |  | NJBC | C | NJBC-CM-MAGNO | P203 | INSV | INST | HUSSAARM | 2013-10-13 | 625 N WALNUT AVENUE |  |  |  |  | SODIUM HYPOCHLORITE | LIQUID | FEEDBACK | 0.000 UN | GPD | PLASTIC | AW
5142029 | UNKNOWN |  | MAGNOLIA Hypochlorite Feed #2 /CHEM-PIP |  | NJBC | C | NJBC-CM-MAGNO | P203 | INSV | INST | HUSSAARM | 2013-10-13 | 625 N WALNUT AVENUE |  |  |  |  | SODIUM HYPOCHLORITE | LIQUID | FEEDBACK | 0.000 UN | GPD | PLASTIC | AW
5142031 | UNKNOWN |  | MAGNOLIA Phosphate Feed /CHEM-PIP |  | NJBC | C | NJBC-CM-MAGNO | P203 | INSV | INST | HUSSAARM | 2013-10-13 | 625 N WALNUT AVENUE |  |  |  |  | ZINC ORTHOPHOSPHATE | LIQUID | FEEDBACK | 0.000 UN | GPD | PLASTIC | AW
5142033 | SEVERN TRENT |  | GLOUCESTERBS Chlor HypoGen /CHEM-PIP |  | NJBC | C | NJBC-GL-GLBST | P203 | INSV | INST | HUSSAARM | 2013-10-13 | 491 HARRISON AVE |  |  |  |  | SODIUM HYPOCHLORITE | LIQUID | FEEDBACK | 0.000 UN | GPD | PLASTIC | AW
5142035 | UNKNOWN |  | FELLOWSHIP HYPOCHLOR XFR /CHEM-PIP |  | NJBC | C | NJBC-BU-FELLO | P203 | INSV | INST | HUSSAARM | 2013-10-13 | 3 SPRINGDALE RD |  | 913018 |  |  | SODIUM HYPOCHLORITE | LIQUID |  | 0.000 UN |  | PLASTIC | AW
5142036 | UNKNOWN |  | COOPER Phosphate Feed #1 /CHEM-PIP |  | NJBC | C | NJBC-BU-COOPE | P203 | INSV | INST | HUSSAARM | 2013-10-13 | 100 HENDRICKSON AVE | [5 empty] | LIQUID |  |  |  |  | AW
5142037 | UNKNOWN |  | COOPER Hypochlorite Feed #1 /CHEM-PIP |  | NJBC | C | NJBC-BU-COOPE | P203 | INSV | INST | HUSSAARM | 2013-10-13 | 100 HENDRICKSON AVE | [5 empty] | LIQUID |  |  |  |  | AW
5142038 | UNKNOWN |  | COOPER Hypochlorite Feed #2 /CHEM-PIP |  | NJBC | C | NJBC-BU-COOPE | P203 | INSV | INST | HUSSAARM | 2013-10-13 | 100 HENDRICKSON AVE | [5 empty] | LIQUID |  |  |  |  | AW
5142039 | UNKNOWN |  | COOPER Caustic Feed #1 /CHEM-PIP |  | NJBC | C | NJBC-BU-COOPE | P203 | INSV | INST | HUSSAARM | 2013-10-13 | 100 HENDRICKSON AVE | [5 empty] | LIQUID |  |  |  |  | AW
5142040 | UNKNOWN |  | FELLOWSHIP HYPOCHLOR FD1 /CHEM-PIP |  | NJBC | C | NJBC-BU-FELLO | P203 | INSV | INST | HUSSAARM | 2013-10-13 | 3 SPRINGDALE RD |  |  |  |  | SODIUM HYPOCHLORITE | LIQUID |  | 0.000 UN |  | PLASTIC | AW
5143000 | UNKNOWN |  | GIBBSSTA Hypochlorite Transfer /CHEM-PIP |  | NJBC | C | NJBC-CM-GBSTA | P203 | INSV | INST | HUSSAARM | 2013-10-13 | 1 LINDEN AVE |  | 1113080 |  |  | SODIUM HYPOCHLORITE | LIQUID | OTHER | 0.000 UN |  | PLASTIC | AW
5143001 | UNKNOWN |  | OTTERBRK HYPOCHLOR FD1 /CHEM-PIP |  | NJBC | C | NJBC-CM-OTTER | P203 | INSV | INST | HUSSAARM | 2013-10-13 | 900 SAN JOSE DR |  |  |  |  | SODIUM HYPOCHLORITE | LIQUID |  | 0.000 UN |  |  | AW
5143004 | UNKNOWN |  | OTTERBRK HYPOCHLOR FD2 /CHEM-PIP |  | NJBC | C | NJBC-CM-OTTER | P203 | INSV | INST | HUSSAARM | 2013-10-13 | 900 SAN JOSE DR |  |  |  |  | SODIUM HYPOCHLORITE | LIQUID |  | 0.000 UN |  |  | AW
5148908 | UNKNOWN |  | BECK Potassium Perm /CHEM-PIP |  | NJLO | C | NJLO-Z1-BECK. | P203 | INSV | INST | HUSSAARM | 2013-10-13 | 1547 High Hill Rd |  |  |  |  | POTASIUM PERMANGANATE | LIQUID |  | 0.000 UN |  |  | AW
5148909 | UNKNOWN |  | BECK Phosphate /CHEM-PIP |  | NJLO | C | NJLO-Z1-BECK. | P203 | INSV | INST | HUSSAARM | 2013-10-13 | 1547 High Hill Rd |  |  |  |  | MISC CORROSION INHIB | LIQUID |  | 0.000 UN |  |  | AW
5148910 | UNKNOWN |  | BECK Cationic Polymer /CHEM-PIP |  | NJLO | C | NJLO-Z1-BECK. | P203 | INSV | INST | HUSSAARM | 2013-10-13 | 1547 High Hill Rd |  |  |  |  | POLYMER CATIONIC | LIQUID |  | 0.000 UN |  |  | AW
5148911 | UNKNOWN |  | BECK Hypo #1 /CHEM-PIP |  | NJLO | C | NJLO-Z1-BECK. | P203 | INSV | INST | HUSSAARM | 2013-10-13 | 1547 High Hill Rd |  |  |  |  | SODIUM HYPOCHLORITE | LIQUID |  | 0.000 UN |  |  | AW
5148912 | UNKNOWN |  | BECK Hypo #2 /CHEM-PIP |  | NJLO | C | NJLO-Z1-BECK. | P203 | INSV | INST | HUSSAARM | 2013-10-13 | 1547 High Hill Rd |  |  |  |  | SODIUM HYPOCHLORITE | LIQUID |  | 0.000 UN |  |  | AW
5148913 | UNKNOWN |  | BECK Hypo #3 /CHEM-PIP |  | NJLO | C | NJLO-Z1-BECK. | P203 | INSV | INST | HUSSAARM | 2013-10-13 | 1547 High Hill Rd |  |  |  |  | SODIUM HYPOCHLORITE | LIQUID |  | 0.000 UN |  |  | AW
5148918 | UNKNOWN |  | BECK Lime Feed 1 /CHEM-PIP |  | NJLO | C | NJLO-Z1-BECK. | P203 | INSV | INST | HUSSAARM | 2013-10-13 | 1547 High Hill Rd |  |  |  |  | LIME (HYDRATED) | LIQUID |  | 0.000 UN |  |  | AW
5148919 | UNKNOWN |  | BECK Lime Feed 2 /CHEM-PIP |  | NJLO | C | NJLO-Z1-BECK. | P203 | INSV | INST | HUSSAARM | 2013-10-13 | 1547 High Hill Rd |  |  |  |  | LIME (HYDRATED) | LIQUID |  | 0.000 UN |  |  | AW
5148920 | UNKNOWN |  | BIRCH Pre Lime Feed 1 /CHEM-PIP |  | NJLO | C | NJLO-Z1-BIRCH | P203 | INSV | INST | HUSSAARM | 2013-10-13 | 322 BIRCH CREEK ROAD |  |  |  |  | LIME (HYDRATED) | LIQUID |  | 0.000 UN |  |  | AW
5148921 | UNKNOWN |  | BIRCH Pre Lime Feed 2 /CHEM-PIP |  | NJLO | C | NJLO-Z1-BIRCH | P203 | INSV | INST | HUSSAARM | 2013-10-13 | 322 BIRCH CREEK ROAD |  |  |  |  | LIME (HYDRATED) | LIQUID |  | 0.000 UN |  |  | AW
5148922 | UNKNOWN |  | BIRCH Back-up Lime Feed /CHEM-PIP |  | NJLO | C | NJLO-Z1-BIRCH | P203 | INSV | INST | HUSSAARM | 2013-10-13 | 322 BIRCH CREEK ROAD |  |  |  |  | LIME (HYDRATED) | LIQUID |  | 0.000 UN |  |  | AW
5148923 | UNKNOWN |  | BIRCH Potassium Perm /CHEM-PIP |  | NJLO | C | NJLO-Z1-BIRCH | P203 | INSV | INST | HUSSAARM | 2013-10-13 | 322 BIRCH CREEK ROAD |  |  |  |  | POTASIUM PERMANGANATE | LIQUID |  | 0.000 UN |  |  | AW
5148924 | UNKNOWN |  | BIRCH Back-up Potassium Perm /CHEM-PIP |  | NJLO | C | NJLO-Z1-BIRCH | P203 | INSV | INST | HUSSAARM | 2013-10-13 | 322 BIRCH CREEK ROAD |  |  |  |  | POTASIUM PERMANGANATE | LIQUID |  | 0.000 UN |  |  | AW
5148925 | UNKNOWN |  | BIRCH Phosphate /CHEM-PIP |  | NJLO | C | NJLO-Z1-BIRCH | P203 | INSV | INST | HUSSAARM | 2013-10-13 | 322 BIRCH CREEK ROAD |  |  |  |  | MISC CORROSION INHIB | LIQUID |  | 0.000 UN |  |  | AW
5148926 | UNKNOWN |  | BIRCH Back-up Phosphate /CHEM-PIP |  | NJLO | C | NJLO-Z1-BIRCH | P203 | INSV | INST | HUSSAARM | 2013-10-13 | 322 BIRCH CREEK ROAD |  |  |  |  | MISC CORROSION INHIB | LIQUID |  | 0.000 UN |  |  | AW
5148928 | UNKNOWN |  | PURE Lime Feed /CHEM-PIP |  | NJLO | C | NJLO-Z1-PURE. | P203 | INSV | INST | HUSSAARM | 2013-10-13 | 2255 High Hill Rd |  |  |  |  | LIME (HYDRATED) | LIQUID |  |  |  |  | AW
5148929 | UNKNOWN |  | PURE Phosphate /CHEM-PIP |  | NJLO | C | NJLO-Z1-PURE. | P203 | INSV | INST | HUSSAARM | 2013-10-13 | 2255 High Hill Rd |  |  |  |  | MISC CORROSION INHIB | LIQUID |  |  |  |  | AW
5148930 | UNKNOWN |  | PURE Hypo /CHEM-PIP |  | NJLO | C | NJLO-Z1-PURE. | P203 | INSV | INST | HUSSAARM | 2013-10-13 | 2255 High Hill Rd |  |  |  |  | SODIUM HYPOCHLORITE | LIQUID |  |  |  |  | AW
5156738 | UNKNOWN | NJHH-7-COZP-1 | DRWTP-TRMT-O3 Roof Piping /CHEM-PIP |  | NJBC | C | NJBC-BU-DRWTP-TRMT-OZNE | P203 | INSV | INST | HUSSAARM | 2013-10-13 | 213 CARRIAGE LANE | [5 empty] | GASEOUS |  | 0.000 UN |  |  | AW
5142099 | UNKNOWN |  | ELMTREE-W26 Hypochlorite Feed /CHEM-PIP |  | NJBC | C | NJBC-CM-ELMTR-W26. | P203 | INSV | INST | HUSSAARM | 2013-10-13 | 16 THOMAS RD | [5 empty] | LIQUID |  |  |  |  | AW
5142072 | UNKNOWN |  | HADDONHTS Phosphate Feed /CHEM-PIP |  | NJBC | C | NJBC-CM-HAHTS | P203 | INSV | INST | HUSSAARM | 2013-10-13 | 614 W. Atlantic Ave |  |  |  |  | ZINC ORTHOPHOSPHATE | LIQUID |  | 0.000 UN |  |  | AW
5142073 | UNKNOWN |  | LAURELSP Phosphate Feed #1 /CHEM-PIP |  | NJBC | C | NJBC-CM-LAURE | P203 | INSV | INST | HUSSAARM | 2013-10-13 | 820 GRAND AVENUE |  |  |  |  | ZINC ORTHOPHOSPHATE | LIQUID |  | 0.000 UN |  |  | AW
5142074 | UNKNOWN |  | LAURELSP Hypochlorite Feed #2 /CHEM-PIP |  | NJBC | C | NJBC-CM-LAURE | P203 | INSV | INST | HUSSAARM | 2013-10-13 | 820 GRAND AVENUE |  |  |  |  | SODIUM HYPOCHLORITE | LIQUID |  | 0.000 UN |  |  | AW
5142075 | UNKNOWN |  | LAURELSP Phosphate Feed #2 /CHEM-PIP |  | NJBC | C | NJBC-CM-LAURE | P203 | INSV | INST | HUSSAARM | 2013-10-13 | 820 GRAND AVENUE |  |  |  |  | ZINC ORTHOPHOSPHATE | LIQUID |  | 0.000 UN |  |  | AW
5142076 | UNKNOWN |  | KINGSTON Hypochlorite Feed /CHEM-PIP |  | NJBC | C | NJBC-CM-KINGS | P203 | INSV | INST | HUSSAARM | 2013-10-13 | 514 HOWARD RD |  |  |  |  | SODIUM HYPOCHLORITE | LIQUID |  | 0.000 UN |  |  | AW
5142077 | UNKNOWN |  | KINGSTON Caustic Feed /CHEM-PIP |  | NJBC | C | NJBC-CM-KINGS | P203 | INSV | INST | HUSSAARM | 2013-10-13 | 514 HOWARD RD |  |  |  |  | ZINC ORTHOPHOSPHATE | LIQUID |  | 0.000 UN |  |  | AW
5142078 | UNKNOWN |  | MURRAY Hydrogen Peroxide Feed /CHEM-PIP |  | NJBC | C | NJBC-CM-MURRA | P203 | INSV | INST | HUSSAARM | 2013-10-13 | 802 MURRAY AVE |  |  |  |  | HYDROGEN PEROXIDE | LIQUID |  | 0.000 UN |  |  | AW
5142080 | UNKNOWN |  | MURRAY Hypochlorite Feed /CHEM-PIP |  | NJBC | C | NJBC-CM-MURRA | P203 | INSV | INST | HUSSAARM | 2013-10-13 | 802 MURRAY AVE |  |  |  |  | SODIUM HYPOCHLORITE | LIQUID |  | 0.000 UN |  |  | AW
5142081 | UNKNOWN |  | OLDORCHARD HYPOCHLOR XFR /CHEM-PIP |  | NJBC | C | NJBC-CM-OLDOR | P203 | INSV | INST | HUSSAARM | 2013-10-13 | ROUTE 70 EAST AT OLD ORCHARD ROAD |  |  |  |  | SODIUM HYPOCHLORITE | LIQUID |  | 0.000 UN |  |  | AW
5142082 | UNKNOWN |  | ASHLAND Hypochlorite Feed /CHEM-PIP |  | NJBC | C | NJBC-CM-ASHLA | P203 | INSV | INST | HUSSAARM | 2013-10-13 | 107 ATLANTIC AVE |  |  |  |  | WATER | LIQUID |  | 0.000 UN |  |  | AW
5142083 | UNKNOWN |  | BROWNING Hypochlorite Feed #1 /CHEM-PIP |  | NJBC | C | NJBC-CM-BROWN | P203 | INSV | INST | HUSSAARM | 2013-10-13 | BROWINING LANE |  |  |  |  | SODIUM HYPOCHLORITE | LIQUID |  | 0.000 UN |  |  | AW
5142086 | UNKNOWN |  | COLUMBIALK Hypochlorite Feed /CHEM-PIP |  | NJBC | C | NJBC-CM-COLUM | P203 | INSV | INST | HUSSAARM | 2013-10-13 | 330 OAK AVE | [5 empty] | LIQUID |  |  |  |  | AW
5142087 | UNKNOWN |  | GLOUCESTERBS-BST HYPOCHLOR FD2 /CHEM-PIP |  | NJBC | C | NJBC-GL-GLBST-BSTA | P203 | INSV | INST | HUSSAARM | 2013-10-13 | JESSUP MILL RD AT HARRISON AVE |  |  |  |  | SODIUM HYPOCHLORITE | LIQUID |  | 0.000 UN |  |  | AW
5142088 | UNKNOWN |  | RUNNEMEDE Hypochlorite Feed /CHEM-PIP |  | NJBC | C | NJBC-CM-RUNNE | P203 | INSV | INST | HUSSAARM | 2013-10-13 | 28 ST CLAIR AVE |  |  |  |  | SODIUM HYPOCHLORITE | LIQUID | OTHER | 24.000 UN | GPD | PLASTIC | AW
5142089 | UNKNOWN |  | ELLISBERG Hypochlorite Feed /CHEM-PIP |  | NJBC | C | NJBC-CM-ELLIS | P203 | INSV | INST | HUSSAARM | 2013-10-13 | 129 PARK DR |  |  |  |  | WATER | LIQUID |  |  |  |  | AW
5142091 | UNKNOWN |  | MURRAY Caustic Feed /CHEM-PIP |  | NJBC | C | NJBC-CM-MURRA | P203 | INSV | INST | HUSSAARM | 2013-10-13 | 802 MURRAY AVE |  |  |  |  | SODIUM HYDROXIDE | LIQUID |  | 0.000 UN |  |  | AW
5142092 | UNKNOWN |  | LAURELSP Hypochlorite Feed #1 /CHEM-PIP |  | NJBC | C | NJBC-CM-LAURE | P203 | INSV | INST | HUSSAARM | 2013-10-13 | 820 GRAND AVENUE |  |  |  |  | SODIUM HYPOCHLORITE | LIQUID |  | 0.000 UN |  |  | AW
5142093 | UNKNOWN |  | MEDFORDIC Hypochlorite Feed #1 /CHEM-PIP |  | NJBC | C | NJBC-BU-MEDFO | P203 | INSV | INST | HUSSAARM | 2013-10-13 | 333 MEDFORD-MT HOLLY ROAD |  |  |  |  | SODIUM HYPOCHLORITE | LIQUID |  | 0.000 UN |  |  | AW
5142094 | UNKNOWN |  | MEDFORDIC Hypochlorite Feed #2 /CHEM-PIP |  | NJBC | C | NJBC-BU-MEDFO | P203 | INSV | INST | HUSSAARM | 2013-10-13 | 333 MEDFORD-MT HOLLY ROAD |  |  |  |  | SODIUM HYPOCHLORITE | LIQUID |  | 0.000 UN |  |  | AW
5142095 | UNKNOWN |  | POMONA Caustic Transfer /CHEM-PIP |  | NJBC | C | NJBC-BU-POMON | P203 | INSV | INST | HUSSAARM | 2013-10-13 | 915 POMONA ROAD |  |  |  |  | SODIUM HYDROXIDE | LIQUID |  | 0.000 UN |  |  | AW
5142096 | UNKNOWN |  | STEPHENS-W31 Hypochlorite Feed /CHEM-PIP |  | NJBC | C | NJBC-BU-STEPH-W31. | P203 | OOS | INST | HUSSAARM | 2013-10-13 | 210 STEPHEN DR | [5 empty] | LIQUID |  |  |  |  | AW
5142098 | UNKNOWN |  | STEPHENS-W31 Caustic Feed /CHEM-PIP |  | NJBC | C | NJBC-BU-STEPH-W31. | P203 | OOS | INST | HUSSAARM | 2013-10-13 | 210 STEPHEN DR | [5 empty] | LIQUID |  |  |  |  | AW
5120640 | UNKNOWN |  | MANS-PLT Zinc Ortho /CHEM-PIP |  | NJBC | C | NJBC-MF-MANS.-PLT. | P203 | INSV | INST | HUSSAARM | 2013-10-13 | 3165 RTE 206 | [5 empty] | LIQUID | FLOW PACING | 0.000 UN | GPD |  | AW
5120663 | UNKNOWN |  | MANS-PLT Alum /CHEM-PIP |  | NJBC | C | NJBC-MF-MANS.-PLT. | P203 | INSV | INST | HUSSAARM | 2013-10-13 | 3165 RTE 206 | [5 empty] | LIQUID | FLOW PACING | 0.000 UN | GPD |  | AW
5120686 | UNKNOWN |  | MANS-PLT Permaganate (Pre) /CHEM-PIP |  | NJBC | C | NJBC-MF-MANS.-PLT. | P203 | INSV | INST | HUSSAARM | 2013-10-13 | 3165 RTE 206 | [5 empty] | LIQUID | FLOW PACING | 0.000 UN | GPD |  | AW
5120800 | UNKNOWN |  | LAYT-TRT Hypo /CHEM-PIP |  | NJPG | C | NJPG-PG-LAYT.-TRT. | P203 | OOS | INAC INST | HUSSAARM | 2013-10-13 | 54 PENNSVILLE-AUBURN RD |  |  |  |  | SODIUM HYPOCHLORITE | LIQUID | FLOW PACING | 0.000 UN | GPD |  | AW
5120801 | UNKNOWN |  | LAYT-TRT Lime /CHEM-PIP |  | NJPG | C | NJPG-PG-LAYT.-TRT. | P203 | OOS | INAC INST | HUSSAARM | 2013-10-13 | 54 PENNSVILLE-AUBURN RD |  |  |  |  | LIME (HYDRATED) | LIQUID | FLOW PACING | 0.000 UN | GPD |  | AW
5120802 | UNKNOWN |  | LAYT-TRT Phosphate /CHEM-PIP |  | NJPG | C | NJPG-PG-LAYT.-TRT. | P203 | OOS | INAC INST | HUSSAARM | 2013-10-13 | 54 PENNSVILLE-AUBURN RD | [5 empty] | LIQUID | FLOW PACING | 0.000 UN | GPD |  | AW
5121310 | UNKNOWN |  | MANS-PLT Chlorine Pre /CHEM-PIP |  | NJBC | C | NJBC-MF-MANS.-PLT. | P203 | INSV | INST | HUSSAARM | 2013-10-13 | 3165 RTE 206 |  |  |  |  | SODIUM HYPOCHLORITE | LIQUID | OTHER | 0.000 UN | GPD | OTHER | AW
5121334 | UNKNOWN |  | MANS-PLT Caustic Pump (Pre) /CHEM-PIP |  | NJBC | C | NJBC-MF-MANS.-PLT. | P203 | INSV | INST | HUSSAARM | 2013-10-13 | 3165 RTE 206 | [5 empty] | LIQUID | FLOW PACING | 0.000 UN | GPD |  | AW
5121358 | UNKNOWN |  | GREEN Chlorine Pre /CHEM-PIP |  | NJBC | C | NJBC-MH-GREEN | P203 | INSV | INST | HUSSAARM | 2013-10-13 | GREEN STREET | [5 empty] | LIQUID | FLOW PACING | 0.000 UN | GPD |  | AW
5121370 | UNKNOWN |  | GREEN Chlorine (Post) /CHEM-PIP |  | NJBC | C | NJBC-MH-GREEN | P203 | INSV | INST | HUSSAARM | 2013-10-13 | GREEN STREET | [5 empty] | LIQUID | FLOW PACING | 0.000 UN | GPD |  | AW
5121383 | UNKNOWN |  | GREEN Caustic Post /CHEM-PIP |  | NJBC | C | NJBC-MH-GREEN | P203 | INSV | INST | HUSSAARM | 2013-10-13 | GREEN STREET | [5 empty] | LIQUID | FLOW PACING | 0.000 UN | GPD |  | AW
5121396 | UNKNOWN |  | GREEN Zinc Ortho /CHEM-PIP |  | NJBC | C | NJBC-MH-GREEN | P203 | INSV | INST | HUSSAARM | 2013-10-13 | GREEN STREET | [5 empty] | LIQUID | FLOW PACING | 0.000 UN | GPD |  | AW
5122208 | PULSATRON |  | WOOD Permanganate /CHEM-PIP |  | NJBC | C | NJBC-MH-WOOD. | P203 | INSV | INST | HUSSAARM | 2013-10-13 | WOODLANE RD |  |  |  |  | POTASIUM PERMANGANATE | LIQUID | OTHER | 218.400 UN | GPD | FIBERGLASS | AW
5122221 | UNKNOWN |  | WOOD Caustic /CHEM-PIP |  | NJBC | C | NJBC-MH-WOOD. | P203 | INSV | INST | HUSSAARM | 2013-10-13 | WOODLANE RD | [5 empty] | LIQUID | FLOW PACING | 0.000 UN | GPD |  | AW
5122234 | UNKNOWN |  | WOOD Chlorine Pre /CHEM-PIP |  | NJBC | C | NJBC-MH-WOOD. | P203 | INSV | INST | HUSSAARM | 2013-10-13 | WOODLANE RD | [5 empty] | LIQUID | FLOW PACING | 0.000 UN | GPD |  | AW
5122246 | UNKNOWN |  | WOOD Zinc Ortho /CHEM-PIP |  | NJBC | C | NJBC-MH-WOOD. | P203 | INSV | INST | HUSSAARM | 2013-10-13 | WOODLANE RD | [5 empty] | LIQUID | FLOW PACING | 0.000 UN | GPD |  | AW
5122263 | UNKNOWN |  | WOOD Chlorine (Post) /CHEM-PIP |  | NJBC | C | NJBC-MH-WOOD. | P203 | INSV | INST | HUSSAARM | 2013-10-13 | WOODLANE RD | [5 empty] | LIQUID | FLOW PACING | 0.000 UN | GPD |  | AW
5122825 | UNKNOWN |  | VNCE Chlorine /CHEM-PIP |  | NJBC | C | NJBC-VT-VNCE. | P203 | INSV | INST | HUSSAARM | 2013-10-13 | 39 RETREAT RD | [5 empty] | LIQUID | OTHER | 0.000 UN | GPD |  | AW
5122845 | UNKNOWN |  | VNCE Klenplos 100 /CHEM-PIP |  | NJBC | C | NJBC-VT-VNCE. | P203 | INSV | INST | HUSSAARM | 2013-10-13 | 39 RETREAT RD | [5 empty] | LIQUID | OTHER | 0.000 UN | GPD |  | AW
5122864 | UNKNOWN |  | VNCE-TNK Chlorine Booster /CHEM-PIP |  | NJBC | C | NJBC-VT-VNCE.-TNK. | P203 | INSV | INST | HUSSAARM | 2013-10-13 | 39 RETREAT RD | [5 empty] | LIQUID | OTHER | 0.000 UN | GPD |  | AW
5141428 | UNKNOWN | NJHH-7-CLPV-1 | DRWTP-TRMT TON CYL RM CL2 GAS /CHEM-PIP |  | NJBC | C | NJBC-BU-DRWTP-TRMT | P203 | INSV | INST | HUSSAARM | 2013-10-13 | 213 CARRIAGE LANE |  |  |  |  | WATER | GASEOUS |  |  |  |  | AW
5141431 | UNKNOWN | NJHH-7-CLPV-2 | DRWTP-TRMT CHLORNTR RM CL2 GAS /CHEM-PIP |  | NJBC | C | NJBC-BU-DRWTP-TRMT | P203 | INSV | INST | HUSSAARM | 2013-10-13 | 213 CARRIAGE LANE |  |  |  |  | WATER | GASEOUS |  |  |  |  | AW
5120617 | UNKNOWN |  | MANS-PLT Caustic Pump (Post) /CHEM-PIP |  | NJBC | C | NJBC-MF-MANS.-PLT. | P203 | INSV | INST | HUSSAARM | 2013-10-13 | 3165 RTE 206 | [5 empty] | LIQUID | FLOW PACING | 0.000 UN | GPD |  | AW
5096181 | UNKNOWN |  | BRIG Hypo #1 /CHEM-PIP |  | NJBP | C | NJBP-Z1-BRIG. | P203 | INSV | INST | HUSSAARM | 2013-10-13 | 9 Railroad Ave |  |  |  |  | SODIUM HYPOCHLORITE | LIQUID |  |  | GPD |  | AW
5096182 | UNKNOWN |  | BRIG Hypo #2 /CHEM-PIP |  | NJBP | C | NJBP-Z1-BRIG. | P203 | INSV | INST | HUSSAARM | 2013-10-13 | 9 Railroad Ave |  |  |  |  | SODIUM HYPOCHLORITE | LIQUID |  |  | GPD |  | AW
5096183 | UNKNOWN |  | BRIG Caustic #1 /CHEM-PIP |  | NJBP | C | NJBP-Z1-BRIG. | P203 | INSV | INST | HUSSAARM | 2013-10-13 | 9 Railroad Ave |  |  |  |  | SODIUM HYDROXIDE | LIQUID |  |  | GPD |  | AW
5096184 | UNKNOWN |  | BRIG Caustic #2 /CHEM-PIP |  | NJBP | C | NJBP-Z1-BRIG. | P203 | INSV | INST | HUSSAARM | 2013-10-13 | 9 Railroad Ave |  |  |  |  | SODIUM HYDROXIDE | LIQUID |  |  | GPD |  | AW
5096185 | UNKNOWN |  | BRIG Phosphate #1 /CHEM-PIP |  | NJBP | C | NJBP-Z1-BRIG. | P203 | INSV | INST | HUSSAARM | 2013-10-13 | 9 Railroad Ave |  |  |  |  | MISC SEQUESTERANT | LIQUID |  |  | GPD |  | AW
5096186 | UNKNOWN |  | BRIG Phosphate #2 /CHEM-PIP |  | NJBP | C | NJBP-Z1-BRIG. | P203 | INSV | INST | HUSSAARM | 2013-10-13 | 9 Railroad Ave |  |  |  |  | MISC SEQUESTERANT | LIQUID |  |  | GPD |  | AW
5096900 | UNKNOWN |  | MILL Phosphate /CHEM-PIP |  | NJHR | C | NJHR-Z1-MILL. | P203 | INSV | INST | HUSSAARM | 2013-10-13 | 14 Mill Rd |  |  |  |  | MISC SEQUESTERANT | LIQUID | OTHER |  | GPD |  | AW
5096901 | UNKNOWN |  | WALN Phosphate /CHEM-PIP |  | NJHR | C | NJHR-Z1-WALN. | P203 | INSV | INST | HUSSAARM | 2013-10-13 | 102 BRIDGETON PIKE |  |  |  |  | MISC SEQUESTERANT | LIQUID | OTHER |  | GPD |  | AW
5096902 | UNKNOWN |  | WOOD Hypo #1 /CHEM-PIP |  | NJHR | C | NJHR-Z1-WOOD. | P203 | INSV | INST | HUSSAARM | 2013-10-13 | 260 Woodland Ave |  |  |  |  | SODIUM HYPOCHLORITE | LIQUID | OTHER |  | GPD |  | AW
5096903 | UNKNOWN |  | WOOD Hypo #2 /CHEM-PIP |  | NJHR | C | NJHR-Z1-WOOD. | P203 | INSV | INST | HUSSAARM | 2013-10-13 | 260 Woodland Ave |  |  |  |  | SODIUM HYPOCHLORITE | LIQUID | OTHER |  | GPD |  | AW
5096905 | UNKNOWN |  | WOOD Phosphate /CHEM-PIP |  | NJHR | C | NJHR-Z1-WOOD. | P203 | INSV | INST | HUSSAARM | 2013-10-13 | 260 Woodland Ave |  |  |  |  | MISC SEQUESTERANT | LIQUID | OTHER |  | GPD |  | AW
5096906 | UNKNOWN |  | MILL Chlorine /CHEM-PIP |  | NJHR | C | NJHR-Z1-MILL. | P203 | INSV | INST | HUSSAARM | 2013-10-13 | 14 Mill Rd |  |  |  |  | SODIUM HYPOCHLORITE | LIQUID | OTHER |  | GPD |  | AW
5096907 | UNKNOWN |  | WALN Chlorine /CHEM-PIP |  | NJHR | C | NJHR-Z1-WALN. | P203 | INSV | INST | HUSSAARM | 2013-10-13 | 102 BRIDGETON PIKE |  |  |  |  | CHLORINE (GAS) | GASEOUS | OTHER | 0.000 UN | LB/HR |  | AW
5096908 | UNKNOWN |  | WOOD Chlorine /CHEM-PIP |  | NJHR | C | NJHR-Z1-WOOD. | P203 | INSV | INST | HUSSAARM | 2013-10-13 | 260 Woodland Ave |  |  |  |  | CHLORINE (GAS) | GASEOUS | OTHER | 0.000 UN | LB/HR |  | AW
5103894 | UNKNOWN |  | RANN Chlorine /CHEM-PIP |  | NJPG | C | NJPG-PG-RANN. | P203 | INSV | INST | HUSSAARM | 2013-10-13 | 370 HARDING HWY |  |  |  |  | CHLORINE (GAS) | GASEOUS | FLOW PACING | 0.000 UN | LB/DAY | STEEL | AW
5103897 | UNKNOWN |  | RANN-W7 HTH /CHEM-PIP |  | NJPG | C | NJPG-PG-RANN.-W7.. | P203 | OOS | INAC INST | HUSSAARM | 2013-10-13 | 370 HARDING HWY | [5 empty] | LIQUID | FLOW PACING | 0.000 UN | GPD |  | AW
5103898 | UNKNOWN |  | RANN-TRT Lime /CHEM-PIP |  | NJPG | C | NJPG-PG-RANN.-TRT. | P203 | OOS | INAC INST | HUSSAARM | 2013-10-13 | 370 HARDING HWY |  |  |  |  | LIME (HYDRATED) | LIQUID | FLOW PACING | 0.000 UN | GPD |  | AW
5103899 | UNKNOWN |  | RANN-TRT Phosphate /CHEM-PIP |  | NJPG | C | NJPG-PG-RANN.-TRT. | P203 | INSV | INST | HUSSAARM | 2013-10-13 | 370 HARDING HWY | [5 empty] | LIQUID | FLOW PACING | 0.000 UN | GPD |  | AW
5120023 | UNKNOWN |  | HOME Chlorine #1 /CHEM-PIP |  | NJBC | C | NJBC-HS-HOME. | P203 | INSV | INST | HUSSAARM | 2013-10-13 | JACK HEDDING ROAD | [5 empty] | LIQUID | OTHER | 0.000 UN | GPD |  | AW
5120047 | UNKNOWN |  | HOME Chlorine #2 /CHEM-PIP |  | NJBC | C | NJBC-HS-HOME. | P203 | INSV | INST | HUSSAARM | 2013-10-13 | JACK HEDDING ROAD | [5 empty] | LIQUID | OTHER | 0.000 UN | GPD |  | AW
5120071 | UNKNOWN |  | HOME Permaganate /CHEM-PIP |  | NJBC | C | NJBC-HS-HOME. | P203 | INSV | INST | HUSSAARM | 2013-10-13 | JACK HEDDING ROAD | [5 empty] | LIQUID | OTHER | 0.000 UN | GPD |  | AW
5120093 | UNKNOWN |  | MANS-PLT Chlorine (Post) /CHEM-PIP |  | NJBC | C | NJBC-MF-MANS.-PLT. | P203 | INSV | INST | HUSSAARM | 2013-10-13 | 3165 RTE 206 |  |  |  |  | SODIUM HYPOCHLORITE | LIQUID | OTHER | 0.000 UN | GPD |  | AW
5141839 | UNKNOWN | NJHH-7-CFLQ-25 | DRWTP-TRMT-CAUS PMP #1 /CHEM-PIP |  | NJBC | C | NJBC-BU-DRWTP-TRMT-CAUS | P203 | INSV | INST | HUSSAARM | 2013-10-13 | 213 CARRIAGE LANE | [5 empty] | LIQUID |  |  |  |  | AW
5141843 | UNKNOWN | NJHH-7-CFLQ-26 | DRWTP-TRMT-CAUS PMP #2 /CHEM-PIP |  | NJBC | C | NJBC-BU-DRWTP-TRMT-CAUS | P203 | INSV | INST | HUSSAARM | 2013-10-13 | 213 CARRIAGE LANE | [5 empty] | LIQUID |  |  |  |  | AW
5141846 | WALLACE-TIERNAN | NJHH-7-CFLQ-29 | DRWTP-TRMT-ZINC PMP #1 /CHEM-PIP |  | NJBC | C | NJBC-BU-DRWTP-TRMT-ZINC | P203 | INSV | INST | HUSSAARM | 2013-10-13 | 213 CARRIAGE LANE |  | KK07289 |  |  |  | LIQUID |  |  |  |  | AW
5141850 | UNKNOWN | NJHH-7-CFLQ-30 | DRWTP-TRMT-ZINC PMP #2 /CHEM-PIP |  | NJBC | C | NJBC-BU-DRWTP-TRMT-ZINC | P203 | INSV | INST | HUSSAARM | 2013-10-13 | 213 CARRIAGE LANE |  | 052491 |  |  |  | LIQUID |  |  |  |  | AW
5141853 | UNKNOWN | NJHH-7-CFLQ-54 | DRWTP-RSHS-THCK RES POLY 1 /CHEM-PIP |  | NJBC | C | NJBC-BU-DRWTP-RSHS-THCK | P203 | INSV | INST | HUSSAARM | 2013-10-13 | 213 CARRIAGE LANE | [5 empty] | LIQUID |  |  |  |  | AW
5141857 | UNKNOWN | NJHH-7-CFLQ-55 | DRWTP-RSHS-THCK RES POLY 2 /CHEM-PIP |  | NJBC | C | NJBC-BU-DRWTP-RSHS-THCK | P203 | INSV | INST | HUSSAARM | 2013-10-13 | 213 CARRIAGE LANE | [5 empty] | LIQUID |  |  |  |  | AW
5141861 | UNKNOWN |  | DRWTP-RSHS-PRES POLY 1 /CHEM-PIP |  | NJBC | C | NJBC-BU-DRWTP-RSHS-PRES | P203 | INSV | INST | HUSSAARM | 2013-10-13 | 213 CARRIAGE LANE | [5 empty] | LIQUID |  |  |  |  | AW
5141864 | UNKNOWN |  | DRWTP-RSHS-PRES POLY 2 /CHEM-PIP |  | NJBC | C | NJBC-BU-DRWTP-RSHS-PRES | P203 | INSV | INST | HUSSAARM | 2013-10-13 | 213 CARRIAGE LANE | [5 empty] | LIQUID |  |  |  |  | AW
5141868 | UNKNOWN |  | DRWTP-RSHS-PRES POLY 3 /CHEM-PIP |  | NJBC | C | NJBC-BU-DRWTP-RSHS-PRES | P203 | INSV | INST | HUSSAARM | 2013-10-13 | 213 CARRIAGE LANE | [5 empty] | LIQUID |  |  |  |  | AW
5141872 | UNKNOWN |  | DRWTP-TRMT-CHLR SCRUBBER 1 /CHEM-PIP |  | NJBC | C | NJBC-BU-DRWTP-TRMT-CHLR | P203 | INSV | INST | HUSSAARM | 2013-10-13 | 213 CARRIAGE LANE | [5 empty] | LIQUID |  |  |  |  | AW
5141876 | UNKNOWN |  | DRWTP-TRMT-CHLR SCRUBBER 2 /CHEM-PIP |  | NJBC | C | NJBC-BU-DRWTP-TRMT-CHLR | P203 | INSV | INST | HUSSAARM | 2013-10-13 | 213 CARRIAGE LANE | [5 empty] | LIQUID |  |  |  |  | AW
5141880 | UNKNOWN |  | DRWTP-RWPS HYPO FEED 1 /CHEM-PIP |  | NJBC | C | NJBC-BU-DRWTP-RWPS | P203 | INSV | INST | HUSSAARM | 2013-10-13 | 213 CARRIAGE LN | [5 empty] | LIQUID |  |  |  |  | AW
5141884 | UNKNOWN |  | DRWTP-RWPS HYPO FEED 2 /CHEM-PIP |  | NJBC | C | NJBC-BU-DRWTP-RWPS | P203 | INSV | INST | HUSSAARM | 2013-10-13 | 213 CARRIAGE LN | [5 empty] | LIQUID |  |  |  |  | AW
5141888 | UNKNOWN |  | DRWTP-RWPS HYPO FEED 3 /CHEM-PIP |  | NJBC | C | NJBC-BU-DRWTP-RWPS | P203 | INSV | INST | HUSSAARM | 2013-10-13 | 213 CARRIAGE LN | [5 empty] | LIQUID |  |  |  |  | AW
5141892 | UNKNOWN |  | DRWTP-RWPS HYPO TRANSFER 1 /CHEM-PIP |  | NJBC | C | NJBC-BU-DRWTP-RWPS | P203 | INSV | INST | HUSSAARM | 2013-10-13 | 213 CARRIAGE LN | [5 empty] | LIQUID |  |  |  |  | AW
5141896 | UNKNOWN |  | DRWTP-RWPS HYPO TRANSFER 2 /CHEM-PIP |  | NJBC | C | NJBC-BU-DRWTP-RWPS | P203 | INSV | INST | HUSSAARM | 2013-10-13 | 213 CARRIAGE LN | [5 empty] | LIQUID |  |  |  |  | AW
5141900 | UNKNOWN |  | DRWTP-TRMT PRE-CHLRNTR BA51355 /CHEM-PIP |  | NJBC | C | NJBC-BU-DRWTP-TRMT | P203 | INSV | INST | HUSSAARM | 2013-10-13 | 213 CARRIAGE LANE | [5 empty] | GASEOUS |  |  |  |  | AW
5141904 | UNKNOWN |  | DRWTP-TRMT INT-CHLRNTR BA51357 /CHEM-PIP |  | NJBC | C | NJBC-BU-DRWTP-TRMT | P203 | INSV | INST | HUSSAARM | 2013-10-13 | 213 CARRIAGE LANE | [5 empty] | GASEOUS |  |  |  |  | AW
5141908 | UNKNOWN |  | DRWTP-TRMT PST-CHLRNTR BA51356 /CHEM-PIP |  | NJBC | C | NJBC-BU-DRWTP-TRMT | P203 | INSV | INST | HUSSAARM | 2013-10-13 | 213 CARRIAGE LANE | [5 empty] | GASEOUS |  |  |  |  | AW
5142006 | UNKNOWN |  | RUNNEMEDE Phosphate /CHEM-PIP |  | NJBC | C | NJBC-CM-RUNNE | P203 | INSV | INST | HUSSAARM | 2013-10-13 | 28 ST CLAIR AVE |  |  |  |  | ZINC ORTHOPHOSPHATE | LIQUID | OTHER | 24.000 UN | GPD | PLASTIC | AW
5142007 | UNKNOWN |  | SOMERDALE Phosphate Feed /CHEM-PIP |  | NJBC | C | NJBC-CM-SOMER | P203 | INSV | INST | HUSSAARM | 2013-10-13 | 26 ELM AVE |  |  |  |  | ZINC ORTHOPHOSPHATE | LIQUID |  | 0.000 UN |  |  | AW
5142008 | UNKNOWN |  | GIBBSSTA Hypchlorite Feed #1 /CHEM-PIP |  | NJBC | C | NJBC-CM-GBSTA | P203 | INSV | INST | HUSSAARM | 2013-10-13 | 1 LINDEN AVE |  |  |  |  | SODIUM HYPOCHLORITE | LIQUID |  | 0.000 UN |  | PLASTIC | AW
5141834 | UNKNOWN | NJHH-7-CFLQ-40 | DRWTP-TRMT-PACS PMP #3 /CHEM-PIP |  | NJBC | C | NJBC-BU-DRWTP-TRMT-PACS | P203 | INSV | INST | HUSSAARM | 2013-10-13 | 213 CARRIAGE LANE | [5 empty] | LIQUID |  | 0.000 UN |  |  | AW
5141434 | UNKNOWN | NJHH-7-CLPV-3 | DRWTP-TRMT PRE-CL2 EDCTR GAS /CHEM-PIP |  | NJBC | C | NJBC-BU-DRWTP-TRMT | P203 | INSV | INST | HUSSAARM | 2013-10-13 | 213 CARRIAGE LANE |  |  |  |  | WATER | GASEOUS |  | 0.000 UN |  |  | AW
5141438 | UNKNOWN | NJHH-7-CLPV-4 | DRWTP-TRMT INT-CL2 EDCTR GAS /CHEM-PIP |  | NJBC | C | NJBC-BU-DRWTP-TRMT | P203 | INSV | INST | HUSSAARM | 2013-10-13 | 213 CARRIAGE LANE | [5 empty] | GASEOUS |  |  |  |  | AW
5141441 | UNKNOWN | NJHH-7-CLPV-5 | DRWTP-TRMT PST-CL2 EDCTR GAS /CHEM-PIP |  | NJBC | C | NJBC-BU-DRWTP-TRMT | P203 | INSV | INST | HUSSAARM | 2013-10-13 | 213 CARRIAGE LANE | [5 empty] | GASEOUS |  |  |  |  | AW
5141444 | UNKNOWN | NJHH-7-CLPV-6 | DRWTP-TRMT FIN CL2 EDCTR GAS /CHEM-PIP |  | NJBC | C | NJBC-BU-DRWTP-TRMT | P203 | INSV | INST | HUSSAARM | 2013-10-13 | 213 CARRIAGE LANE |  |  |  |  | WATER | GASEOUS |  | 0.000 UN |  |  | AW
5141483 | UNKNOWN | NJHH-7-CFLQ-10 | DRWTP-TRMT-FERR PMP #1 /CHEM-PIP |  | NJBC | C | NJBC-BU-DRWTP-TRMT-FERR | P203 | INSV | INST | HUSSAARM | 2013-10-13 | 213 CARRIAGE LANE |  | 3074349 |  |  | FERRIC CHLORIDE | LIQUID |  |  |  |  | AW
5141486 | UNKNOWN | NJHH-7-CFLQ-11 | DRWTP-TRMT-FERR PMP #2 /CHEM-PIP |  | NJBC | C | NJBC-BU-DRWTP-TRMT-FERR | P203 | INSV | INST | HUSSAARM | 2013-10-13 | 213 CARRIAGE LANE |  | 3085513 |  |  | FERRIC CHLORIDE | LIQUID |  | 0.000 UN |  |  | AW
5141488 | UNKNOWN | NJHH-7-CFLQ-12 | DRWTP-TRMT-FERR PMP #3 /CHEM-PIP |  | NJBC | C | NJBC-BU-DRWTP-TRMT-FERR | P203 | INSV | INST | HUSSAARM | 2013-10-13 | 213 CARRIAGE LANE |  | MO159501 |  |  | FERRIC CHLORIDE | LIQUID |  | 236.000 UN | LB/HR |  | AW
5141491 | UNKNOWN | NJHH-7-CFLQ-15 | DRWTP-TRMT-LIME PMP #1 /CHEM-PIP |  | NJBC | C | NJBC-BU-DRWTP-TRMT-LIME | P203 | INSV | INST | HUSSAARM | 2013-10-13 | 213 CARRIAGE LANE | [5 empty] | LIQUID |  |  |  |  | AW
5141493 | UNKNOWN | NJHH-7-CFLQ-16 | DRWTP-TRMT-LIME PMP #2 /CHEM-PIP |  | NJBC | C | NJBC-BU-DRWTP-TRMT-LIME | P203 | INSV | INST | HUSSAARM | 2013-10-13 | 213 CARRIAGE LANE | [5 empty] | LIQUID |  | 0.000 UN |  |  | AW
5141495 | UNKNOWN | NJHH-7-CFLQ-17 | DRWTP-TRMT-LIME PMP #3 /CHEM-PIP |  | NJBC | C | NJBC-BU-DRWTP-TRMT-LIME | P203 | INSV | INST | HUSSAARM | 2013-10-13 | 213 CARRIAGE LANE | [5 empty] | LIQUID |  |  |  |  | AW
5141498 | UNKNOWN | NJHH-7-CFLQ-18 | DRWTP-TRMT-SBPS PMP #1 /CHEM-PIP |  | NJBC | C | NJBC-BU-DRWTP-TRMT-SBPS | P203 | INSV | INST | HUSSAARM | 2013-10-13 | 213 CARRIAGE LANE | [5 empty] | LIQUID |  | 0.000 UN |  |  | AW
5141831 | UNKNOWN | NJHH-7-CFLQ-39 | DRWTP-TRMT-PACS PMP #2 /CHEM-PIP |  | NJBC | C | NJBC-BU-DRWTP-TRMT-PACS | P203 | INSV | INST | HUSSAARM | 2013-10-13 | 213 CARRIAGE LANE | [5 empty] | LIQUID |  | 0.000 UN |  |  | AW
5141826 | UNKNOWN | NJHH-7-CFLQ-38 | DRWTP-TRMT-PACS PMP #1 /CHEM-PIP |  | NJBC | C | NJBC-BU-DRWTP-TRMT-PACS | P203 | INSV | INST | HUSSAARM | 2013-10-13 | 213 CARRIAGE LANE | [5 empty] | LIQUID |  | 0.000 UN |  |  | AW
5141823 | UNKNOWN | NJHH-7-CFLQ-24 | DRWTP-TRMT PMP #3 /CHEM-PIP |  | NJBC | C | NJBC-BU-DRWTP-TRMT | P203 | INSV | INST | HUSSAARM | 2013-10-13 | 213 CARRIAGE LANE | [5 empty] | LIQUID |  |  |  |  | AW
5141820 | UNKNOWN | NJHH-7-CFLQ-23 | DRWTP-TRMT PMP #2 /CHEM-PIP |  | NJBC | C | NJBC-BU-DRWTP-TRMT | P203 | INSV | INST | HUSSAARM | 2013-10-13 | 213 CARRIAGE LANE | [5 empty] | LIQUID |  |  |  |  | AW
5141818 | UNKNOWN | NJHH-7-CFLQ-22 | DRWTP-TRMT PMP #1 /CHEM-PIP |  | NJBC | C | NJBC-BU-DRWTP-TRMT | P203 | INSV | INST | HUSSAARM | 2013-10-13 | 213 CARRIAGE LANE | [5 empty] | LIQUID |  |  |  |  | AW
5141815 | UNKNOWN | NJHH-7-CFLQ-35 | DRWTP-TRMT-FLOC PMP #3 /CHEM-PIP |  | NJBC | C | NJBC-BU-DRWTP-TRMT-FLOC | P203 | INSV | INST | HUSSAARM | 2013-10-13 | 213 CARRIAGE LANE | [5 empty] | LIQUID |  |  |  |  | AW
5141812 | UNKNOWN | NJHH-7-CFLQ-34 | DRWTP-TRMT-FLOC PMP #2 /CHEM-PIP |  | NJBC | C | NJBC-BU-DRWTP-TRMT-FLOC | P203 | INSV | INST | HUSSAARM | 2013-10-13 | 213 CARRIAGE LANE | [5 empty] | LIQUID |  |  |  |  | AW
5141809 | UNKNOWN | NJHH-7-CFLQ-33 | DRWTP-TRMT-FLOC PMP #1 /CHEM-PIP |  | NJBC | C | NJBC-BU-DRWTP-TRMT-FLOC | P203 | INSV | INST | HUSSAARM | 2013-10-13 | 213 CARRIAGE LANE | [5 empty] | LIQUID |  |  |  |  | AW
5141806 | UNKNOWN | NJHH-7-CFLQ-21 | DRWTP-TRMT-SBPS PMP #4 /CHEM-PIP |  | NJBC | C | NJBC-BU-DRWTP-TRMT-SBPS | P203 | INSV | INST | HUSSAARM | 2013-10-13 | 213 CARRIAGE LANE | [5 empty] | LIQUID |  |  |  |  | AW
5141804 | UNKNOWN | NJHH-7-CFLQ-20 | DRWTP-TRMT-SBPS PMP #3 /CHEM-PIP |  | NJBC | C | NJBC-BU-DRWTP-TRMT-SBPS | P203 | INSV | INST | HUSSAARM | 2013-10-13 | 213 CARRIAGE LANE | [5 empty] | LIQUID |  |  |  |  | AW
5141802 | UNKNOWN | NJHH-7-CFLQ-19 | DRWTP-TRMT-SBPS PMP #2 /CHEM-PIP |  | NJBC | C | NJBC-BU-DRWTP-TRMT-SBPS | P203 | INSV | INST | HUSSAARM | 2013-10-13 | 213 CARRIAGE LANE | [5 empty] | LIQUID |  |  |  |  | AW
5211224 | UNKNOWN |  | RANN HYPO 1 /CHEM-PIP |  | NJPG | C | NJPG-PG-RANN.-TRT. | P203 | INSV | INST | LOD_EAM_02 | 2016-02-04 | 370 HARDING HWY | [5 empty] | LIQUID |  | 0.000 UN |  |  | AW
5211225 | UNKNOWN |  | RANN HYPO 2 /CHEM-PIP |  | NJPG | C | NJPG-PG-RANN.-TRT. | P203 | INSV | INST | LOD_EAM_02 | 2016-02-04 | 370 HARDING HWY | [5 empty] | LIQUID |  |  |  |  | AW
5211226 | UNKNOWN |  | RANN HYPO 3 /CHEM-PIP |  | NJPG | C | NJPG-PG-RANN.-TRT. | P203 | INSV | INST | LOD_EAM_02 | 2016-02-04 | 370 HARDING HWY | [5 empty] | LIQUID |  |  |  |  | AW
5211227 | UNKNOWN |  | RANN HYPO 4 /CHEM-PIP |  | NJPG | C | NJPG-PG-RANN.-TRT. | P203 | INSV | INST | LOD_EAM_02 | 2016-02-04 | 370 HARDING HWY | [5 empty] | LIQUID |  |  |  |  | AW
5211228 | UNKNOWN |  | RANN KOH 1 /CHEM-PIP |  | NJPG | C | NJPG-PG-RANN.-TRT. | P203 | INSV | INST | LOD_EAM_02 | 2016-02-04 | 370 HARDING HWY | [5 empty] | LIQUID |  |  |  |  | AW
5211229 | UNKNOWN |  | RANN KOH 2 /CHEM-PIP |  | NJPG | C | NJPG-PG-RANN.-TRT. | P203 | INSV | INST | LOD_EAM_02 | 2016-02-04 | 370 HARDING HWY | [5 empty] | LIQUID |  |  |  |  | AW
5211230 | UNKNOWN |  | RANN KOH 3 /CHEM-PIP |  | NJPG | C | NJPG-PG-RANN.-TRT. | P203 | INSV | INST | LOD_EAM_02 | 2016-02-04 | 370 HARDING HWY | [5 empty] | LIQUID |  |  |  |  | AW
5211231 | UNKNOWN |  | RANN FERRIC 1 /CHEM-PIP |  | NJPG | C | NJPG-PG-RANN.-TRT. | P203 | INSV | INST | LOD_EAM_02 | 2016-02-04 | 370 HARDING HWY | [5 empty] | LIQUID |  |  |  |  | AW
5211232 | UNKNOWN |  | RANN FERRIC 2 /CHEM-PIP |  | NJPG | C | NJPG-PG-RANN.-TRT. | P203 | INSV | INST | LOD_EAM_02 | 2016-02-04 | 370 HARDING HWY | [5 empty] | LIQUID |  |  |  |  | AW
5211233 | UNKNOWN |  | RANN KPHOS 1 /CHEM-PIP |  | NJPG | C | NJPG-PG-RANN.-TRT. | P203 | INSV | INST | LOD_EAM_02 | 2016-02-04 | 370 HARDING HWY | [5 empty] | LIQUID |  |  |  |  | AW
5211234 | UNKNOWN |  | RANN KPHOS 2 /CHEM-PIP |  | NJPG | C | NJPG-PG-RANN.-TRT. | P203 | INSV | INST | LOD_EAM_02 | 2016-02-04 | 370 HARDING HWY | [5 empty] | LIQUID |  |  |  |  | AW

## Chemical Generator
Equipment |  | Inventory no. | Description | Full Name | AuthorizGroup | EquipCategory | Functional Loc. | Planning plant | User status | System status | Created by | Created on | Street | Size/dimens. | ManufSerialNo. | ManufPartNo. | Install. date | Application | Chemical Generator T | Chm-Dosing Control | Chm-Feed Rate | Chm-Feed Rate UOM | Chm-Material | Owned By | Special Mtn Note | Special Mtn Note Det
5111279 | SEVERN TRENT |  | GLOUCESTERBS CHLORTECHHYPCHLOR /CHEM-GEN |  | NJBC | C | NJBC-GL-GLBST | P203 | INSV | INST | HUSSAARM | 2013-10-13 | 491 HARRISON AVE |  |  |  |  | SODIUM HYPOCHLORITE | SODIUM HYPO |  | 0.000 UN | GPD |  | AW
5132183 | JOHN DEERE | NJHH-7-EPGS-1 | DRWTP GEN SET PORTABLE ENGINE /GENERATOR |  | NJBC | E | NJBC-BU-DRWTP | P203 | INSV | INST | HUSSAARM | 2013-10-13 | 213 CARRIAGE LANE |  | PE6068L011225 |  |  | OTHER | XX |  | 0.000 UN |  |  | AW
5137299 | KOHLER |  | COOPER Standby Power /GENERATOR |  | NJBC | E | NJBC-BU-COOPE | P203 | INSV | INST | HUSSAARM | 2013-10-13 | 100 HENDRICKSON AVE |  |  |  |  | OTHER | XX |  | 0.000 UN |  |  | AW
5137902 | Detroit Diesel |  | HIGHLAND Standby Power /GENERATOR |  | NJBC | E | NJBC-BU-HIGHL | P203 | INSV | INST | HUSSAARM | 2013-10-13 | 1007 Highland Ave |  | 8560/1 |  |  | OTHER | XX | OTHER | 0.000 UN | LB/DAY | OTHER | AW
5137920 | Detroit Diesel |  | HADDONHTS Standby Power /GENERATOR |  | NJBC | E | NJBC-CM-HAHTS | P203 | INSV | INST | HUSSAARM | 2013-10-13 | 614 W. Atlantic Ave |  |  |  |  | OTHER | XX |  | 0.000 UN |  |  | AW
5137924 | CUMMINS |  | OTTERBROOK Standby Power /GENERATOR |  | NJBC | E | NJBC-CM-OTTER | P203 | INSV | INST | HUSSAARM | 2013-10-13 | 900 SAN JOSE DR |  | 632721 |  |  | OTHER | XX |  | 0.000 UN |  |  | AW
5141183 | UNKNOWN | NJHH-7-COZG-4 | DRWTP-TRMT-OZNE GEN 4 /CHEM-GEN |  | NJBC | C | NJBC-BU-DRWTP-TRMT-OZNE | P203 | INSV | INST | HUSSAARM | 2013-10-13 | 213 CARRIAGE LANE |  | OF212L-AT |  |  |  | OZONE |  | 0.000 UN |  |  | AW
5141462 | UNKNOWN | NJHH-7-COZG-1 | DRWTP-TRMT-OZNE GEN 1 /CHEM-GEN |  | NJBC | C | NJBC-BU-DRWTP-TRMT-OZNE | P203 | INSV | INST | HUSSAARM | 2013-10-13 | 213 CARRIAGE LANE |  | OF212L-AT |  |  |  | OZONE |  | 0.000 UN |  |  | AW
5141465 | UNKNOWN | NJHH-7-COZG-2 | DRWTP-TRMT-OZNE GEN 2 /CHEM-GEN |  | NJBC | C | NJBC-BU-DRWTP-TRMT-OZNE | P203 | INSV | INST | HUSSAARM | 2013-10-13 | 213 CARRIAGE LANE |  | OF212L-AT |  |  |  | OZONE |  | 0.000 UN |  |  | AW
5141467 | UNKNOWN | NJHH-7-COZG-3 | DRWTP-TRMT-OZNE GEN 3 /CHEM-GEN |  | NJBC | C | NJBC-BU-DRWTP-TRMT-OZNE | P203 | INSV | INST | HUSSAARM | 2013-10-13 | 213 CARRIAGE LANE |  | OF212L-AT |  |  |  | OZONE |  | 0.000 UN |  |  | AW
5142016 | SEVERN TRENT | NJHH-86-CFLQ-1 | LAURELSP CHLORTECH HYPOCHLOR /CHEM-GEN |  | NJBC | C | NJBC-CM-LAURE | P203 | INSV | INST | HUSSAARM | 2013-10-13 | 820 GRAND AVENUE |  | L/1056 |  |  | SODIUM HYPOCHLORITE | SODIUM HYPO | OTHER | 0.000 UN | GPD | PLASTIC | AW
5142017 | SEVERN TRENT | NJHH-33-CFLQ-1 | OTTERBRK CHLORTECH HYPOCHLOR /CHEM-GEN |  | NJBC | C | NJBC-CM-OTTER | P203 | INSV | INST | HUSSAARM | 2013-10-13 | 900 SAN JOSE DR |  |  |  |  | SODIUM HYPOCHLORITE | SODIUM HYPO | FEEDBACK | 0.000 UN | GPD | PLASTIC | AW
5142026 | SEVERN TRENT |  | COOPER CHLORTECH HYPOCHLOR GEN /CHEM-GEN |  | NJBC | C | NJBC-BU-COOPE | P203 | INSV | INST | HUSSAARM | 2013-10-13 | 100 HENDRICKSON AVE |  |  |  |  | SODIUM HYPOCHLORITE | SODIUM HYPO | FEEDBACK |  | GPD | PLASTIC | AW
5142032 | SEVERN TRENT |  | MEDFORDIC CHLORTECH HYPOCHLOR /CHEM-GEN |  | NJBC | C | NJBC-BU-MEDFO | P203 | INSV | INST | HUSSAARM | 2013-10-13 | 333 MEDFORD-MT HOLLY ROAD |  |  |  |  | SODIUM HYPOCHLORITE | SODIUM HYPO | FEEDBACK | 0.000 UN | GPD | PLASTIC | AW
5142034 | SEVERN TRENT |  | NATIONPKIC CHLORTECH HYPOCHLOR /CHEM-GEN |  | NJBC | C | NJBC-GL-NATIO | P203 | INSV | INST | HUSSAARM | 2013-10-13 | 7 S GROVE AVE |  |  |  |  | SODIUM HYPOCHLORITE | SODIUM HYPO |  | 0.000 UN |  |  | AW
5148914 | UNKNOWN |  | BECK Hypo Generator /CHEM-GEN |  | NJLO | C | NJLO-Z1-BECK. | P203 | INSV | INST | HUSSAARM | 2013-10-13 | 1547 High Hill Rd |  |  |  |  | SODIUM HYPOCHLORITE | SODIUM HYPO | FLOW PACING | 0.000 UN | GPD |  | AW
5148915 | UNKNOWN |  | BECK Hypo Generator MC 36 /CHEM-GEN |  | NJLO | C | NJLO-Z1-BECK. | P203 | INSV | INST | HUSSAARM | 2013-10-13 | 1547 High Hill Rd |  |  |  |  | SODIUM HYPOCHLORITE | SODIUM HYPO | FLOW PACING | 0.000 UN | GPD |  | AW
5148927 | UNKNOWN |  | BIRCH Hypo Generator /CHEM-GEN |  | NJLO | C | NJLO-Z1-BIRCH | P203 | INSV | INST | HUSSAARM | 2013-10-13 | 322 BIRCH CREEK ROAD |  |  |  |  | SODIUM HYPOCHLORITE | SODIUM HYPO | FLOW PACING | 0.000 UN | GPD |  | AW
5158008 | SEVERN TRENT |  | VOORHEES CHLORTECH HYPOCHLOR /CHEM-GEN |  | NJBC | C | NJBC-CM-VOORH | P203 | INSV | INST | HUSSAARM | 2013-10-13 | 13 GOLF VIEW DR |  | 71431-001-001 |  |  | SODIUM HYPOCHLORITE | SODIUM HYPO | FLOW PACING | 434.400 UN | GPD | PLASTIC | AW
5195518 | UNKNOWN |  | GREEN Hypo Generator /CHEM-GEN |  | NJBC | C | NJBC-MH-GREEN | P203 | INSV | INST | TAYLORDM | 2015-01-23 | 70 Green St |  |  |  |  | SODIUM HYPOCHLORITE | SODIUM HYPO | FLOW PACING | 0.000 UN | GPD |  | AW
5211213 | SEVERN TRENT |  | RANN CHLORTEC /CHEM-GEN |  | NJPG | C | NJPG-PG-RANN.-TRT. | P203 | INSV | INST | LOD_EAM_02 | 2016-02-04 | 370 HARDING HWY |  | 13-CT75-CP002930 |  |  |  | SODIUM HYPO |  | 0.000 UN |  |  | AW

## Boiler
Equipment |  | Inventory no. | Description | Full Name | AuthorizGroup | EquipCategory | Functional Loc. | Planning plant | User status | System status | Created by | Created on | Street | Size/dimens. | ManufSerialNo. | ManufPartNo. | Install. date | Amp Rating | Application | Boiler Type | Duty Cycle | Energy Type | Output UOM | Output Value | Owned By | Special Mtn Note | Special Mtn Note Det | Volt Rating
5142291 | UNKNOWN | NJHH-7-HVBO-1 | DRWTP MN BLDG 1 HOT WATER /BOILER |  | NJBC | B | NJBC-BU-DRWTP | P203 | INSV | INST | HUSSAARM | 2013-10-13 | 213 CARRIAGE LANE | [5 empty] | FREEZE PROTECTION | BOILER* |  | NAT GAS |  |  | AW
5142294 | UNKNOWN | NJHH-7-HVBO-2 | DRWTP MN BLDG 2 HOT WATER /BOILER |  | NJBC | B | NJBC-BU-DRWTP | P203 | INSV | INST | HUSSAARM | 2013-10-13 | 213 CARRIAGE LANE | [5 empty] | FREEZE PROTECTION | BOILER* |  | NAT GAS |  |  | AW
5142297 | UNKNOWN | NJHH-7-HVBO-3 | DRWTP-RWPS HOT WATER 1 /BOILER |  | NJBC | B | NJBC-BU-DRWTP-RWPS | P203 | INSV | INST | HUSSAARM | 2013-10-13 | 213 CARRIAGE LN | [5 empty] | FREEZE PROTECTION | BOILER* |  | LIQ FUEL |  |  | AW
5142299 | UNKNOWN | NJHH-7-HVBO-4 | DRWTP-RWPS HOT WATER 2 /BOILER |  | NJBC | B | NJBC-BU-DRWTP-RWPS | P203 | INSV | INST | HUSSAARM | 2013-10-13 | 213 CARRIAGE LN | [5 empty] | FREEZE PROTECTION | BOILER* |  | LIQ FUEL |  |  | AW
5142402 | UNKNOWN | NJHH-7-HVBO-5 | DRWTP-RWPS HOT WATER 3 /BOILER |  | NJBC | B | NJBC-BU-DRWTP-RWPS | P203 | INSV | INST | HUSSAARM | 2013-10-13 | 213 CARRIAGE LN | [5 empty] | FREEZE PROTECTION | BOILER* |  | LIQ FUEL |  |  | AW
5143882 | UNKNOWN |  | OLDORCHARD /BOILER |  | NJBC | B | NJBC-CM-OLDOR | P203 | INSV | INST | HUSSAARM | 2013-10-13 | ROUTE 70 EAST AT OLD ORCHARD ROAD |  |  |  |  | 0.00 A | COMFORT | BOILER* |  | LIQ FUEL |  | 0.00 UN | AW
5144947 | UNKNOWN |  | LAURELSP /BOILER |  | NJBC | B | NJBC-CM-LAURE | P203 | INSV | INST | HUSSAARM | 2013-10-13 | 820 GRAND AVENUE | [5 empty] | COMFORT | BOILER* |  | LIQ FUEL |  |  | AW
5144959 | UNKNOWN |  | EVESHAM-BST /BOILER |  | NJBC | B | NJBC-CM-EVBST-BSTA | P203 | INSV | INST | HUSSAARM | 2013-10-13 | EVERGREEN RD | [5 empty] | COMFORT | BOILER* |  | LIQ FUEL |  |  | AW
5148943 | UNKNOWN |  | BECK /BOILER |  | NJLO | B | NJLO-Z1-BECK. | P203 | INSV | INST | HUSSAARM | 2013-10-13 | 1547 High Hill Rd | [6 empty] | BOILER* |  |  |  |  | AW
5158005 | UNKNOWN |  | MAGNOLIA /BOILER |  | NJBC | B | NJBC-CM-MAGNO | P203 | INSV | INST | HUSSAARM | 2013-10-13 | 625 N WALNUT AVENUE | [6 empty] | BOILER* |  |  |  |  | AW
5158006 | UNKNOWN |  | COLUMBIALK /BOILER |  | NJBC | B | NJBC-CM-COLUM | P203 | INSV | INST | HUSSAARM | 2013-10-13 | 330 OAK AVE | [6 empty] | BOILER* |  |  |  |  | AW
5158007 | UNKNOWN |  | KINGSTON /BOILER |  | NJBC | B | NJBC-CM-KINGS | P203 | INSV | INST | HUSSAARM | 2013-10-13 | 514 HOWARD RD | [6 empty] | BOILER* |  |  |  |  | AW
5238345 | UNKNOWN |  | OTTERBROOK /BOILER |  | NJBC | B | NJBC-CM-OTTER | P203 | INSV | INST | TAYLORDM | 2017-04-11 | 900 SAN JOSE DR | [6 empty] | BOILER* |  |  |  |  | AW
5238346 | UNKNOWN |  | MANSFIELD /BOILER |  | NJBC | B | NJBC-MF-MANS.-PLT. | P203 | INSV | INST | TAYLORDM | 2017-04-11 | 3165 RTE 206 | [6 empty] | BOILER* |  |  |  |  | AW

## Blower
Equipment |  | Inventory no. | Description | Full Name | AuthorizGroup | EquipCategory | Functional Loc. | Planning plant | User status | System status | Created by | Created on | Street | Size/dimens. | ManufSerialNo. | ManufPartNo. | Install. date | Application | BHP Rating | Blower Type | Capacity Rating | Capacity UOM | Drive Type | Max Pressure | Owned By | RPM Operating | Special Mtn Note | Special Mtn Note Det
5096680 | UNKNOWN |  | MANS Blower #1 /BLWR |  | NJBC | M | NJBC-MF-MANS. | P203 | INSV | INST | HUSSAARM | 2013-10-13 | 3165 RTE 206 |  |  |  |  | WASTE PROCESSING | 0.00 HP AW | CENTRIFUGAL | 0.00 UN |  |  | 0.0 PSI | AW
5096692 | UNKNOWN |  | MANS Blower #2 /BLWR |  | NJBC | M | NJBC-MF-MANS. | P203 | INSV | INST | HUSSAARM | 2013-10-13 | 3165 RTE 206 |  |  |  |  | WASTE PROCESSING | 0.00 HP AW | CENTRIFUGAL | 0.00 UN |  |  | 0.0 PSI | AW
5096930 | UNKNOWN |  | HOME Blower /BLWR |  | NJBC | M | NJBC-HS-HOME. | P203 | INSV | INST | HUSSAARM | 2013-10-13 | JACK HEDDING ROAD |  |  |  |  | WASTE PROCESSING | 0.00 HP AW | CENTRIFUGAL | 0.00 UN |  |  | 0.0 PSI | AW
5129935 | UNKNOWN | NJHH-7-ACMP-19 | DRWTP-TRMT-FILT AIR 1 /BLWR |  | NJBC | M | NJBC-BU-DRWTP-TRMT-FILT | P203 | INSV | INST | HUSSAARM | 2013-10-13 | 213 CARRIAGE LANE |  |  |  |  | WATER PROCESSING | 0.00 HP AW | CENTRIFUGAL | 0.00 UN |  |  | 0.0 PSI | AW
5129937 | UNKNOWN | NJHH-7-ACMP-20 | DRWTP-TRMT-FILT AIR 2 /BLWR |  | NJBC | M | NJBC-BU-DRWTP-TRMT-FILT | P203 | INSV | INST | HUSSAARM | 2013-10-13 | 213 CARRIAGE LANE |  |  |  |  | WATER PROCESSING | 0.00 HP AW | CENTRIFUGAL | 0.00 UN |  |  | 0.0 PSI | AW
5129945 | UNKNOWN | NJHH-7-ACMP-24 | DRWTP-TRMT-PACS DUST COLLECTOR 1 /BLWR |  | NJBC | M | NJBC-BU-DRWTP-TRMT-PACS | P203 | INSV | INST | HUSSAARM | 2013-10-13 | 213 CARRIAGE LANE |  |  |  |  | WATER PROCESSING |  | CENTRIFUGAL |  |  |  |  | AW
5145271 | UNKNOWN |  | BECK AIR /BLWR |  | NJLO | M | NJLO-Z1-BECK. | P203 | INSV | INST | HUSSAARM | 2013-10-13 | 1547 High Hill Rd | [5 empty] | 0.00 HP AW | CENTRIFUGAL | 0.00 UN |  |  | 0.0 PSI | AW
5211211 | UNKNOWN |  | RANN CHLORTEC HYDROGEN BLOWER 1 /BLWR |  | NJPG | M | NJPG-PG-RANN.-TRT. | P203 | INSV | INST | LOD_EAM_02 | 2016-02-04 | 370 HARDING HWY | [6 empty] | POSITIVE DISPLACEMENT |  |  |  |  | AW
5211212 | UNKNOWN |  | RANN CHLORTEC HYDROGEN BLOWER 2 /BLWR |  | NJPG | M | NJPG-PG-RANN.-TRT. | P203 | INSV | INST | LOD_EAM_02 | 2016-02-04 | 370 HARDING HWY | [6 empty] | POSITIVE DISPLACEMENT |  |  |  |  | AW

## Battery Charger
Equipment |  | Inventory no. | Description | Full Name | AuthorizGroup | EquipCategory | Functional Loc. | Planning plant | User status | System status | Created by | Created on | Street | Size/dimens. | ManufSerialNo. | ManufPartNo. | Install. date | Amp Rating | Battery Charger Type | Owned By | Special Mtn Note | Special Mtn Note Det | Volt Rating
5147880 | UNKNOWN |  | COMM Generator Set /BATTCHGR |  | NJLO | E | NJLO-Z1-COMM. | P203 | INSV | INST | HUSSAARM | 2013-10-13 | 657 Commodore Dr | [5 empty] | FIXED VOLTAGE CHARGER | AW
5147878 | UNKNOWN |  | BIRCH Generator Set /BATTCHGR |  | NJLO | E | NJLO-Z1-BIRCH | P203 | INSV | INST | HUSSAARM | 2013-10-13 | 322 BIRCH CREEK ROAD | [5 empty] | FIXED VOLTAGE CHARGER | AW
5147876 | UNKNOWN |  | BECK Generator /BATTCHGR |  | NJLO | E | NJLO-Z1-BECK. | P203 | INSV | INST | HUSSAARM | 2013-10-13 | 1547 High Hill Rd | [5 empty] | FIXED VOLTAGE CHARGER | AW
5140459 | LAMARCHE |  | DRWTP-TRMT GENSET UNIT2 MNPLNT /BATTCHGR |  | NJBC | E | NJBC-BU-DRWTP-TRMT | P203 | INSV | INST | HUSSAARM | 2013-10-13 | 213 CARRIAGE LANE |  |  |  |  | 0.00 A | FIXED VOLTAGE CHARGER | AW
5140452 | UNKNOWN |  | DRWTP-TRMT GENSET UNIT1 MNPLNT /BATTCHGR |  | NJBC | E | NJBC-BU-DRWTP-TRMT | P203 | INSV | INST | HUSSAARM | 2013-10-13 | 213 CARRIAGE LANE |  | KH168P |  |  | 0.00 A | FIXED VOLTAGE CHARGER | AW
5140444 | LAMARCHE |  | DRWTP-RWPS GEN SET /BATTCHGR |  | NJBC | E | NJBC-BU-DRWTP-RWPS | P203 | INSV | INST | HUSSAARM | 2013-10-13 | 213 CARRIAGE LN |  |  |  |  | 0.00 A | FIXED VOLTAGE CHARGER | AW
5137295 | INTERSTATE |  | GLOUCESTERBS STNDBY PWR DIESL /BATTCHGR |  | NJBC | E | NJBC-GL-GLBST | P203 | INSV | INST | HUSSAARM | 2013-10-13 | 491 HARRISON AVE | [5 empty] | FIXED CURRENT CHARGER | AW
5137291 | INTERSTATE |  | VOORHEES Standby Power Nat Gas /BATTCHGR |  | NJBC | E | NJBC-CM-VOORH | P203 | INSV | INST | HUSSAARM | 2013-10-13 | 13 GOLF VIEW DR | [5 empty] | FIXED CURRENT CHARGER | AW
5137287 | INTERSTATE |  | OTTERBRK STNDBY PWR DIESL /BATTCHGR |  | NJBC | E | NJBC-CM-OTTER | P203 | INSV | INST | HUSSAARM | 2013-10-13 | 900 SAN JOSE DR | [5 empty] | FIXED CURRENT CHARGER | AW
5137283 | INTERSTATE |  | OLDORCHARD STNDBY PWR DIESL /BATTCHGR |  | NJBC | E | NJBC-CM-OLDOR | P203 | INSV | INST | HUSSAARM | 2013-10-13 | ROUTE 70 EAST AT OLD ORCHARD ROAD | [5 empty] | FIXED CURRENT CHARGER | AW
5137277 | INTERSTATE |  | HUTTONHILL-BST AUX DR-BSTPMP4 /BATTCHGR |  | NJBC | E | NJBC-CM-HUTTO-BST. | P203 | INSV | INST | HUSSAARM | 2013-10-13 | 1911 KRESSON RD | [5 empty] | FIXED CURRENT CHARGER | AW
5137273 | INTERSTATE |  | HADDONHTS Standby Power Diesel /BATTCHGR |  | NJBC | E | NJBC-CM-HAHTS | P203 | INSV | INST | HUSSAARM | 2013-10-13 | 614 W. Atlantic Ave | [5 empty] | FIXED CURRENT CHARGER | AW
5137268 | UNKNOWN |  | GIBBSSTA Standby Power Diesel /BATTCHGR |  | NJBC | E | NJBC-CM-GBSTA | P203 | INSV | INST | HUSSAARM | 2013-10-13 | 1 LINDEN AVE | [5 empty] | FIXED CURRENT CHARGER | AW
5137264 | INTERSTATE |  | GIBBSBOROBS STNDBY PWR DIESL /BATTCHGR |  | NJBC | E | NJBC-CM-GBBST | P203 | INSV | INST | HUSSAARM | 2013-10-13 | 79 LUCAS BLVD | [5 empty] | FIXED CURRENT CHARGER | AW
5137260 | INTERSTATE |  | CAMDEN Standby Power Diesel /BATTCHGR |  | NJBC | E | NJBC-CM-CASTA | P203 | INSV | INST | HUSSAARM | 2013-10-13 | 791 N 30TH ST | [5 empty] | FIXED CURRENT CHARGER | AW
5137256 | INTERSTATE |  | CAMDEN STNDBY PWR DIESL-MNBLDG /BATTCHGR |  | NJBC | E | NJBC-CM-CASTA | P203 | INSV | INST | HUSSAARM | 2013-10-13 | 791 N 30TH ST | [5 empty] | FIXED CURRENT CHARGER | AW
5137252 | INTERSTATE |  | STEPHENS Standby Power Diesel /BATTCHGR |  | NJBC | E | NJBC-BU-STEPH | P203 | INSV | INST | HUSSAARM | 2013-10-13 | 208 STEPHEN DR | [5 empty] | FIXED CURRENT CHARGER | AW
5137246 | INTERSTATE |  | RIVERROAD-BST AUX DR-BSTPMP1 /BATTCHGR |  | NJBC | E | NJBC-BU-RVBST-BPMP | P203 | INSV | INST | HUSSAARM | 2013-10-13 | 2767 BROAD ST | [5 empty] | FIXED CURRENT CHARGER | AW
5137243 | INTERSTATE |  | POMONA-ALB STNDBY PWR DIESL /BATTCHGR |  | NJBC | E | NJBC-BU-POMON-ALB. | P203 | INSV | INST | HUSSAARM | 2013-10-13 | 911 POMONA ROAD | [5 empty] | FIXED CURRENT CHARGER | AW
5137239 | INTERSTATE |  | HIGHLAND Standby Power Diesel /BATTCHGR |  | NJBC | E | NJBC-BU-HIGHL | P203 | INSV | INST | HUSSAARM | 2013-10-13 | 1007 Highland Ave | [5 empty] | FIXED CURRENT CHARGER | AW
5137235 | INTERSTATE |  | FELLOWSHIP STNDBY PWR DIESL /BATTCHGR |  | NJBC | E | NJBC-BU-FELLO | P203 | INSV | INST | HUSSAARM | 2013-10-13 | 3 SPRINGDALE RD | [5 empty] | FIXED CURRENT CHARGER | AW
5137231 | INTERSTATE |  | COOPER Standby Power Diesel /BATTCHGR |  | NJBC | E | NJBC-BU-COOPE | P203 | INSV | INST | HUSSAARM | 2013-10-13 | 100 HENDRICKSON AVE | [5 empty] | FIXED CURRENT CHARGER | AW
5137227 | INTERSTATE |  | CHURCHRCHL STNDBY PWR NAT GAS /BATTCHGR |  | NJBC | E | NJBC-BU-CHURC | P203 | INSV | INST | HUSSAARM | 2013-10-13 | CHURCH ROAD | [5 empty] | FIXED CURRENT CHARGER | AW
5137224 | INTERSTATE |  | BEVERLY Standby Power Diesel /BATTCHGR |  | NJBC | E | NJBC-BU-BEVER | P203 | INSV | INAC INST | HUSSAARM | 2013-10-13 | 40 BROAD ST | [5 empty] | FIXED CURRENT CHARGER | AW
5118537 | UNKNOWN |  | GREEN Generator /BATTCHGR |  | NJBC | E | NJBC-MH-GREEN | P203 | INSV | INST | HUSSAARM | 2013-10-13 | GREEN STREET |  |  |  |  | 0.00 A | FIXED CURRENT CHARGER | AW
5118533 | UNKNOWN |  | HOME Generator /BATTCHGR |  | NJBC | E | NJBC-HS-HOME. | P203 | INSV | INST | HUSSAARM | 2013-10-13 | JACK HEDDING ROAD | [5 empty] | FIXED CURRENT CHARGER | AW
5118530 | UNKNOWN |  | WOOD Generator /BATTCHGR |  | NJBC | E | NJBC-MH-WOOD. | P203 | INSV | INST | HUSSAARM | 2013-10-13 | WOODLANE RD | [5 empty] | FIXED CURRENT CHARGER | AW
5118526 | UNKNOWN |  | MANS Generator /BATTCHGR |  | NJBC | E | NJBC-MF-MANS. | P203 | INSV | INST | HUSSAARM | 2013-10-13 | 3165 RTE 206 | [5 empty] | FIXED CURRENT CHARGER | AW
5103867 | UNKNOWN |  | LAYT Generator /BATTCHGR |  | NJPG | E | NJPG-PG-LAYT. | P203 | INSV | INST | HUSSAARM | 2013-10-13 | 51 N Pennsville Auburn Rd |  |  |  |  | 0.00 A | FIXED CURRENT CHARGER | AW
5096684 | UNKNOWN |  | WALN /BATTCHGR |  | NJHR | E | NJHR-Z1-WALN. | P203 | INSV | INST | HUSSAARM | 2013-10-13 | 102 BRIDGETON PIKE | [5 empty] | FIXED VOLTAGE CHARGER | AW
5096682 | UNKNOWN |  | WOOD /BATTCHGR |  | NJHR | E | NJHR-Z1-WOOD. | P203 | INSV | INST | HUSSAARM | 2013-10-13 | 260 Woodland Ave | [5 empty] | FIXED VOLTAGE CHARGER | AW
5211210 | UNKNOWN |  | RANN GENERATOR /BATTCHGR |  | NJPG | E | NJPG-PG-RANN. | P203 | INSV | INST | LOD_EAM_02 | 2016-02-04 | 370 HARDING HWY |  |  |  |  | 0.00 A | FIXED VOLTAGE CHARGER | AW

## Battery
Equipment |  | Inventory no. | Description | Full Name | AuthorizGroup | EquipCategory | Functional Loc. | Planning plant | User status | System status | Created by | Created on | Street | Size/dimens. | ManufSerialNo. | ManufPartNo. | Install. date | #Batteries in Bank | Amp Hours ea | Bat-Cell Type | Battery Type | Cold Cranking Amps e | Owned By | Special Mtn Note | Special Mtn Note Det | Volt Rating
5170965 | UNKNOWN |  | HADDONHTS HHTS SCADA/BATT |  | NJBC | E | NJBC-CM-HAHTS | P203 | INSV | INST | HUSSAARM | 2013-10-13 | 614 W. Atlantic Ave |  |  |  |  | 2 EA | 18.0 AH AW |  | MAINTENANCE FREE BATT | 0.0 A | AW |  |  | 12V
5170964 | UNKNOWN |  | GREENTRIC GTIC SCADA/BATT |  | NJBC | E | NJBC-BU-GREEN | P203 | INSV | INST | HUSSAARM | 2013-10-13 | SPRINGDALE ROAD |  |  |  |  | 2 EA | 18.0 AH AW |  | MAINTENANCE FREE BATT | 0.0 A | AW |  |  | 12V
5170963 | UNKNOWN |  | GLOUCNICIC GCIC SCADA/BATT |  | NJBC | E | NJBC-GL-GLNIC | P203 | INSV | INST | HUSSAARM | 2013-10-13 | 103 NICHOLSON RD |  |  |  |  | 2 EA | 18.0 AH AW |  | MAINTENANCE FREE BATT | 0.0 A | AW |  |  | 12V
5170962 | UNKNOWN |  | GLASSAUIC GLIC SCADA/BATT |  | NJBC | E | NJBC-GL-GLASS | P203 | INSV | INST | HUSSAARM | 2013-10-13 | 450 AURA RD |  |  |  |  | 2 EA | 18.0 AH AW |  | MAINTENANCE FREE BATT | 0.0 A | AW |  |  | 12V
5170961 | UNKNOWN |  | GIBBSSTA GIB1 SCADA/BATT |  | NJBC | E | NJBC-CM-GBSTA | P203 | INSV | INST | HUSSAARM | 2013-10-13 | 1 LINDEN AVE |  |  |  |  | 2 EA | 18.0 AH AW |  | MAINTENANCE FREE BATT | 0.0 A | AW |  |  | 12V
5170960 | UNKNOWN |  | GIBBSSTA GIBB SCADA/BATT |  | NJBC | E | NJBC-CM-GBSTA | P203 | INSV | INST | HUSSAARM | 2013-10-13 | 1 LINDEN AVE |  |  |  |  | 2 EA | 18.0 AH AW |  | MAINTENANCE FREE BATT | 0.0 A | AW |  |  | 12V
5170959 | UNKNOWN |  | GIBBSBOROBS GBST SCADA/BATT |  | NJBC | E | NJBC-CM-GBBST | P203 | INSV | INST | HUSSAARM | 2013-10-13 | 79 LUCAS BLVD |  |  |  |  | 2 EA | 18.0 AH AW |  | MAINTENANCE FREE BATT | 0.0 A | AW |  |  | 12V
5170958 | UNKNOWN |  | FELLOWSHIP FELB SCADA/BATT |  | NJBC | E | NJBC-BU-FELLO | P203 | INSV | INST | HUSSAARM | 2013-10-13 | 3 SPRINGDALE RD |  |  |  |  | 2 EA | 18.0 AH AW |  | MAINTENANCE FREE BATT | 0.0 A | AW |  |  | 12V
5170957 | UNKNOWN |  | FAIRVIEVLV FAIR SCADA/BATT |  | NJBC | E | NJBC-BU-FAIRV | P203 | INSV | INST | HUSSAARM | 2013-10-13 | FAIRVIEW STREET |  |  |  |  | 2 EA | 18.0 AH AW |  | MAINTENANCE FREE BATT | 0.0 A | AW |  |  | 12V
5170956 | UNKNOWN |  | EVESHAMBRKIC EVES SCADA/BATT |  | NJBC | E | NJBC-CM-EVBIC | P203 | INSV | INST | HUSSAARM | 2013-10-13 | 137 BRICK RD |  |  |  |  | 2 EA | 18.0 AH AW |  | MAINTENANCE FREE BATT | 0.0 A | AW |  |  | 12V
5170955 | UNKNOWN |  | EVESHAM EVEB SCADA/BATT |  | NJBC | E | NJBC-CM-EVBST | P203 | INSV | INST | HUSSAARM | 2013-10-13 | EVERGREEN RD |  |  |  |  | 2 EA | 18.0 AH AW |  | MAINTENANCE FREE BATT | 0.0 A | AW |  |  | 12V
5170954 | UNKNOWN |  | EDGEWATERTNK EPT SCADA/BATT |  | NJBC | E | NJBC-BU-EDGEW | P203 | INSV | INST | HUSSAARM | 2013-10-13 | ROOSEVELT AVENUE |  |  |  |  | 2 EA | 18.0 AH AW |  | MAINTENANCE FREE BATT | 0.0 A | AW |  |  | 12V
5170953 | UNKNOWN |  | EGREENHAIC EGIC SCADA/BATT |  | NJBC | E | NJBC-GL-EGHIC | P203 | INSV | INST | HUSSAARM | 2013-10-13 | 208 Harrison Ave |  |  |  |  | 2 EA | 18.0 AH AW |  | MAINTENANCE FREE BATT | 0.0 A | AW |  |  | 12V
5170952 | UNKNOWN |  | DEPTCLIC DTIC SCADA/BATT |  | NJBC | E | NJBC-GL-DEPTC | P203 | INSV | INST | HUSSAARM | 2013-10-13 | 1570 CLEMENTS BRIDGE RD |  |  |  |  | 2 EA | 18.0 AH AW |  | MAINTENANCE FREE BATT | 0.0 A | AW |  |  | 12V
5170951 | UNKNOWN |  | CHURCHRCHL CRIC SCADA/BATT |  | NJBC | E | NJBC-BU-CHURC | P203 | INSV | INST | HUSSAARM | 2013-10-13 | CHURCH ROAD |  |  |  |  | 2 EA | 18.0 AH AW |  | MAINTENANCE FREE BATT | 0.0 A | AW |  |  | 12V
5170950 | UNKNOWN |  | MTLAURCHIC CRBS SCADA/BATT |  | NJBC | E | NJBC-BU-MLCIC | P203 | INSV | INST | HUSSAARM | 2013-10-13 | 4129 CHURCH RD |  |  |  |  | 2 EA | 18.0 AH AW |  | MAINTENANCE FREE BATT | 0.0 A | AW |  |  | 12V
5170949 | UNKNOWN |  | CHAPELAVIC CAIC SCADA/BATT |  | NJBC | E | NJBC-CM-CHAPE | P203 | INSV | INST | HUSSAARM | 2013-10-13 | CHAPEL AVENUE |  |  |  |  | 2 EA | 18.0 AH AW |  | MAINTENANCE FREE BATT | 0.0 A | AW |  |  | 12V
5170948 | UNKNOWN |  | CENTRALIC CTIC SCADA/BATT |  | NJBC | E | NJBC-CM-CENTR | P203 | INSV | INST | HUSSAARM | 2013-10-13 | EVESHAM ROAD |  |  |  |  | 2 EA | 18.0 AH AW |  | MAINTENANCE FREE BATT | 0.0 A | AW |  |  | 12V
5170947 | UNKNOWN |  | CAMDEN CAM1 SCADA/BATT |  | NJBC | E | NJBC-CM-CASTA | P203 | INSV | INST | HUSSAARM | 2013-10-13 | 791 N 30TH ST |  |  |  |  | 2 EA | 18.0 AH AW |  | MAINTENANCE FREE BATT | 0.0 A | AW |  |  | 12V
5170946 | UNKNOWN |  | CAMDEN CAM SCADA/BATT |  | NJBC | E | NJBC-CM-CASTA | P203 | INSV | INST | HUSSAARM | 2013-10-13 | 791 N 30TH ST |  |  |  |  | 2 EA | 18.0 AH AW |  | MAINTENANCE FREE BATT | 0.0 A | AW |  |  | 12V
5170945 | UNKNOWN |  | CAMDENFEIC CCIC SCADA/BATT |  | NJBC | E | NJBC-CM-CAFIC | P203 | INSV | INST | HUSSAARM | 2013-10-13 | FEDERAL STREET |  |  |  |  | 2 EA | 18.0 AH AW |  | MAINTENANCE FREE BATT | 0.0 A | AW |  |  | 12V
5170944 | UNKNOWN |  | BROWNING BL1 SCADA/BATT |  | NJBC | E | NJBC-CM-BROWN | P203 | INSV | INST | HUSSAARM | 2013-10-13 | BROWINING LANE |  |  |  |  | 2 EA | 18.0 AH AW |  | MAINTENANCE FREE BATT | 0.0 A | AW |  |  | 12V
5170943 | UNKNOWN |  | BROWNING BL SCADA/BATT |  | NJBC | E | NJBC-CM-BROWN | P203 | INSV | INST | HUSSAARM | 2013-10-13 | BROWINING LANE |  |  |  |  | 2 EA | 18.0 AH AW |  | MAINTENANCE FREE BATT | 0.0 A | AW |  |  | 12V
5170942 | UNKNOWN |  | MTLAURBRIC MLIC SCADA/BATT |  | NJBC | E | NJBC-BU-MLBIC | P203 | INSV | INST | HUSSAARM | 2013-10-13 | 3321 MARNE HWY |  |  |  |  | 2 EA | 18.0 AH AW |  | MAINTENANCE FREE BATT | 0.0 A | AW |  |  | 12V
5170941 | UNKNOWN |  | 30TH B30S SCADA/BATT |  | NJBC | E | NJBC-CM-30TH. | P203 | INSV | INST | HUSSAARM | 2013-10-13 | 2940 SAUNDERS ST |  |  |  |  | 2 EA | 18.0 AH AW |  | MAINTENANCE FREE BATT | 0.0 A | AW |  |  | 12V
5170940 | UNKNOWN |  | DECOUTNK DCT SCADA/BATT |  | NJBC | E | NJBC-CM-DECOU | P203 | INSV | INST | HUSSAARM | 2013-10-13 | 610 N KINGS HIGHWAY |  |  |  |  | 2 EA | 100.0 AH AW |  | MAINTENANCE FREE BATT | 0.0 A | AW |  |  | 12V
5167188 | UNKNOWN |  | MONVLV SCADA/BATT |  | NJBC | E | NJBC-MH-MONVL | P203 | INSV | INST | HUSSAARM | 2013-10-13 | MONMOUTH RD |  |  |  |  | 2 EA | 24.0 AH AW |  | MAINTENANCE FREE BATT |  | AW |  |  | 12V
5167187 | UNKNOWN |  | WOOD SCADA/BATT |  | NJBC | E | NJBC-MH-WOOD. | P203 | INSV | INST | HUSSAARM | 2013-10-13 | WOODLANE RD |  |  |  |  | 2 EA | 24.0 AH AW |  | MAINTENANCE FREE BATT | 0.0 A | AW |  |  | 12V
5167185 | UNKNOWN |  | VNCE SCADA/BATT |  | NJBC | E | NJBC-VT-VNCE. | P203 | INSV | INST | HUSSAARM | 2013-10-13 | 39 RETREAT RD |  |  |  |  | 2 EA | 24.0 AH AW |  | MAINTENANCE FREE BATT |  | AW |  |  | 12V
5167184 | UNKNOWN |  | HOME SCADA/BATT |  | NJBC | E | NJBC-HS-HOME. | P203 | INSV | INST | HUSSAARM | 2013-10-13 | JACK HEDDING ROAD |  |  |  |  | 2 EA | 24.0 AH AW |  | MAINTENANCE FREE BATT | 0.0 A | AW |  |  | 12V
5167182 | UNKNOWN |  | GREEN SCADA/BATT |  | NJBC | E | NJBC-MH-GREEN | P203 | INSV | INST | HUSSAARM | 2013-10-13 | GREEN STREET |  |  |  |  | 2 EA | 24.0 AH AW |  | MAINTENANCE FREE BATT | 0.0 A | AW |  |  | 12V
5167181 | UNKNOWN |  | EVERPMP SCADA/BATT |  | NJBC | E | NJBC-MH-EVERP | P203 | INSV | INST | HUSSAARM | 2013-10-13 | EVERGREEN RD |  |  |  |  | 2 EA | 24.0 AH AW |  | MAINTENANCE FREE BATT |  | AW |  |  | 12V
5167180 | UNKNOWN |  | DRWTP-TRMT Filter CNTRLS 7&8 SCADA/BATT |  | NJBC | E | NJBC-BU-DRWTP-TRMT | P203 | INSV | INST | HUSSAARM | 2013-10-13 | 213 CARRIAGE LANE |  |  |  |  | 2 EA | 24.0 AH AW |  | MAINTENANCE FREE BATT | 0.0 A | AW |  |  | 12V
5167179 | UNKNOWN |  | DRWTP-TRMT Filter CNTRLS 5&6 SCADA/BATT |  | NJBC | E | NJBC-BU-DRWTP-TRMT | P203 | INSV | INST | HUSSAARM | 2013-10-13 | 213 CARRIAGE LANE |  |  |  |  | 2 EA | 24.0 AH AW |  | MAINTENANCE FREE BATT | 0.0 A | AW |  |  | 12V
5167178 | UNKNOWN |  | DRWTP-TRMT Filter CNTRLS 3&4 SCADA/BATT |  | NJBC | E | NJBC-BU-DRWTP-TRMT | P203 | INSV | INST | HUSSAARM | 2013-10-13 | 213 CARRIAGE LANE |  |  |  |  | 2 EA | 24.0 AH AW |  | MAINTENANCE FREE BATT | 0.0 A | AW |  |  | 12V
5167177 | UNKNOWN |  | DRWTP-TRMT Filter CNTRLS 1&2 SCADA/BATT |  | NJBC | E | NJBC-BU-DRWTP-TRMT | P203 | INSV | INST | HUSSAARM | 2013-10-13 | 213 CARRIAGE LANE |  |  |  |  | 2 EA | 24.0 AH AW |  | MAINTENANCE FREE BATT | 0.0 A | AW |  |  | 12V
5167176 | UNKNOWN |  | HARRHEIC SJIC SCADA/BATT |  | NJBC | E | NJBC-GL-HARRH | P203 | INSV | INST | HUSSAARM | 2013-10-13 | 121 HELIG RD |  |  |  |  | 2 EA | 18.0 AH AW |  | MAINTENANCE FREE BATT | 0.0 A | AW |  |  | 12V
5170966 | UNKNOWN |  | HADDONHTS HHT1 SCADA/BATT |  | NJBC | E | NJBC-CM-HAHTS | P203 | INSV | INST | HUSSAARM | 2013-10-13 | 614 W. Atlantic Ave |  |  |  |  | 2 EA | 18.0 AH AW |  | MAINTENANCE FREE BATT | 0.0 A | AW |  |  | 12V
5176703 | UNKNOWN |  | WOODBURY WCIC SCADA/BATT |  | NJBC | E | NJBC-GL-WOODB | P203 | INSV | INST | HUSSAARM | 2013-10-13 | 770 Clearview Ave |  |  |  |  | 2 EA | 18.0 AH AW |  | MAINTENANCE FREE BATT | 0.0 A | AW |  |  | 12V
5176702 | UNKNOWN |  | WDEPTPRKIC WDIC SCADA/BATT |  | NJBC | E | NJBC-GL-WDEPT | P203 | INSV | INST | HUSSAARM | 2013-10-13 | 901 DANTE CT |  |  |  |  | 2 EA | 18.0 AH AW |  | MAINTENANCE FREE BATT | 0.0 A | AW |  |  | 12V
5176701 | UNKNOWN |  | UNIONLAND UNIC SCADA/BATT |  | NJBC | E | NJBC-BU-UNION | P203 | INSV | INST | HUSSAARM | 2013-10-13 | UNION LANDING ROAD |  |  |  |  | 2 EA | 18.0 AH AW |  | MAINTENANCE FREE BATT | 0.0 A | AW |  |  | 12V
5176700 | UNKNOWN |  | TAYLORS TLIC SCADA/BATT |  | NJBC | E | NJBC-BU-TAYLO | P203 | INSV | INST | HUSSAARM | 2013-10-13 | 1906 TAYLORS LN |  |  |  |  | 2 EA | 18.0 AH AW |  | MAINTENANCE FREE BATT | 0.0 A | AW |  |  | 12V
5170999 | UNKNOWN |  | SUNBURY SUN SCADA/BATT |  | NJBC | E | NJBC-PB-SUNBU | P203 | INSV | INST | HUSSAARM | 2013-10-13 | 221 NORCROSS LN |  |  |  |  | 2 EA | 18.0 AH AW |  | MAINTENANCE FREE BATT |  | AW |  |  | 12V
5170998 | UNKNOWN |  | STEPHENS STEP SCADA/BATT |  | NJBC | E | NJBC-BU-STEPH | P203 | INSV | INST | HUSSAARM | 2013-10-13 | 208 STEPHEN DR |  |  |  |  | 2 EA | 18.0 AH AW |  | MAINTENANCE FREE BATT | 0.0 A | AW |  |  | 12V
5170997 | UNKNOWN |  | SOMERDALE SOM SCADA/BATT |  | NJBC | E | NJBC-CM-SOMER | P203 | INSV | INST | HUSSAARM | 2013-10-13 | 26 ELM AVE |  |  |  |  | 2 EA | 18.0 AH AW |  | MAINTENANCE FREE BATT | 0.0 A | AW |  |  | 12V
5170996 | UNKNOWN |  | RUNNEMEDE RUNN SCADA/BATT |  | NJBC | E | NJBC-CM-RUNNE | P203 | INSV | INST | HUSSAARM | 2013-10-13 | 28 ST CLAIR AVE |  |  |  |  | 2 EA | 18.0 AH AW |  | MAINTENANCE FREE BATT | 0.0 A | AW |  |  | 12V
5170995 | UNKNOWN |  | RT130VLV R130 SCADA/BATT |  | NJBC | E | NJBC-BU-RT130 | P203 | INSV | INST | HUSSAARM | 2013-10-13 | 4136 ROUTE 130 NORTH |  |  |  |  | 2 EA | 18.0 AH AW |  | MAINTENANCE FREE BATT | 0.0 A | AW |  |  | 12V
5170994 | UNKNOWN |  | RIVERROAD RRBS SCADA/BATT |  | NJBC | E | NJBC-BU-RVBST | P203 | INSV | INST | HUSSAARM | 2013-10-13 | 2767 BROAD ST |  |  |  |  | 2 EA | 18.0 AH AW |  | MAINTENANCE FREE BATT | 0.0 A | AW |  |  | 12V
5170993 | UNKNOWN |  | RIVERSIDETNK RST SCADA/BATT |  | NJBC | E | NJBC-BU-RVTNK | P203 | INSV | INST | HUSSAARM | 2013-10-13 | HANCOCK STREET |  |  |  |  | 2 EA | 18.0 AH AW |  | MAINTENANCE FREE BATT | 0.0 A | AW |  |  | 12V
5170992 | UNKNOWN |  | POMONA POMO SCADA/BATT |  | NJBC | E | NJBC-BU-POMON | P203 | INSV | INST | HUSSAARM | 2013-10-13 | 915 POMONA ROAD |  |  |  |  | 2 EA | 18.0 AH AW |  | MAINTENANCE FREE BATT | 0.0 A | AW |  |  | 12V
5170991 | UNKNOWN |  | OTTERBROOK OTT1 SCADA/BATT |  | NJBC | E | NJBC-CM-OTTER | P203 | INSV | INST | HUSSAARM | 2013-10-13 | 900 SAN JOSE DR |  |  |  |  | 2 EA | 18.0 AH AW |  | MAINTENANCE FREE BATT | 0.0 A | AW |  |  | 12V
5170990 | UNKNOWN |  | OTTERBROOK OTT SCADA/BATT |  | NJBC | E | NJBC-CM-OTTER | P203 | INSV | INST | HUSSAARM | 2013-10-13 | 900 SAN JOSE DR |  |  |  |  | 2 EA | 18.0 AH AW |  | MAINTENANCE FREE BATT | 0.0 A | AW |  |  | 12V
5170989 | UNKNOWN |  | OLDORCHARD OLD1 SCADA/BATT |  | NJBC | E | NJBC-CM-OLDOR | P203 | INSV | INST | HUSSAARM | 2013-10-13 | ROUTE 70 EAST AT OLD ORCHARD ROAD |  |  |  |  | 2 EA | 18.0 AH AW |  | MAINTENANCE FREE BATT | 0.0 A | AW |  |  | 12V
5170988 | UNKNOWN |  | OLDORCHARD OLDO SCADA/BATT |  | NJBC | E | NJBC-CM-OLDOR | P203 | INSV | INST | HUSSAARM | 2013-10-13 | ROUTE 70 EAST AT OLD ORCHARD ROAD |  |  |  |  | 2 EA | 18.0 AH AW |  | MAINTENANCE FREE BATT | 0.0 A | AW |  |  | 12V
5170987 | UNKNOWN |  | OAKLYNTNK OAKT SCADA/BATT |  | NJBC | E | NJBC-CM-OKTNK | P203 | INSV | INST | HUSSAARM | 2013-10-13 | 276 MANOR AVE |  |  |  |  | 2 EA | 18.0 AH AW |  | MAINTENANCE FREE BATT | 0.0 A | AW |  |  | 12V
5170986 | UNKNOWN |  | POMONA-ALB NA SCADA/BATT |  | NJBC | E | NJBC-BU-POMON-ALB. | P203 | INSV | INST | HUSSAARM | 2013-10-13 | 911 POMONA ROAD |  |  |  |  | 2 EA | 18.0 AH AW |  | MAINTENANCE FREE BATT | 0.0 A | AW |  |  | 12V
5170985 | UNKNOWN |  | MURRAY MURY SCADA/BATT |  | NJBC | E | NJBC-CM-MURRA | P203 | INSV | INST | HUSSAARM | 2013-10-13 | 802 MURRAY AVE |  |  |  |  | 2 EA | 18.0 AH AW |  | MAINTENANCE FREE BATT | 0.0 A | AW |  |  | 12V
5170984 | UNKNOWN |  | MERCHCHIC MPIC SCADA/BATT |  | NJBC | E | NJBC-CM-MECIC | P203 | INSV | INST | HUSSAARM | 2013-10-13 | 462 3RD AVE |  |  |  |  | 2 EA | 18.0 AH AW |  | MAINTENANCE FREE BATT | 0.0 A | AW |  |  | 12V
5170983 | UNKNOWN |  | MTHOLLYIC MHIC SCADA/BATT |  | NJBC | E | NJBC-BU-MTHOL | P203 | INSV | INST | HUSSAARM | 2013-10-13 | 2909 MARNE HWY |  |  |  |  | 2 EA | 18.0 AH AW |  | MAINTENANCE FREE BATT | 0.0 A | AW |  |  | 12V
5170982 | UNKNOWN |  | MARLTONTNK MRT SCADA/BATT |  | NJBC | E | NJBC-CM-MARLT | P203 | INSV | INST | HUSSAARM | 2013-10-13 | 701 CENTENNIAL BLVD |  |  |  |  | 2 EA | 18.0 AH AW |  | MAINTENANCE FREE BATT | 0.0 A | AW |  |  | 12V
5170981 | UNKNOWN |  | MAPLEWAVIC MSIC SCADA/BATT |  | NJBC | E | NJBC-BU-MAWIC | P203 | INSV | INST | HUSSAARM | 2013-10-13 | 103 WAVERLY AVE |  |  |  |  | 2 EA | 18.0 AH AW |  | MAINTENANCE FREE BATT | 0.0 A | AW |  |  | 12V
5170980 | UNKNOWN |  | MAGNOLIA MAG1 SCADA/BATT |  | NJBC | E | NJBC-CM-MAGNO | P203 | INSV | INST | HUSSAARM | 2013-10-13 | 625 N WALNUT AVENUE |  |  |  |  | 2 EA | 18.0 AH AW |  | MAINTENANCE FREE BATT | 0.0 A | AW |  |  | 12V
5170979 | UNKNOWN |  | MAGNOLIA MAG SCADA/BATT |  | NJBC | E | NJBC-CM-MAGNO | P203 | INSV | INST | HUSSAARM | 2013-10-13 | 625 N WALNUT AVENUE |  |  |  |  | 2 EA | 18.0 AH AW |  | MAINTENANCE FREE BATT | 0.0 A | AW |  |  | 12V
5170978 | UNKNOWN |  | LAURELSP LS SCADA/BATT |  | NJBC | E | NJBC-CM-LAURE | P203 | INSV | INST | HUSSAARM | 2013-10-13 | 820 GRAND AVENUE |  |  |  |  | 2 EA | 18.0 AH AW |  | MAINTENANCE FREE BATT | 0.0 A | AW |  |  | 12V
5170977 | UNKNOWN |  | KRESSONTNK KRT SCADA/BATT |  | NJBC | E | NJBC-CM-KRESS | P203 | INSV | INST | HUSSAARM | 2013-10-13 | 630 KRESSON RD |  |  |  |  | 2 EA | 18.0 AH AW |  | MAINTENANCE FREE BATT | 0.0 A | AW |  |  | 12V
5170976 | UNKNOWN |  | COOPER-IVY IVY SCADA/BATT |  | NJBC | E | NJBC-BU-COOPE-IVY. | P203 | INSV | INST | HUSSAARM | 2013-10-13 | 213 IVY RD |  |  |  |  | 2 EA | 18.0 AH AW |  | MAINTENANCE FREE BATT | 0.0 A | AW |  |  | 12V
5170975 | UNKNOWN |  | IRISHHILLBS IHBS SCADA/BATT |  | NJBC | E | NJBC-CM-IRISH | P203 | INSV | INST | HUSSAARM | 2013-10-13 | 128 HILL AVE |  |  |  |  | 2 EA | 18.0 AH AW |  | MAINTENANCE FREE BATT | 0.0 A | AW |  |  | 12V
5170974 | UNKNOWN |  | HUTTONHILL HUHB SCADA/BATT |  | NJBC | E | NJBC-CM-HUTTO | P203 | INSV | INST | HUSSAARM | 2013-10-13 | 1911 KRESSON RD |  |  |  |  | 2 EA | 18.0 AH AW |  | MAINTENANCE FREE BATT | 0.0 A | AW |  |  | 12V
5170973 | UNKNOWN |  | HIGHLAND HIGH SCADA/BATT |  | NJBC | E | NJBC-BU-HIGHL | P203 | INSV | INST | HUSSAARM | 2013-10-13 | 1007 Highland Ave |  |  |  |  | 2 EA | 18.0 AH AW |  | MAINTENANCE FREE BATT | 0.0 A | AW |  |  | 12V
5170972 | UNKNOWN |  | HINELLA HINT SCADA/BATT |  | NJBC | E | NJBC-CM-HINEL | P203 | INSV | INST | HUSSAARM | 2013-10-13 | 502 W ATLANTIC AVE |  |  |  |  | 2 EA | 18.0 AH AW |  | MAINTENANCE FREE BATT | 0.0 A | AW |  |  | 12V
5170971 | UNKNOWN |  | HAINESMILLTNK HMT SCADA/BATT |  | NJBC | E | NJBC-BU-HMTNK | P203 | INSV | INST | HUSSAARM | 2013-10-13 | 129 HAINES MILL RD |  |  |  |  | 2 EA | 18.0 AH AW |  | MAINTENANCE FREE BATT | 0.0 A | AW |  |  | 12V
5170970 | UNKNOWN |  | HAINESMOIC HMIC SCADA/BATT |  | NJBC | E | NJBC-BU-HMOIC | P203 | INSV | INST | HUSSAARM | 2013-10-13 | 1005 WESTFIELD RD |  |  |  |  | 2 EA | 18.0 AH AW |  | MAINTENANCE FREE BATT | 0.0 A | AW |  |  | 12V
5170969 | UNKNOWN |  | HADDONLAIC HFIC SCADA/BATT |  | NJBC | E | NJBC-CM-HALIC | P203 | INSV | INST | HUSSAARM | 2013-10-13 | 263 LAKE ST |  |  |  |  | 2 EA | 18.0 AH AW |  | MAINTENANCE FREE BATT | 0.0 A | AW |  |  | 12V
5170968 | UNKNOWN |  | HADDONCRIC HTIC SCADA/BATT |  | NJBC | E | NJBC-CM-HACIC | P203 | INSV | INST | HUSSAARM | 2013-10-13 | 429 W CRYSTAL LAKE AVE |  |  |  |  | 2 EA | 18.0 AH AW |  | MAINTENANCE FREE BATT | 0.0 A | AW |  |  | 12V
5170967 | UNKNOWN |  | HADDONHTS-W63 W63 SCADA/BATT |  | NJBC | E | NJBC-CM-HAHTS-WL63 | P203 | INSV | INST | HUSSAARM | 2013-10-13 | 120 TRENTON AVE |  |  |  |  | 2 EA | 18.0 AH AW |  | MAINTENANCE FREE BATT | 0.0 A | AW |  |  | 12V
5147877 | UNKNOWN |  | BIRCH Generator Set /BATT |  | NJLO | E | NJLO-Z1-BIRCH | P203 | INSV | INST | HUSSAARM | 2013-10-13 | 322 BIRCH CREEK ROAD |  |  |  |  | 2 EA | 0.0 AH AW |  | MAINTAINED BATT | 0.0 A | AW |  |  | 24V
5147875 | UNKNOWN |  | BECK Generator /BATT |  | NJLO | E | NJLO-Z1-BECK. | P203 | INSV | INST | HUSSAARM | 2013-10-13 | 1547 High Hill Rd |  |  |  |  | 2 EA | 0.0 AH AW |  | MAINTAINED BATT | 0.0 A | AW |  |  | 24V
5140455 | UNKNOWN |  | DRWTP-TRMT GEN SET UNIT 2 MN PLNT /BATT |  | NJBC | E | NJBC-BU-DRWTP-TRMT | P203 | INSV | INST | HUSSAARM | 2013-10-13 | 213 CARRIAGE LANE |  |  |  |  | 0 EA | 0.0 AH AW | WET | MAINTENANCE FREE BATT | 0.0 A | AW |  |  | 24V
5140448 | UNKNOWN |  | DRWTP-TRMT GEN SET UNIT 1 MN PLNT /BATT |  | NJBC | E | NJBC-BU-DRWTP-TRMT | P203 | INSV | INST | HUSSAARM | 2013-10-13 | 213 CARRIAGE LANE | [6 empty] | WET | MAINTENANCE FREE BATT |  | AW |  |  | 24V
5140440 | UNKNOWN |  | DRWTP-RWPS GEN SET /BATT |  | NJBC | E | NJBC-BU-DRWTP-RWPS | P203 | INSV | INST | HUSSAARM | 2013-10-13 | 213 CARRIAGE LN |  | 13970/927650-2 |  |  |  |  | WET | MAINTENANCE FREE BATT |  | AW
5140434 | UNKNOWN |  | DRWTP-RWPS GEN RM SERVICE /BATT |  | NJBC | E | NJBC-BU-DRWTP-RWPS | P203 | INSV | INST | HUSSAARM | 2013-10-13 | 213 CARRIAGE LN |  |  |  |  | 0 EA | 0.0 AH AW |  | MAINTENANCE FREE BATT | 0.0 A | AW
5140430 | UNKNOWN |  | DRWTP-TRMT MN ELEC RM SERVICE /BATT |  | NJBC | E | NJBC-BU-DRWTP-TRMT | P203 | INSV | INST | HUSSAARM | 2013-10-13 | 213 CARRIAGE LANE |  |  |  |  | 0 EA | 0.0 AH AW |  | MAINTENANCE FREE BATT | 0.0 A | AW |  |  | 48V
5137293 | INTERSTATE |  | GLOUCESTERBS Standby Power Diesel /BATT |  | NJBC | E | NJBC-GL-GLBST | P203 | INSV | INST | HUSSAARM | 2013-10-13 | 491 HARRISON AVE |  |  |  |  | 2 EA | 0.0 AH AW | WET | MAINTAINED BATT | 0.0 A | AW |  |  | 24V
5137289 | INTERSTATE |  | VOORHEES Standby Power Nat Gas /BATT |  | NJBC | E | NJBC-CM-VOORH | P203 | INSV | INST | HUSSAARM | 2013-10-13 | 13 GOLF VIEW DR |  |  |  |  | 2 EA | 0.0 AH AW | WET | MAINTAINED BATT | 0.0 A | AW |  |  | 24V
5137285 | INTERSTATE |  | OTTERBROOK Standby Power Diesel /BATT |  | NJBC | E | NJBC-CM-OTTER | P203 | INSV | INST | HUSSAARM | 2013-10-13 | 900 SAN JOSE DR |  |  |  |  | 2 EA | 0.0 AH AW | WET | MAINTAINED BATT | 0.0 A | AW |  |  | 24V
5137280 | INTERSTATE |  | OLDORCHARD Standby Power Diesel /BATT |  | NJBC | E | NJBC-CM-OLDOR | P203 | INSV | INST | HUSSAARM | 2013-10-13 | ROUTE 70 EAST AT OLD ORCHARD ROAD |  |  |  |  | 2 EA | 0.0 AH AW | WET | MAINTAINED BATT | 0.0 A | AW |  |  | 24V
5137275 | INTERSTATE |  | HUTTONHILL-BST AUX DR-BSTPMP4 /BATT |  | NJBC | E | NJBC-CM-HUTTO-BST. | P203 | INSV | INST | HUSSAARM | 2013-10-13 | 1911 KRESSON RD |  |  |  |  | 2 EA | 0.0 AH AW | WET | MAINTAINED BATT | 0.0 A | AW |  |  | 24V
5137271 | INTERSTATE |  | HADDONHTS Standby Power Diesel /BATT |  | NJBC | E | NJBC-CM-HAHTS | P203 | INSV | INST | HUSSAARM | 2013-10-13 | 614 W. Atlantic Ave |  |  |  |  | 2 EA | 0.0 AH AW | WET | MAINTAINED BATT | 0.0 A | AW |  |  | 24V
5137266 | UNKNOWN |  | GIBBSSTA Standby Power Diesel /BATT |  | NJBC | E | NJBC-CM-GBSTA | P203 | INSV | INST | HUSSAARM | 2013-10-13 | 1 LINDEN AVE |  |  |  |  | 2 EA | 0.0 AH AW | WET | MAINTAINED BATT | 0.0 A | AW |  |  | 24V
5137262 | INTERSTATE |  | GIBBSBOROBS Standby Power Diesel /BATT |  | NJBC | E | NJBC-CM-GBBST | P203 | INSV | INST | HUSSAARM | 2013-10-13 | 79 LUCAS BLVD |  |  |  |  | 2 EA | 0.0 AH AW | WET | MAINTAINED BATT | 0.0 A | AW |  |  | 24V
5137258 | INTERSTATE |  | CAMDEN STNDBY PWR DIESL-STRIP BLDG /BATT |  | NJBC | E | NJBC-CM-CASTA | P203 | INSV | INST | HUSSAARM | 2013-10-13 | 791 N 30TH ST |  |  |  |  | 0 EA | 0.0 AH AW | WET | MAINTAINED BATT | 0.0 A | AW
5137254 | INTERSTATE |  | CAMDEN STNDBY PWR DIESL-MN BLDG /BATT |  | NJBC | E | NJBC-CM-CASTA | P203 | INSV | INST | HUSSAARM | 2013-10-13 | 791 N 30TH ST |  |  |  |  | 2 EA | 0.0 AH AW | WET | MAINTAINED BATT | 0.0 A | AW |  |  | 24V
5137249 | INTERSTATE |  | STEPHENS Standby Power Diesel /BATT |  | NJBC | E | NJBC-BU-STEPH | P203 | INSV | INST | HUSSAARM | 2013-10-13 | 208 STEPHEN DR |  |  |  |  | 2 EA | 0.0 AH AW | WET | MAINTAINED BATT | 0.0 A | AW |  |  | 24V
5137244 | INTERSTATE |  | RIVERROAD-BST AUX DR-BSTPMP1 /BATT |  | NJBC | E | NJBC-BU-RVBST-BPMP | P203 | INSV | INST | HUSSAARM | 2013-10-13 | 2767 BROAD ST |  |  |  |  | 2 EA | 0.0 AH AW | WET | MAINTAINED BATT | 0.0 A | AW |  |  | 24V
5137241 | INTERSTATE |  | POMONA-ALB Standby Power Diesel /BATT |  | NJBC | E | NJBC-BU-POMON-ALB. | P203 | INSV | INST | HUSSAARM | 2013-10-13 | 911 POMONA ROAD |  |  |  |  | 0 EA | 0.0 AH AW |  | MAINTAINED BATT | 0.0 A | AW
5137236 | INTERSTATE |  | HIGHLAND Standby Power Diesel /BATT |  | NJBC | E | NJBC-BU-HIGHL | P203 | INSV | INST | HUSSAARM | 2013-10-13 | 1007 Highland Ave |  |  |  |  | 0 EA | 0.0 AH AW |  | MAINTAINED BATT | 0.0 A | AW
5137233 | INTERSTATE |  | FELLOWSHIP Standby Power Diesel /BATT |  | NJBC | E | NJBC-BU-FELLO | P203 | INSV | INST | HUSSAARM | 2013-10-13 | 3 SPRINGDALE RD |  |  |  |  | 0 EA | 0.0 AH AW |  | MAINTAINED BATT | 0.0 A | AW
5137229 | INTERSTATE |  | COOPER Standby Power Diesel /BATT |  | NJBC | E | NJBC-BU-COOPE | P203 | INSV | INST | HUSSAARM | 2013-10-13 | 100 HENDRICKSON AVE |  |  |  |  | 0 EA | 0.0 AH AW |  | MAINTAINED BATT | 0.0 A | AW
5137225 | INTERSTATE |  | CHURCHRCHL Standby Power Nat Gas /BATT |  | NJBC | E | NJBC-BU-CHURC | P203 | INSV | INST | HUSSAARM | 2013-10-13 | CHURCH ROAD |  |  |  |  | 0 EA | 0.0 AH AW |  | MAINTENANCE FREE BATT | 0.0 A | AW
5137221 | INTERSTATE |  | BEVERLY Standby Power Diesel /BATT |  | NJBC | E | NJBC-BU-BEVER | P203 | INSV | INAC INST | HUSSAARM | 2013-10-13 | 40 BROAD ST | [7 empty] | MAINTENANCE FREE BATT |  | AW
5118535 | UNKNOWN |  | GREEN Generator /BATT |  | NJBC | E | NJBC-MH-GREEN | P203 | INSV | INST | HUSSAARM | 2013-10-13 | GREEN STREET |  |  |  |  | 0 EA | 0.0 AH AW |  | MAINTENANCE FREE BATT | 0.0 A | AW
5118532 | UNKNOWN |  | HOME Generator /BATT |  | NJBC | E | NJBC-HS-HOME. | P203 | INSV | INST | HUSSAARM | 2013-10-13 | JACK HEDDING ROAD |  |  |  |  | 0 EA | 0.0 AH AW |  | MAINTENANCE FREE BATT | 0.0 A | AW
5118528 | UNKNOWN |  | WOOD Generator /BATT |  | NJBC | E | NJBC-MH-WOOD. | P203 | INSV | INST | HUSSAARM | 2013-10-13 | WOODLANE RD |  |  |  |  | 0 EA | 0.0 AH AW |  | MAINTENANCE FREE BATT | 0.0 A | AW
5118524 | UNKNOWN |  | MANS Generator /BATT |  | NJBC | E | NJBC-MF-MANS. | P203 | INSV | INST | HUSSAARM | 2013-10-13 | 3165 RTE 206 |  |  |  |  | 0 EA | 0.0 AH AW |  | MAINTENANCE FREE BATT | 0.0 A | AW
5118520 | UNKNOWN |  | HOME /BATT |  | NJBC | E | NJBC-HS-HOME. | P203 | INSV | INST | HUSSAARM | 2013-10-13 | JACK HEDDING ROAD |  |  |  |  | 0 EA | 0.0 AH AW |  | MAINTENANCE FREE BATT | 0.0 A | AW |  |  | 12V
5118518 | UNKNOWN |  | WOOD 2 /BATT |  | NJBC | E | NJBC-MH-WOOD. | P203 | INSV | INST | HUSSAARM | 2013-10-13 | WOODLANE RD |  |  |  |  | 0 EA | 0.0 AH AW |  | MAINTENANCE FREE BATT | 0.0 A | AW |  |  | 12V
5118516 | UNKNOWN |  | WOOD 1 /BATT |  | NJBC | E | NJBC-MH-WOOD. | P203 | INSV | INST | HUSSAARM | 2013-10-13 | WOODLANE RD |  |  |  |  | 0 EA | 0.0 AH AW |  | MAINTENANCE FREE BATT | 0.0 A | AW |  |  | 12V
5118514 | UNKNOWN |  | GREEN 2 /BATT |  | NJBC | E | NJBC-MH-GREEN | P203 | INSV | INST | HUSSAARM | 2013-10-13 | GREEN STREET |  |  |  |  | 0 EA | 0.0 AH AW |  | MAINTENANCE FREE BATT | 0.0 A | AW |  |  | 12V
5118512 | UNKNOWN |  | GREEN 1 /BATT |  | NJBC | E | NJBC-MH-GREEN | P203 | INSV | INST | HUSSAARM | 2013-10-13 | GREEN STREET |  |  |  |  | 0 EA | 0.0 AH AW |  | MAINTENANCE FREE BATT | 0.0 A | AW |  |  | 12V
5103866 | UNKNOWN |  | LAYT Generator /BATT |  | NJPG | E | NJPG-PG-LAYT. | P203 | INSV | INST | HUSSAARM | 2013-10-13 | 51 N Pennsville Auburn Rd |  |  |  |  | 0 EA | 0.0 AH AW |  | MAINTENANCE FREE BATT | 0.0 A | AW
5096683 | UNKNOWN |  | WALN /BATT |  | NJHR | E | NJHR-Z1-WALN. | P203 | INSV | INST | HUSSAARM | 2013-10-13 | 102 BRIDGETON PIKE | [7 empty] | MAINTENANCE FREE BATT |  | AW
5096681 | UNKNOWN |  | WOOD /BATT |  | NJHR | E | NJHR-Z1-WOOD. | P203 | INSV | INST | HUSSAARM | 2013-10-13 | 260 Woodland Ave | [7 empty] | MAINTENANCE FREE BATT |  | AW
5147879 | UNKNOWN |  | COMM Generator Set /BATT |  | NJLO | E | NJLO-Z1-COMM. | P203 | INSV | INST | HUSSAARM | 2013-10-13 | 657 Commodore Dr |  |  |  |  | 2 EA | 0.0 AH AW |  | MAINTAINED BATT | 0.0 A | AW |  |  | 24V
5167175 | UNKNOWN |  | RANN RANY SCADA/BATT |  | NJPG | E | NJPG-PG-RANN. | P203 | INSV | INST | HUSSAARM | 2013-10-13 | 370 HARDING HWY |  |  |  |  | 2 EA | 18.0 AH AW |  | MAINTENANCE FREE BATT | 0.0 A | AW |  |  | 12V
5167174 | UNKNOWN |  | PITMANIC PTIC SCADA/BATT |  | NJBC | E | NJBC-GL-PITMA | P203 | INSV | INST | HUSSAARM | 2013-10-13 | 598 PITMAN RD |  |  |  |  | 2 EA | 18.0 AH AW |  | MAINTENANCE FREE BATT | 0.0 A | AW |  |  | 12V
5167172 | UNKNOWN |  | NAYL NYTK SCADA/BATT |  | NJPG | E | NJPG-PG-NAYL. | P203 | INSV | INST | HUSSAARM | 2013-10-13 | 40 NAYLOR AVE |  |  |  |  | 2 EA | 18.0 AH AW |  | MAINTENANCE FREE BATT | 0.0 A | AW |  |  | 12V
5167171 | UNKNOWN |  | MILL MILL SCADA/BATT |  | NJHR | E | NJHR-Z1-MILL. | P203 | INSV | INST | HUSSAARM | 2013-10-13 | 14 Mill Rd |  |  |  |  | 2 EA | 18.0 AH AW |  | MAINTENANCE FREE BATT |  | AW |  |  | 12V
5167170 | UNKNOWN |  | MANTUAIC MANT SCADA/BATT |  | NJBC | E | NJBC-GL-MANTU | P203 | INSV | INST | HUSSAARM | 2013-10-13 | 638 MAIN ST |  |  |  |  | 2 EA | 18.0 AH AW |  | MAINTENANCE FREE BATT | 0.0 A | AW |  |  | 12V
5167169 | UNKNOWN |  | LAYT LAYT SCADA/BATT |  | NJPG | E | NJPG-PG-LAYT. | P203 | INSV | INST | HUSSAARM | 2013-10-13 | 51 N Pennsville Auburn Rd |  |  |  |  | 2 EA | 18.0 AH AW |  | MAINTENANCE FREE BATT | 0.0 A | AW |  |  | 12V
5167168 | UNKNOWN |  | GOLD GOLD SCADA/BATT |  | NJPG | E | NJPG-PG-GOLD. | P203 | INSV | INST | HUSSAARM | 2013-10-13 | NEW JERSEY TPKE |  |  |  |  | 2 EA | 18.0 AH AW |  | MAINTENANCE FREE BATT | 0.0 A | AW |  |  | 12V
5167167 | UNKNOWN |  | BIRCH BRHS SCADA/BATT |  | NJLO | E | NJLO-Z1-BIRCH | P203 | INSV | INST | HUSSAARM | 2013-10-13 | 322 BIRCH CREEK ROAD |  |  |  |  | 2 EA | 18.0 AH AW |  | MAINTENANCE FREE BATT | 0.0 A | AW |  |  | 12V
5167166 | UNKNOWN |  | BIRCH BRFL SCADA/BATT |  | NJLO | E | NJLO-Z1-BIRCH | P203 | INSV | INST | HUSSAARM | 2013-10-13 | 322 BIRCH CREEK ROAD |  |  |  |  | 2 EA | 18.0 AH AW |  | MAINTENANCE FREE BATT | 0.0 A | AW |  |  | 12V
5167165 | UNKNOWN |  | BECK BECK SCADA/BATT |  | NJLO | E | NJLO-Z1-BECK. | P203 | INSV | INST | HUSSAARM | 2013-10-13 | 1547 High Hill Rd |  |  |  |  | 2 EA | 18.0 AH AW |  | MAINTENANCE FREE BATT | 0.0 A | AW |  |  | 12V
5167164 | UNKNOWN |  | DRWTP-TRMT Thickener CNTRLS SCADA/BATT |  | NJBC | E | NJBC-BU-DRWTP-TRMT | P203 | INSV | INST | HUSSAARM | 2013-10-13 | 213 CARRIAGE LANE |  |  |  |  | 2 EA | 18.0 AH AW |  | MAINTENANCE FREE BATT | 0.0 A | AW |  |  | 12V
5167163 | UNKNOWN |  | DRWTP Thickener Bldg Methane SCADA/BATT |  | NJBC | E | NJBC-BU-DRWTP | P203 | INSV | INST | HUSSAARM | 2013-10-13 | 213 CARRIAGE LANE |  |  |  |  | 2 EA | 18.0 AH AW |  | MAINTENANCE FREE BATT | 0.0 A | AW |  |  | 12V
5167162 | UNKNOWN |  | DRWTP-TRMT SuperP 3&4 SCADA/BATT |  | NJBC | E | NJBC-BU-DRWTP-TRMT | P203 | INSV | INST | HUSSAARM | 2013-10-13 | 213 CARRIAGE LANE |  |  |  |  | 2 EA | 18.0 AH AW |  | MAINTENANCE FREE BATT | 0.0 A | AW |  |  | 12V
5167161 | UNKNOWN |  | DRWTP-TRMT SuperP 1&2 SCADA/BATT |  | NJBC | E | NJBC-BU-DRWTP-TRMT | P203 | INSV | INST | HUSSAARM | 2013-10-13 | 213 CARRIAGE LANE |  |  |  |  | 2 EA | 18.0 AH AW |  | MAINTENANCE FREE BATT | 0.0 A | AW |  |  | 12V
5167159 | UNKNOWN |  | DRWTP Superpulsator Methane SCADA/BATT |  | NJBC | E | NJBC-BU-DRWTP | P203 | INSV | INST | HUSSAARM | 2013-10-13 | 213 CARRIAGE LANE |  |  |  |  | 2 EA | 18.0 AH AW |  | MAINTENANCE FREE BATT | 0.0 A | AW |  |  | 12V
5167158 | UNKNOWN |  | DRWTP South Chemical Methane SCADA/BATT |  | NJBC | E | NJBC-BU-DRWTP | P203 | INSV | INST | HUSSAARM | 2013-10-13 | 213 CARRIAGE LANE |  |  |  |  | 2 EA | 18.0 AH AW |  | MAINTENANCE FREE BATT | 0.0 A | AW |  |  | 12V
5167157 | UNKNOWN |  | DRWTP-TRMT South Chem CNTRLS SCADA/BATT |  | NJBC | E | NJBC-BU-DRWTP-TRMT | P203 | INSV | INST | HUSSAARM | 2013-10-13 | 213 CARRIAGE LANE |  |  |  |  | 2 EA | 18.0 AH AW |  | MAINTENANCE FREE BATT | 0.0 A | AW |  |  | 12V
5167156 | UNKNOWN |  | DRWTP-TRMT Sludge Press CNTRL SCADA/BATT |  | NJBC | E | NJBC-BU-DRWTP-TRMT | P203 | INSV | INST | HUSSAARM | 2013-10-13 | 213 CARRIAGE LANE |  |  |  |  | 2 EA | 18.0 AH AW |  | MAINTENANCE FREE BATT | 0.0 A | AW |  |  | 12V
5167155 | UNKNOWN |  | DRWTP-TRMT Residuals CNTRLS SCADA/BATT |  | NJBC | E | NJBC-BU-DRWTP-TRMT | P203 | INSV | INST | HUSSAARM | 2013-10-13 | 213 CARRIAGE LANE |  |  |  |  | 2 EA | 18.0 AH AW |  | MAINTENANCE FREE BATT | 0.0 A | AW |  |  | 12V
5167134 | UNKNOWN |  | EVERTK SCADA/BATT |  | NJBC | E | NJBC-MH-EVERT | P203 | INSV | INST | HUSSAARM | 2013-10-13 | 25 EVERGREEN ST |  |  |  |  | 2 EA | 100.0 AH AW |  | MAINTENANCE FREE BATT |  | AW |  |  | 12V
5167137 | UNKNOWN |  | MANS-TNK Mansfield Tank SCADA/BATT |  | NJBC | E | NJBC-MF-MANS.-TNK. | P203 | INSV | INST | HUSSAARM | 2013-10-13 | 3165 RTE 206 |  |  |  |  | 2 EA | 100.0 AH AW |  | MAINTENANCE FREE BATT | 0.0 A | AW |  |  | 12V
5167138 | UNKNOWN |  | HOME-TNK SCADA/BATT |  | NJBC | E | NJBC-HS-HOME.-TNK. | P203 | INSV | INST | HUSSAARM | 2013-10-13 | 117 CHESTNUT HILL LN |  |  |  |  | 2 EA | 100.0 AH AW |  | MAINTENANCE FREE BATT | 0.0 A | AW |  |  | 12V
5167139 | UNKNOWN |  | VNCE-TNK SCADA/BATT |  | NJBC | E | NJBC-VT-VNCE.-TNK. | P203 | INSV | INST | HUSSAARM | 2013-10-13 | 39 RETREAT RD |  |  |  |  | 2 EA | 100.0 AH AW |  | MAINTENANCE FREE BATT |  | AW |  |  | 12V
5167140 | UNKNOWN |  | MARNTK SCADA/BATT |  | NJBC | E | NJBC-HA-MARNT | P203 | INSV | INST | HUSSAARM | 2013-10-13 | MARNE HIGHWAY |  |  |  |  | 2 EA | 100.0 AH AW |  | MAINTENANCE FREE BATT |  | AW |  |  | 12V
5167141 | UNKNOWN |  | DRWTP Administration Methane SCADA/BATT |  | NJBC | E | NJBC-BU-DRWTP | P203 | INSV | INST | HUSSAARM | 2013-10-13 | 213 CARRIAGE LANE |  |  |  |  | 2 EA | 18.0 AH AW |  | MAINTENANCE FREE BATT | 0.0 A | AW |  |  | 12V
5167142 | UNKNOWN |  | DRWTP Backwash Clarif CNTRLS SCADA/BATT |  | NJBC | E | NJBC-BU-DRWTP | P203 | INSV | INST | HUSSAARM | 2013-10-13 | 213 CARRIAGE LANE |  |  |  |  | 2 EA | 18.0 AH AW |  | MAINTENANCE FREE BATT | 0.0 A | AW |  |  | 12V
5167143 | UNKNOWN |  | DRWTP Backwash Clarif Methane SCADA/BATT |  | NJBC | E | NJBC-BU-DRWTP | P203 | INSV | INST | HUSSAARM | 2013-10-13 | 213 CARRIAGE LANE |  |  |  |  | 2 EA | 18.0 AH AW |  | MAINTENANCE FREE BATT | 0.0 A | AW |  |  | 12V
5167144 | UNKNOWN |  | DRWTP Central Lab Methane SCADA/BATT |  | NJBC | E | NJBC-BU-DRWTP | P203 | INSV | INST | HUSSAARM | 2013-10-13 | 213 CARRIAGE LANE |  |  |  |  | 2 EA | 18.0 AH AW |  | MAINTENANCE FREE BATT | 0.0 A | AW |  |  | 12V
5167145 | UNKNOWN |  | DRWTP-HSPS High Serv CNTRLS SCADA/BATT |  | NJBC | E | NJBC-BU-DRWTP-HSPS | P203 | INSV | INST | HUSSAARM | 2013-10-13 | 213 CARRIAGE LANE |  |  |  |  | 2 EA | 18.0 AH AW |  | MAINTENANCE FREE BATT | 0.0 A | AW |  |  | 12V
5167146 | UNKNOWN |  | DRWTP-TRMT Low Lift Controls SCADA/BATT |  | NJBC | E | NJBC-BU-DRWTP-TRMT | P203 | INSV | INST | HUSSAARM | 2013-10-13 | 213 CARRIAGE LANE |  |  |  |  | 2 EA | 18.0 AH AW |  | MAINTENANCE FREE BATT | 0.0 A | AW |  |  | 12V
5167148 | UNKNOWN |  | DRWTP Low Lift Methane SCADA/BATT |  | NJBC | E | NJBC-BU-DRWTP | P203 | INSV | INST | HUSSAARM | 2013-10-13 | 213 CARRIAGE LANE |  |  |  |  | 2 EA | 18.0 AH AW |  | MAINTENANCE FREE BATT | 0.0 A | AW |  |  | 12V
5167149 | UNKNOWN |  | DRWTP Main SuperP CNTRLS SCADA/BATT |  | NJBC | E | NJBC-BU-DRWTP | P203 | INSV | INST | HUSSAARM | 2013-10-13 | 213 CARRIAGE LANE |  |  |  |  | 2 EA | 18.0 AH AW |  | MAINTENANCE FREE BATT | 0.0 A | AW |  |  | 12V
5167150 | UNKNOWN |  | DRWTP Maint Shops Methane SCADA/BATT |  | NJBC | E | NJBC-BU-DRWTP | P203 | INSV | INST | HUSSAARM | 2013-10-13 | 213 CARRIAGE LANE |  |  |  |  | 2 EA | 18.0 AH AW |  | MAINTENANCE FREE BATT | 0.0 A | AW |  |  | 12V
5167151 | UNKNOWN |  | DRWTP-TRMT North Chem CNTRL SCADA/BATT |  | NJBC | E | NJBC-BU-DRWTP-TRMT | P203 | INSV | INST | HUSSAARM | 2013-10-13 | 213 CARRIAGE LANE |  |  |  |  | 2 EA | 18.0 AH AW |  | MAINTENANCE FREE BATT | 0.0 A | AW |  |  | 12V
5167152 | UNKNOWN |  | DRWTP North Chemical Methane SCADA/BATT |  | NJBC | E | NJBC-BU-DRWTP | P203 | INSV | INST | HUSSAARM | 2013-10-13 | 213 CARRIAGE LANE |  |  |  |  | 2 EA | 18.0 AH AW |  | MAINTENANCE FREE BATT | 0.0 A | AW |  |  | 12V
5167153 | UNKNOWN |  | DRWTP-TRMT Ozone Controls SCADA/BATT |  | NJBC | E | NJBC-BU-DRWTP-TRMT | P203 | INSV | INST | HUSSAARM | 2013-10-13 | 213 CARRIAGE LANE |  |  |  |  | 2 EA | 18.0 AH AW |  | MAINTENANCE FREE BATT | 0.0 A | AW |  |  | 12V
5167154 | UNKNOWN |  | DRWTP-RWPS Raw Water Site SCADA/BATT |  | NJBC | E | NJBC-BU-DRWTP-RWPS | P203 | INSV | INST | HUSSAARM | 2013-10-13 | 213 CARRIAGE LN |  |  |  |  | 2 EA | 18.0 AH AW |  | MAINTENANCE FREE BATT | 0.0 A | AW |  |  | 12V
5199115 | UNKNOWN |  | LAKE (HADDFLD) TLIC SCADA2 /BATT |  | NJBC | E | NJBC-CM-LAKE. | P203 | INSV | INST | LOD_EAM_01 | 2015-05-28 | LAKE STREET | [7 empty] | XX |  | AW
5199114 | UNKNOWN |  | LAKE (HADDFLD) TLIC SCADA1 /BATT |  | NJBC | E | NJBC-CM-LAKE. | P203 | INSV | INST | LOD_EAM_01 | 2015-05-28 | LAKE STREET | [7 empty] | XX |  | AW
5199113 | UNKNOWN |  | CENTRE (HADDFLD) TLIC SCADA2 /BATT |  | NJBC | E | NJBC-CM-CENT. | P203 | INSV | INST | LOD_EAM_01 | 2015-05-28 | 555 CENTRE STREET | [7 empty] | XX |  | AW
5199112 | UNKNOWN |  | CENTRE (HADDFLD) TLIC SCADA1 /BATT |  | NJBC | E | NJBC-CM-CENT. | P203 | INSV | INST | LOD_EAM_01 | 2015-05-28 | 555 CENTRE STREET | [7 empty] | XX |  | AW
5211209 | UNKNOWN |  | RANN GENERATOR /BATT |  | NJPG | E | NJPG-PG-RANN. | P203 | INSV | INST | LOD_EAM_02 | 2016-02-04 | 370 HARDING HWY |  |  |  |  | 0 EA | 0.0 AH AW |  | MAINTENANCE FREE BATT | 0.0 A | AW
5236666 | UNKNOWN |  | MTLAURBRIC MLIC SCADA/BATT |  | NJBC | E | NJBC-CM-BLUEA | P203 | INSV | INST | TAYLORDM | 2017-03-10 | BLUE ANCHOR RD / RTE 73 |  |  |  |  | 2 EA | 18.0 AH AW |  | MAINTENANCE FREE BATT | 0.0 A | AW |  |  | 12V
5236667 | UNKNOWN |  | BORTON LANDING IC SCADA/BATT |  | NJBC | E | NJBC-BU-MBLIC | P203 | INSV | INST | TAYLORDM | 2017-03-10 | Borton Landing and Westfield Roads |  |  |  |  | 2 EA | 18.0 AH AW |  | MAINTENANCE FREE BATT | 0.0 A | AW |  |  | 12V
5236668 | UNKNOWN |  | BRIGGS RD IC SCADA/BATT |  | NJBC | E | NJBC-BU-MLBIC | P203 | INSV | INST | TAYLORDM | 2017-03-10 | 3321 MARNE HWY |  |  |  |  | 2 EA | 18.0 AH AW |  | MAINTENANCE FREE BATT | 0.0 A | AW |  |  | 12V
5236669 | UNKNOWN |  | AQUA (Cameron Circle) SCADA/BATT |  | NJBC | E | NJBC-CM-BLACK | P203 | INSV | INST | TAYLORDM | 2017-03-10 | CAMERON / HIDER LANE |  |  |  |  | 2 EA | 18.0 AH AW |  | MAINTENANCE FREE BATT | 0.0 A | AW |  |  | 12V
5236670 | UNKNOWN |  | CHEWS LANDING SCADA/BATT |  | NJBC | E | NJBC-CM-CHEWS | P203 | INSV | INST | TAYLORDM | 2017-03-10 | 1543 CHEWS LANDING RD |  |  |  |  | 2 EA | 18.0 AH AW |  | MAINTENANCE FREE BATT | 0.0 A | AW |  |  | 12V
5237200 | UNKNOWN |  | ANCORA (Henry Street) IC SCADA/BATT |  | NJBC | E | NJBC-CM-ANCOR | P203 | INSV | INST | TAYLORDM | 2017-03-10 | HENRY STREET |  |  |  |  | 2 EA | 18.0 AH AW |  | MAINTENANCE FREE BATT | 0.0 A | AW |  |  | 12V
5237201 | UNKNOWN |  | ASHLAND SCADA/BATT |  | NJBC | E | NJBC-CM-ASHLA | P203 | INSV | INST | TAYLORDM | 2017-03-10 | 107 ATLANTIC AVE |  |  |  |  | 2 EA | 18.0 AH AW |  | MAINTENANCE FREE BATT | 0.0 A | AW |  |  | 12V
5237202 | UNKNOWN |  | BARRINGTON BST SCADA/BATT |  | NJBC | E | NJBC-CM-STATI-BAR. | P203 | INSV | INST | TAYLORDM | 2017-03-10 | 2 STATION AVE |  |  |  |  | 2 EA | 18.0 AH AW |  | MAINTENANCE FREE BATT | 0.0 A | AW |  |  | 12V

## Defibrillator
Equipment |  | Inventory no. | Description | Full Name | AuthorizGroup | EquipCategory | Functional Loc. | Planning plant | User status | System status | Created by | Created on | Street | Size/dimens. | ManufSerialNo. | ManufPartNo. | Install. date | AED Type | Backup Power | Owned By | PPE Rating | Retest Required | Special Mtn Note | Special Mtn Note Det
5145622 | UNKNOWN | NJHH-7-PAED-1 | DRWTP-TRMT ELEVATOR 1 #1/AED |  | NJBC | S | NJBC-BU-DRWTP-TRMT | P203 | INSV | INST | HUSSAARM | 2013-10-13 | 213 CARRIAGE LANE |  |  |  |  | AED* |  | AW |  | Y
5209360 | UNKNOWN |  | DRWTP-TRMT 2ND Floor #2/AED |  | NJBC | S | NJBC-BU-DRWTP | P203 | INSV | INST | TAYLORDM | 2015-12-09 | 213 CARRIAGE LANE |  |  |  |  | AED* |  | AW |  | Y
5221826 | UNKNOWN |  | DRWTP-TRMT BACK OF PLANT #3 /AED |  | NJBC | S | NJBC-BU-DRWTP-TRMT | P203 | INSV | INST | TAYLORDM | 2016-08-02 | 213 CARRIAGE LANE |  |  |  |  | AED* |  | AW |  | Y
5221827 | UNKNOWN |  | DRWTP-TRMT LOW LIFT PUMP STATION #4/AED |  | NJBC | S | NJBC-BU-DRWTP-LLPS | P203 | INSV | INST | TAYLORDM | 2016-08-02 | 213 CARRIAGE LANE |  |  |  |  | AED* |  | AW |  | Y
5221828 | UNKNOWN |  | DRWTP-TRMT RAW WATER #5 /AED |  | NJBC | S | NJBC-BU-DRWTP-RWPS | P203 | INSV | INST | TAYLORDM | 2016-08-02 | 213 CARRIAGE LN |  |  |  |  | AED* |  | AW |  | Y

## Ajustable Speed Drive
Equipment |  | Inventory no. | Description | Full Name | AuthorizGroup | EquipCategory | Functional Loc. | Planning plant | User status | System status | Created by | Created on | Street | Size/dimens. | ManufSerialNo. | ManufPartNo. | Install. date | Amp Rating | Full Load Amps | HP Rating | Owned By | Pulse Type | Special Mtn Note | Special Mtn Note Det | Speed Drive Type | Volt Rating
5136342 | UNKNOWN |  | BERLINCOIC Pump #3 VFD /ADJSPD |  | NJBC | E | NJBC-CM-BERLI | P203 | INSV | INST | HUSSAARM | 2013-10-13 | 74 COOPER RD |  |  |  |  | 0.00 A |  | 999.00 HP AW | AW |  |  |  | VFD | 480
5136353 | ALLEN BRADLEY |  | EGREENHAIC Pump #1 /ADJSPD |  | NJBC | E | NJBC-GL-EGHIC | P203 | INSV | INST | HUSSAARM | 2013-10-13 | 208 Harrison Ave |  |  |  |  | 0.00 A |  | 999.00 HP AW | AW |  |  |  | VFD
5136355 | ALLEN BRADLEY |  | EGREENHAIC Pump #2 /ADJSPD |  | NJBC | E | NJBC-GL-EGHIC | P203 | INSV | INST | HUSSAARM | 2013-10-13 | 208 Harrison Ave |  |  |  |  | 0.00 A |  | 999.00 HP AW | AW |  |  |  | VFD
5136368 | ALLEN BRADLEY |  | PINEHILLCRIC Pump #1 VFD /ADJSPD |  | NJBC | E | NJBC-CM-PINEH | P203 | INSV | INST | HUSSAARM | 2013-10-13 | [5 empty] | 0.00 A |  | 999.00 HP AW | AW |  |  |  | VFD | 480
5136370 | ALLEN BRADLEY |  | PINEHILLCRIC Pump #2 VFD /ADJSPD |  | NJBC | E | NJBC-CM-PINEH | P203 | INSV | INST | HUSSAARM | 2013-10-13 | [5 empty] | 0.00 A |  | 999.00 HP AW | AW |  |  |  | VFD | 480
5136372 | UNKNOWN |  | MEDFORDIC Booster Pump #1 VFD /ADJSPD |  | NJBC | E | NJBC-BU-MEDFO | P203 | INSV | INST | HUSSAARM | 2013-10-13 | 333 MEDFORD-MT HOLLY ROAD |  |  |  |  | 0.00 A |  | 999.00 HP AW | AW |  |  |  | VFD
5136374 | UNKNOWN |  | MEDFORDIC Booster Pump #2 VFD /ADJSPD |  | NJBC | E | NJBC-BU-MEDFO | P203 | INSV | INST | HUSSAARM | 2013-10-13 | 333 MEDFORD-MT HOLLY ROAD |  |  |  |  | 0.00 A |  | 999.00 HP AW | AW |  |  |  | VFD
5136379 | ALLEN BRADLEY |  | HADDONCRIC Booster Pump #1 VFD /ADJSPD |  | NJBC | E | NJBC-CM-HACIC | P203 | INSV | INST | HUSSAARM | 2013-10-13 | 429 W CRYSTAL LAKE AVE |  |  |  |  | 0.00 A |  | 999.00 HP AW | AW |  |  |  | VFD
5136381 | ALLEN BRADLEY |  | HADDONCRIC Booster Pump #2 VFD /ADJSPD |  | NJBC | E | NJBC-CM-HACIC | P203 | INSV | INST | HUSSAARM | 2013-10-13 | 429 W CRYSTAL LAKE AVE |  |  |  |  | 0.00 A |  | 999.00 HP AW | AW |  |  |  | VFD
5139600 | US DRIVES | NJHH-7-EVFD-1 | DRWTP-LLPS-SWTGRE LO LIFT1 VFD /ADJSPD |  | NJBC | E | NJBC-BU-DRWTP-LLPS | P203 | INSV | INST | HUSSAARM | 2013-10-13 | 213 CARRIAGE LANE |  |  |  |  | 0.00 A |  | 300.00 HP AW | AW |  |  |  | VFD | 480
5139603 | US DRIVES | NJHH-7-EVFD-2 | DRWTP-LLPS-SWTGRE LO LIFT2 VFD /ADJSPD |  | NJBC | E | NJBC-BU-DRWTP-LLPS | P203 | INSV | INST | HUSSAARM | 2013-10-13 | 213 CARRIAGE LANE |  |  |  |  | 0.00 A |  | 300.00 HP AW | AW |  |  |  | VFD | 480
5139617 | US DRIVES | NJHH-7-EVFD-3 | DRWTP-SWTGR A HS 3 /ADJSPD |  | NJBC | E | NJBC-BU-DRWTP | P203 | INSV | INST | HUSSAARM | 2013-10-13 | 213 CARRIAGE LANE |  |  |  |  | 0.00 A |  | 500.00 HP AW | AW |  |  |  | VFD | 480
5139620 | US DRIVES | NJHH-7-EVFD-4 | DRWTP-SWTGR A HS 4 /ADJSPD |  | NJBC | E | NJBC-BU-DRWTP | P203 | INSV | INST | HUSSAARM | 2013-10-13 | 213 CARRIAGE LANE |  |  |  |  | 0.00 A |  | 500.00 HP AW | AW |  |  |  | VFD | 480
5139666 | UNKNOWN | NJHH-7-EVFD-10 | DRWTP-RSHS THICK FEED PMP 1 VFD /ADJSPD |  | NJBC | E | NJBC-BU-DRWTP-RSHS | P203 | INSV | INST | HUSSAARM | 2013-10-13 | 213 CARRIAGE LANE |  |  |  |  | 0.00 A |  | 999.00 HP AW | AW |  |  |  | VFD | 480
5139670 | UNKNOWN | NJHH-7-EVFD-11 | DRWTP-RSHS THICK FEED PMP 2 VFD /ADJSPD |  | NJBC | E | NJBC-BU-DRWTP-RSHS | P203 | INSV | INST | HUSSAARM | 2013-10-13 | 213 CARRIAGE LANE |  |  |  |  | 0.00 A |  | 999.00 HP AW | AW |  |  |  | VFD | 480
5139673 | UNKNOWN | NJHH-7-EVFD-5 | DRWTP-TRMT MIXR TRAIN 1 VFD /ADJSPD |  | NJBC | E | NJBC-BU-DRWTP-TRMT | P203 | INSV | INST | HUSSAARM | 2013-10-13 | 213 CARRIAGE LANE |  |  |  |  | 0.00 A |  | 999.00 HP AW | AW |  |  |  | VFD | 480
5139677 | UNKNOWN | NJHH-7-EVFD-6 | DRWTP-TRMT MIXR TRAIN 2 VFD /ADJSPD |  | NJBC | E | NJBC-BU-DRWTP-TRMT | P203 | INSV | INST | HUSSAARM | 2013-10-13 | 213 CARRIAGE LANE |  |  |  |  | 0.00 A |  | 999.00 HP AW | AW |  |  |  | VFD | 480
5140115 | UNKNOWN | NJHH-7-ESWG-44 | DRWTP-RSHS FILT BELT PRESS PMP 1 /ADJSPD |  | NJBC | E | NJBC-BU-DRWTP-RSHS | P203 | INSV | INST | HUSSAARM | 2013-10-13 | 213 CARRIAGE LANE |  |  |  |  | 0.00 A |  | 999.00 HP AW | AW |  |  |  | VFD | 480
5140119 | UNKNOWN | NJHH-7-ESWG-45 | DRWTP-RSHS FILT BELT PRESS PMP 2 /ADJSPD |  | NJBC | E | NJBC-BU-DRWTP-RSHS | P203 | INSV | INST | HUSSAARM | 2013-10-13 | 213 CARRIAGE LANE |  |  |  |  | 0.00 A |  | 999.00 HP AW | AW |  |  |  | VFD | 480
5140123 | UNKNOWN | NJHH-7-ESWG-46 | DRWTP-RSHS FILT BELT PRESS PMP 3 /ADJSPD |  | NJBC | E | NJBC-BU-DRWTP-RSHS | P203 | INSV | INST | HUSSAARM | 2013-10-13 | 213 CARRIAGE LANE |  |  |  |  | 0.00 A |  | 999.00 HP AW | AW |  |  |  | VFD | 480
5147836 | UNKNOWN |  | BECK VFD High Service Pump #4 /ADJSPD |  | NJLO | E | NJLO-Z1-BECK. | P203 | INSV | INST | HUSSAARM | 2013-10-13 | 1547 High Hill Rd |  |  |  |  | 0.00 A |  | 999.00 HP AW | AW |  |  |  | VFD | 480
5147837 | UNKNOWN |  | BIRCH-W04 VFD /ADJSPD |  | NJLO | E | NJLO-Z1-BIRCH-W04. | P203 | INSV | INST | HUSSAARM | 2013-10-13 | 336 BIRCH CREEK RD |  |  |  |  | 0.00 A |  | 999.00 HP AW | AW |  |  |  | VFD | 480
5147838 | UNKNOWN |  | BIRCH-W06 VFD /ADJSPD |  | NJLO | E | NJLO-Z1-BIRCH-W06. | P203 | INSV | INST | HUSSAARM | 2013-10-13 | 358 BIRCH CREEK RD |  |  |  |  | 0.00 A |  | 999.00 HP AW | AW |  |  |  | VFD | 480
5136339 | UNKNOWN |  | BERLINCOIC Pump #2 VFD /ADJSPD |  | NJBC | E | NJBC-CM-BERLI | P203 | INSV | INST | HUSSAARM | 2013-10-13 | 74 COOPER RD |  |  |  |  | 0.00 A |  | 999.00 HP AW | AW |  |  |  | VFD | 480
5096676 | UNKNOWN |  | WOOD VFD /ADJSPD |  | NJHR | E | NJHR-Z1-WOOD. | P203 | INSV | INST | HUSSAARM | 2013-10-13 | 260 Woodland Ave |  |  |  |  | 0.00 A |  | 999.00 HP AW | AW |  |  |  | VFD
5129662 | UNKNOWN |  | GIBBSSTA-MCC HS #1 /ADJSPD |  | NJBC | E | NJBC-CM-GBSTA | P203 | INSV | INST | HUSSAARM | 2013-10-13 | 1 LINDEN AVE |  |  |  |  | 0.00 A |  | 999.00 HP AW | AW |  |  |  | VFD
5129664 | UNKNOWN |  | GIBBSSTA-MCC HS #2 /ADJSPD |  | NJBC | E | NJBC-CM-GBSTA | P203 | INSV | INST | HUSSAARM | 2013-10-13 | 1 LINDEN AVE |  |  |  |  | 0.00 A |  | 999.00 HP AW | AW |  |  |  | VFD
5129667 | UNKNOWN |  | GIBBSSTA-MCC HS #3 /ADJSPD |  | NJBC | E | NJBC-CM-GBSTA | P203 | INSV | INST | HUSSAARM | 2013-10-13 | 1 LINDEN AVE |  |  |  |  | 0.00 A |  | 999.00 HP AW | AW |  |  |  | VFD
5130193 | UNKNOWN |  | OTTERBROOK-MCC VFD #3 /ADJSPD |  | NJBC | E | NJBC-CM-OTTER | P203 | INSV | INST | HUSSAARM | 2013-10-13 | 900 SAN JOSE DR |  |  |  |  | 0.00 A |  | 999.00 HP AW | AW |  |  |  | VFD
5130959 | UNKNOWN |  | OLDORCHARD-MCC MAIN Well #38 /ADJSPD |  | NJBC | E | NJBC-CM-OLDOR | P203 | INSV | INST | HUSSAARM | 2013-10-13 | ROUTE 70 EAST AT OLD ORCHARD ROAD |  |  |  |  | 0.00 A |  | 999.00 HP AW | AW |  |  |  | VFD
5130963 | UNKNOWN |  | OLDORCHARD-MCCMAIN HS PMP1 /ADJSPD |  | NJBC | E | NJBC-CM-OLDOR | P203 | INSV | INST | HUSSAARM | 2013-10-13 | ROUTE 70 EAST AT OLD ORCHARD ROAD |  |  |  |  | 0.00 A |  | 999.00 HP AW | AW |  |  |  | VFD
5131799 | UNKNOWN |  | BERLINCOIC-MCC MDP Pump 1 14 /ADJSPD |  | NJBC | E | NJBC-CM-BERLI | P203 | INSV | INST | HUSSAARM | 2013-10-13 | 74 COOPER RD |  |  |  |  | 0.00 A |  | 999.00 HP AW | AW |  |  |  | VFD
5132302 | UNKNOWN |  | BERLINCOIC-MCC MDP Pump 2 14 /ADJSPD |  | NJBC | E | NJBC-CM-BERLI | P203 | INSV | INST | HUSSAARM | 2013-10-13 | 74 COOPER RD |  |  |  |  | 0.00 A |  | 999.00 HP AW | AW |  |  |  | VFD
5132306 | UNKNOWN |  | BERLINCOIC-MCC MDP Pump 3 14 /ADJSPD |  | NJBC | E | NJBC-CM-BERLI | P203 | INSV | INST | HUSSAARM | 2013-10-13 | 74 COOPER RD |  |  |  |  | 0.00 A |  | 999.00 HP AW | AW |  |  |  | VFD
5132373 | ALLEN BRADLEY |  | DEPTCLIC-MCC Booster Pump #1 14 /ADJSPD |  | NJBC | E | NJBC-GL-DEPTC | P203 | INSV | INST | HUSSAARM | 2013-10-13 | 1570 CLEMENTS BRIDGE RD |  |  |  |  | 0.00 A |  | 999.00 HP AW | AW |  |  |  | VFD
5132375 | ALLEN BRADLEY |  | DEPTCLIC-MCC Booster Pump #2 14 /ADJSPD |  | NJBC | E | NJBC-GL-DEPTC | P203 | INSV | INST | HUSSAARM | 2013-10-13 | 1570 CLEMENTS BRIDGE RD |  |  |  |  | 0.00 A |  | 999.00 HP AW | AW |  |  |  | VFD
5133030 | ALLEN BRADLEY |  | GLASSAUIC Pump #1 /ADJSPD |  | NJBC | E | NJBC-GL-GLASS | P203 | INSV | INST | HUSSAARM | 2013-10-13 | 450 AURA RD |  |  |  |  | 0.00 A |  | 999.00 HP AW | AW |  |  |  | VFD
5133032 | ALLEN BRADLEY |  | GLASSAUIC Pump #2 /ADJSPD |  | NJBC | E | NJBC-GL-GLASS | P203 | INSV | INST | HUSSAARM | 2013-10-13 | 450 AURA RD |  |  |  |  | 0.00 A |  | 999.00 HP AW | AW |  |  |  | VFD
5133627 | UNKNOWN |  | GIBBSBOROBS Booster Pump #3 /ADJSPD |  | NJBC | E | NJBC-CM-GBBST | P203 | INSV | INST | HUSSAARM | 2013-10-13 | 79 LUCAS BLVD |  |  |  |  | 0.00 A |  | 999.00 HP AW | AW |  |  |  | VFD
5133650 | UNKNOWN |  | WINSLOWBS Booster Pump #1 /ADJSPD |  | NJBC | E | NJBC-CM-WIBST | P203 | INSV | INST | HUSSAARM | 2013-10-13 | 80 COOPER RD |  |  |  |  | 0.00 A |  | 999.00 HP AW | AW |  |  |  | VFD
5133654 | UNKNOWN |  | WINSLOWBS Booster Pump #2 /ADJSPD |  | NJBC | E | NJBC-CM-WIBST | P203 | INSV | INST | HUSSAARM | 2013-10-13 | 80 COOPER RD |  |  |  |  | 0.00 A |  | 999.00 HP AW | AW |  |  |  | VFD
5135372 | ALLEN BRADLEY | NJHH-118-EVFD-1 | MTLAURCHIC Pump #1 /ADJSPD |  | NJBC | E | NJBC-BU-MLCIC | P203 | INSV | INST | HUSSAARM | 2013-10-13 | 4129 CHURCH RD |  |  |  |  | 0.00 A |  | 999.00 HP AW | AW |  |  |  | VFD
5135374 | ALLEN BRADLEY | NJHH-118-EVFD-2 | MTLAURCHIC Pump #2 /ADJSPD |  | NJBC | E | NJBC-BU-MLCIC | P203 | INSV | INST | HUSSAARM | 2013-10-13 | 4129 CHURCH RD |  |  |  |  | 0.00 A |  | 999.00 HP AW | AW |  |  |  | VFD
5136305 | ALLEN BRADLEY |  | STATION-BAR Pump #1 VFD /ADJSPD |  | NJBC | E | NJBC-CM-STATI-BAR. | P203 | INSV | INST | HUSSAARM | 2013-10-13 | 2 STATION AVE | [6 empty] | 999.00 HP AW | AW |  |  |  | VFD
5136310 | ALLEN BRADLEY |  | STATION-BAR Pump #2 VFD /ADJSPD |  | NJBC | E | NJBC-CM-STATI-BAR. | P203 | INSV | INST | HUSSAARM | 2013-10-13 | 2 STATION AVE | [6 empty] | 999.00 HP AW | AW |  |  |  | VFD
5136312 | ALLEN BRADLEY |  | STATION-BAR Pump #3 VFD /ADJSPD |  | NJBC | E | NJBC-CM-STATI-BAR. | P203 | INSV | INST | HUSSAARM | 2013-10-13 | 2 STATION AVE | [6 empty] | 999.00 HP AW | AW |  |  |  | VFD
5136337 | UNKNOWN |  | BERLINCOIC Pump #1 VFD /ADJSPD |  | NJBC | E | NJBC-CM-BERLI | P203 | INSV | INST | HUSSAARM | 2013-10-13 | 74 COOPER RD |  |  |  |  | 0.00 A |  | 999.00 HP AW | AW |  |  |  | VFD | 480
5206200 | UNKNOWN |  | WOOD VFD /ADJSPD |  | NJBC | E | NJBC-MH-WOOD. | P203 | INSV | INST | TAYLORDM | 2015-08-24 | Woodlane Rd |  |  |  |  | 0.00 A |  | 999.00 HP AW | AW |  |  |  | VFD
5206016 | UNKNOWN |  | OLDORCHARD VFD /ADJSPD |  | NJBC | E | NJBC-CM-OLDOR | P203 | INSV | INST | TAYLORDM | 2015-08-26 | ROUTE 70 EAST AT OLD ORCHARD RD |  |  |  |  | 0.00 A |  | 999.00 HP AW | AW |  |  |  | VFD
5206015 | UNKNOWN |  | GIBBSSTA VFD /ADJSPD |  | NJBC | E | NJBC-CM-GBSTA | P203 | INSV | INST | TAYLORDM | 2015-08-26 | 1 Linden Ave |  |  |  |  | 0.00 A |  | 999.00 HP AW | AW |  |  |  | VFD
5206014 | UNKNOWN |  | BROWNING VFD /ADJSPD |  | NJBC | E | NJBC-CM-BROWN | P203 | INSV | INST | TAYLORDM | 2015-08-26 | Browning Lane |  |  |  |  | 0.00 A |  | 999.00 HP AW | AW |  |  |  | VFD
5211200 | EATON/CUTLER HAMMER |  | RANN DECANT PUMP 1 /ADJSPD |  | NJPG | E | NJPG-PG-RANN.-TRT. | P203 | INSV | INST | LOD_EAM_02 | 2016-02-04 | 370 HARDING HWY | [6 empty] | 0.00 HP AW |  |  |  |  | VFD
5211201 | EATON/CUTLER HAMMER |  | RANN DECANT PUMP 2 /ADJSPD |  | NJPG | E | NJPG-PG-RANN.-TRT. | P203 | INSV | INST | LOD_EAM_02 | 2016-02-04 | 370 HARDING HWY | [6 empty] | 0.00 HP AW |  |  |  |  | VFD
5211202 | UNKNOWN |  | RANN PRE-HYPO PUMP 1 /ADJSPD |  | NJPG | E | NJPG-PG-RANN.-TRT. | P203 | INSV | INST | LOD_EAM_02 | 2016-02-04 | 370 HARDING HWY | [6 empty] | 0.00 HP AW |  |  |  |  | VFD
5211203 | UNKNOWN |  | RANN PRE-HYPO PUMP 2 /ADJSPD |  | NJPG | E | NJPG-PG-RANN.-TRT. | P203 | INSV | INST | LOD_EAM_02 | 2016-02-04 | 370 HARDING HWY | [6 empty] | 0.00 HP AW |  |  |  |  | VFD
5211204 | UNKNOWN |  | RANN POST-HYPO PUMP 1 /ADJSPD |  | NJPG | E | NJPG-PG-RANN.-TRT. | P203 | INSV | INST | LOD_EAM_02 | 2016-02-04 | 370 HARDING HWY | [6 empty] | 0.00 HP AW |  |  |  |  | VFD
5211205 | UNKNOWN |  | RANN POST-HYPO PUMP 2 /ADJSPD |  | NJPG | E | NJPG-PG-RANN.-TRT. | P203 | INSV | INST | LOD_EAM_02 | 2016-02-04 | 370 HARDING HWY | [6 empty] | 0.00 HP AW |  |  |  |  | VFD
5211206 | UNKNOWN |  | RANN KOH PUMP 1 /ADJSPD |  | NJPG | E | NJPG-PG-RANN.-TRT. | P203 | INSV | INST | LOD_EAM_02 | 2016-02-04 | 370 HARDING HWY | [6 empty] | 0.00 HP AW |  |  |  |  | VFD
5211207 | UNKNOWN |  | RANN KOH PUMP 2 /ADJSPD |  | NJPG | E | NJPG-PG-RANN.-TRT. | P203 | INSV | INST | LOD_EAM_02 | 2016-02-04 | 370 HARDING HWY | [6 empty] | 0.00 HP AW |  |  |  |  | VFD
5211208 | UNKNOWN |  | RANN KOH PUMP 3 /ADJSPD |  | NJPG | E | NJPG-PG-RANN.-TRT. | P203 | INSV | INST | LOD_EAM_02 | 2016-02-04 | 370 HARDING HWY | [6 empty] | 0.00 HP AW |  |  |  |  | VFD
5212214 | ALLEN BRADLEY |  | ELKAUIC BOOSTER PUMP 1 /ADJSPD |  | NJBC | E | NJBC-GL-ELKAU | P203 | INSV | INST | TAYLORDM | 2016-03-09 | 603 AURA RD | [6 empty] | 3.00 HP AW |  |  |  |  | VFD
5212215 | ALLEN BRADLEY |  | ELKAUIC BOOSTER PUMP 2 /ADJSPD |  | NJBC | E | NJBC-GL-ELKAU | P203 | INSV | INST | TAYLORDM | 2016-03-09 | 603 AURA RD | [6 empty] | 3.00 HP AW |  |  |  |  | VFD