## Plant Valve
Equipment | Manufacturer | Description | Functional Loc. | Planning plant | User status | System status | Created by | ABC indic. | ManufSerialNo. | Model number | Actuator Manufacture | Actuator Type | Application | Automated/Actuated | Bypass Valve? | Fail Position | Gear Type | Joint Type | Material of Construc | NARUC Maintenance Ac | NARUC Operations Acc | Normal Position | Normal Sys Pressure | Number of Turns | Open Direction | Open/Close Switches? | Owned By | Plant Valve Type | Pressure Class | NARUC Special Mtn Note | Special Mtn Note | NARUC Special Mtn Note Det | Special Mtn Note Det | Vlv-Valve Size | Vlv-Valve Type | Facility MC
10584126 | UNKNOWN | DRWTP-TRMT-FILT 8 EFF ISO MAN /VALVE | NJBC-BU-DRWTP-TRMT-FILT | P203 | INSV | INST | CROCEJ | M |  |  |  | MANUAL | ISOLATION | N | XX |  |  | XX |  | Maint Look Functional Location | Ops Look Functional Location | XX |  | 999.00 TN | XX |  | AW | MANUAL PVLV | XX |  |  |  |  | XX | BUTTERFLY | NJBC-BU-DRWTP-TRMT-FILT
10584127 | UNKNOWN | DRWTP-TRMT-FILT 1 INF MOTOR /VALVE | NJBC-BU-DRWTP-TRMT-FILT | P203 | INSV | INST | CROCEJ | M |  |  |  | ELECTRIC | IN PLANT | Y | XX |  |  | XX |  | Maint Look Functional Location | Ops Look Functional Location | XX |  | 999.00 TN | XX |  | AW | ELECTRIC MOTOR PVLV | XX |  |  |  |  | XX | BUTTERFLY | NJBC-BU-DRWTP-TRMT-FILT
10584128 | UNKNOWN | DRWTP-TRMT-FILT 2 INF MOTOR /VALVE | NJBC-BU-DRWTP-TRMT-FILT | P203 | INSV | INST | CROCEJ | M |  |  |  | ELECTRIC | IN PLANT | Y | XX |  |  | XX |  | Maint Look Functional Location | Ops Look Functional Location | XX |  | 999.00 TN | XX |  | AW | ELECTRIC MOTOR PVLV | XX |  |  |  |  | XX | BUTTERFLY | NJBC-BU-DRWTP-TRMT-FILT
10584125 | UNKNOWN | DRWTP-TRMT-FILT 8 EFF MOTOR /VALVE | NJBC-BU-DRWTP-TRMT-FILT | P203 | INSV | INST | CROCEJ | M |  |  |  | ELECTRIC | IN PLANT | Y | XX |  |  | XX |  | Maint Look Functional Location | Ops Look Functional Location | XX |  | 999.00 TN | XX |  | AW | ELECTRIC MOTOR PVLV | XX |  |  |  |  | XX | BUTTERFLY | NJBC-BU-DRWTP-TRMT-FILT
10584124 | UNKNOWN | DRWTP-TRMT-FILT 7 EFF ISO MAN /VALVE | NJBC-BU-DRWTP-TRMT-FILT | P203 | INSV | INST | CROCEJ | M |  |  |  | MANUAL | ISOLATION | N | XX |  |  | XX |  | Maint Look Functional Location | Ops Look Functional Location | XX |  | 999.00 TN | XX |  | AW | MANUAL PVLV | XX |  |  |  |  | XX | BUTTERFLY | NJBC-BU-DRWTP-TRMT-FILT
10584123 | UNKNOWN | DRWTP-TRMT-FILT 7 EFF MOTOR /VALVE | NJBC-BU-DRWTP-TRMT-FILT | P203 | INSV | INST | CROCEJ | M |  |  |  | ELECTRIC | IN PLANT | Y | XX |  |  | XX |  | Maint Look Functional Location | Ops Look Functional Location | XX |  | 999.00 TN | XX |  | AW | ELECTRIC MOTOR PVLV | XX |  |  |  |  | XX | BUTTERFLY | NJBC-BU-DRWTP-TRMT-FILT
10584129 | UNKNOWN | DRWTP-TRMT-FILT 3 INF MOTOR /VALVE | NJBC-BU-DRWTP-TRMT-FILT | P203 | INSV | INST | CROCEJ | M |  |  |  | ELECTRIC | IN PLANT | Y | XX |  |  | XX |  | Maint Look Functional Location | Ops Look Functional Location | XX |  | 999.00 TN | XX |  | AW | ELECTRIC MOTOR PVLV | XX |  |  |  |  | XX | BUTTERFLY | NJBC-BU-DRWTP-TRMT-FILT
10584130 | UNKNOWN | DRWTP-TRMT-FILT 4 INF MOTOR /VALVE | NJBC-BU-DRWTP-TRMT-FILT | P203 | INSV | INST | CROCEJ | M |  |  |  | ELECTRIC | IN PLANT | Y | XX |  |  | XX |  | Maint Look Functional Location | Ops Look Functional Location | XX |  | 999.00 TN | XX |  | AW | ELECTRIC MOTOR PVLV | XX |  |  |  |  | XX | BUTTERFLY | NJBC-BU-DRWTP-TRMT-FILT
10584131 | UNKNOWN | DRWTP-TRMT-FILT 5 INF MOTOR /VALVE | NJBC-BU-DRWTP-TRMT-FILT | P203 | INSV | INST | CROCEJ | M |  |  |  | ELECTRIC | IN PLANT | Y | XX |  |  | XX |  | Maint Look Functional Location | Ops Look Functional Location | XX |  | 999.00 TN | XX |  | AW | ELECTRIC MOTOR PVLV | XX |  |  |  |  | XX | BUTTERFLY | NJBC-BU-DRWTP-TRMT-FILT
10584132 | UNKNOWN | DRWTP-TRMT-FILT 6 INF MOTOR /VALVE | NJBC-BU-DRWTP-TRMT-FILT | P203 | INSV | INST | CROCEJ | M |  |  |  | ELECTRIC | IN PLANT | Y | XX |  |  | XX |  | Maint Look Functional Location | Ops Look Functional Location | XX |  | 999.00 TN | XX |  | AW | ELECTRIC MOTOR PVLV | XX |  |  |  |  | XX | BUTTERFLY | NJBC-BU-DRWTP-TRMT-FILT
10584133 | UNKNOWN | DRWTP-TRMT-FILT 7 INF MOTOR /VALVE | NJBC-BU-DRWTP-TRMT-FILT | P203 | INSV | INST | CROCEJ | M |  |  |  | ELECTRIC | IN PLANT | Y | XX |  |  | XX |  | Maint Look Functional Location | Ops Look Functional Location | XX |  | 999.00 TN | XX |  | AW | ELECTRIC MOTOR PVLV | XX |  |  |  |  | XX | BUTTERFLY | NJBC-BU-DRWTP-TRMT-FILT
10584134 | UNKNOWN | DRWTP-TRMT-FILT 8 INF MOTOR /VALVE | NJBC-BU-DRWTP-TRMT-FILT | P203 | INSV | INST | CROCEJ | M |  |  |  | ELECTRIC | IN PLANT | Y | XX |  |  | XX |  | Maint Look Functional Location | Ops Look Functional Location | XX |  | 999.00 TN | XX |  | AW | ELECTRIC MOTOR PVLV | XX |  |  |  |  | XX | BUTTERFLY | NJBC-BU-DRWTP-TRMT-FILT
10584122 | UNKNOWN | DRWTP-TRMT-FILT 6 EFF ISO MAN /VALVE | NJBC-BU-DRWTP-TRMT-FILT | P203 | INSV | INST | CROCEJ | M |  |  |  | MANUAL | ISOLATION | N | XX |  |  | XX |  | Maint Look Functional Location | Ops Look Functional Location | XX |  | 999.00 TN | XX |  | AW | MANUAL PVLV | XX |  |  |  |  | XX | BUTTERFLY | NJBC-BU-DRWTP-TRMT-FILT
10584121 | UNKNOWN | DRWTP-TRMT-FILT 6 EFF MOTOR /VALVE | NJBC-BU-DRWTP-TRMT-FILT | P203 | INSV | INST | CROCEJ | M |  |  |  | ELECTRIC | IN PLANT | Y | XX |  |  | XX |  | Maint Look Functional Location | Ops Look Functional Location | XX |  | 999.00 TN | XX |  | AW | ELECTRIC MOTOR PVLV | XX |  |  |  |  | XX | BUTTERFLY | NJBC-BU-DRWTP-TRMT-FILT
10584120 | UNKNOWN | DRWTP-TRMT-FILT 5 EFF ISO MAN /VALVE | NJBC-BU-DRWTP-TRMT-FILT | P203 | INSV | INST | CROCEJ | M |  |  |  | MANUAL | ISOLATION | N | XX |  |  | XX |  | Maint Look Functional Location | Ops Look Functional Location | XX |  | 999.00 TN | XX |  | AW | MANUAL PVLV | XX |  |  |  |  | XX | BUTTERFLY | NJBC-BU-DRWTP-TRMT-FILT
10584119 | UNKNOWN | DRWTP-TRMT-FILT 5 EFF MOTOR /VALVE | NJBC-BU-DRWTP-TRMT-FILT | P203 | INSV | INST | CROCEJ | M |  |  |  | ELECTRIC | IN PLANT | Y | XX |  |  | XX |  | Maint Look Functional Location | Ops Look Functional Location | XX |  | 999.00 TN | XX |  | AW | ELECTRIC MOTOR PVLV | XX |  |  |  |  | XX | BUTTERFLY | NJBC-BU-DRWTP-TRMT-FILT
10584118 | UNKNOWN | DRWTP-TRMT-FILT 4 EFF ISO MAN /VALVE | NJBC-BU-DRWTP-TRMT-FILT | P203 | INSV | INST | CROCEJ | M |  |  |  | MANUAL | ISOLATION | N | XX |  |  | XX |  | Maint Look Functional Location | Ops Look Functional Location | XX |  | 999.00 TN | XX |  | AW | MANUAL PVLV | XX |  |  |  |  | XX | BUTTERFLY | NJBC-BU-DRWTP-TRMT-FILT
10584117 | UNKNOWN | DRWTP-TRMT-FILT 4 EFF MOTOR /VALVE | NJBC-BU-DRWTP-TRMT-FILT | P203 | INSV | INST | CROCEJ | M |  |  |  | ELECTRIC | IN PLANT | Y | XX |  |  | XX |  | Maint Look Functional Location | Ops Look Functional Location | XX |  | 999.00 TN | XX |  | AW | ELECTRIC MOTOR PVLV | XX |  |  |  |  | XX | BUTTERFLY | NJBC-BU-DRWTP-TRMT-FILT
10584116 | UNKNOWN | DRWTP-TRMT-FILT 3 EFF ISO MAN /VALVE | NJBC-BU-DRWTP-TRMT-FILT | P203 | INSV | INST | CROCEJ | M |  |  |  | MANUAL | ISOLATION | N | XX |  |  | XX |  | Maint Look Functional Location | Ops Look Functional Location | XX |  | 999.00 TN | XX |  | AW | MANUAL PVLV | XX |  |  |  |  | XX | BUTTERFLY | NJBC-BU-DRWTP-TRMT-FILT
10584115 | UNKNOWN | DRWTP-TRMT-FILT 3 EFF MOTOR /VALVE | NJBC-BU-DRWTP-TRMT-FILT | P203 | INSV | INST | CROCEJ | M |  |  |  | ELECTRIC | IN PLANT | Y | XX |  |  | XX |  | Maint Look Functional Location | Ops Look Functional Location | XX |  | 999.00 TN | XX |  | AW | ELECTRIC MOTOR PVLV | XX |  |  |  |  | XX | BUTTERFLY | NJBC-BU-DRWTP-TRMT-FILT
10584114 | UNKNOWN | DRWTP-TRMT-FILT 2 EFF ISO MAN /VALVE | NJBC-BU-DRWTP-TRMT-FILT | P203 | INSV | INST | CROCEJ | M |  |  |  | MANUAL | ISOLATION | N | XX |  |  | XX |  | Maint Look Functional Location | Ops Look Functional Location | XX |  | 999.00 TN | XX |  | AW | MANUAL PVLV | XX |  |  |  |  | XX | BUTTERFLY | NJBC-BU-DRWTP-TRMT-FILT
10584113 | UNKNOWN | DRWTP-TRMT-FILT 2 EFF MOTOR /VALVE | NJBC-BU-DRWTP-TRMT-FILT | P203 | INSV | INST | CROCEJ | M |  |  |  | ELECTRIC | IN PLANT | Y | XX |  |  | XX |  | Maint Look Functional Location | Ops Look Functional Location | XX |  | 999.00 TN | XX |  | AW | ELECTRIC MOTOR PVLV | XX |  |  |  |  | XX | BUTTERFLY | NJBC-BU-DRWTP-TRMT-FILT
10584112 | UNKNOWN | DRWTP-TRMT-FILT 1 EFF ISO MAN /VALVE | NJBC-BU-DRWTP-TRMT-FILT | P203 | INSV | INST | CROCEJ | M |  |  |  | MANUAL | ISOLATION | N | XX |  |  | XX |  | Maint Look Functional Location | Ops Look Functional Location | XX |  | 999.00 TN | XX |  | AW | MANUAL PVLV | XX |  |  |  |  | XX | BUTTERFLY | NJBC-BU-DRWTP-TRMT-FILT
10584111 | UNKNOWN | DRWTP-TRMT-FILT 1 EFF MOTOR /VALVE | NJBC-BU-DRWTP-TRMT-FILT | P203 | INSV | INST | CROCEJ | M |  |  |  | ELECTRIC | IN PLANT | Y | XX |  |  | XX |  | Maint Look Functional Location | Ops Look Functional Location | XX |  | 999.00 TN | XX |  | AW | ELECTRIC MOTOR PVLV | XX |  |  |  |  | XX | BUTTERFLY | NJBC-BU-DRWTP-TRMT-FILT
10584135 | UNKNOWN | DRWTP-TRMT-FILT 1 WSTE MOTOR /VALVE | NJBC-BU-DRWTP-TRMT-FILT | P203 | INSV | INST | CROCEJ | M |  |  |  | ELECTRIC | IN PLANT | Y | XX |  |  | XX |  | Maint Look Functional Location | Ops Look Functional Location | XX |  | 999.00 TN | XX |  | AW | ELECTRIC MOTOR PVLV | XX |  |  |  |  | XX | BUTTERFLY | NJBC-BU-DRWTP-TRMT-FILT
10584159 | UNKNOWN | DRWTP-TRMT-FILT 5 WSHWTR MOTOR /VALVE | NJBC-BU-DRWTP-TRMT-FILT | P203 | INSV | INST | CROCEJ | M |  |  |  | ELECTRIC | IN PLANT | Y | XX |  |  | XX |  | Maint Look Functional Location | Ops Look Functional Location | XX |  | 999.00 TN | XX |  | AW | ELECTRIC MOTOR PVLV | XX |  |  |  |  | XX | BUTTERFLY | NJBC-BU-DRWTP-TRMT-FILT
10584158 | UNKNOWN | DRWTP-TRMT-FILT 4 WSHWTR ISO MAN /VALVE | NJBC-BU-DRWTP-TRMT-FILT | P203 | INSV | INST | CROCEJ | M |  |  |  | MANUAL | ISOLATION | N | XX |  |  | XX |  | Maint Look Functional Location | Ops Look Functional Location | XX |  | 999.00 TN | XX |  | AW | MANUAL PVLV | XX |  |  |  |  | XX | BUTTERFLY | NJBC-BU-DRWTP-TRMT-FILT
10584157 | UNKNOWN | DRWTP-TRMT-FILT 4 WSHWTR MOTOR /VALVE | NJBC-BU-DRWTP-TRMT-FILT | P203 | INSV | INST | CROCEJ | M |  |  |  | ELECTRIC | IN PLANT | Y | XX |  |  | XX |  | Maint Look Functional Location | Ops Look Functional Location | XX |  | 999.00 TN | XX |  | AW | ELECTRIC MOTOR PVLV | XX |  |  |  |  | XX | BUTTERFLY | NJBC-BU-DRWTP-TRMT-FILT
10584156 | UNKNOWN | DRWTP-TRMT-FILT 3 WSHWTR ISO MAN /VALVE | NJBC-BU-DRWTP-TRMT-FILT | P203 | INSV | INST | CROCEJ | M |  |  |  | MANUAL | ISOLATION | N | XX |  |  | XX |  | Maint Look Functional Location | Ops Look Functional Location | XX |  | 999.00 TN | XX |  | AW | MANUAL PVLV | XX |  |  |  |  | XX | BUTTERFLY | NJBC-BU-DRWTP-TRMT-FILT
10584155 | UNKNOWN | DRWTP-TRMT-FILT 3 WSHWTR MOTOR /VALVE | NJBC-BU-DRWTP-TRMT-FILT | P203 | INSV | INST | CROCEJ | M |  |  |  | ELECTRIC | IN PLANT | Y | XX |  |  | XX |  | Maint Look Functional Location | Ops Look Functional Location | XX |  | 999.00 TN | XX |  | AW | ELECTRIC MOTOR PVLV | XX |  |  |  |  | XX | BUTTERFLY | NJBC-BU-DRWTP-TRMT-FILT
10584154 | UNKNOWN | DRWTP-TRMT-FILT 2 WSHWTR ISO MAN /VALVE | NJBC-BU-DRWTP-TRMT-FILT | P203 | INSV | INST | CROCEJ | M |  |  |  | MANUAL | ISOLATION | N | XX |  |  | XX |  | Maint Look Functional Location | Ops Look Functional Location | XX |  | 999.00 TN | XX |  | AW | MANUAL PVLV | XX |  |  |  |  | XX | BUTTERFLY | NJBC-BU-DRWTP-TRMT-FILT
10584153 | UNKNOWN | DRWTP-TRMT-FILT 2 WSHWTR MOTOR /VALVE | NJBC-BU-DRWTP-TRMT-FILT | P203 | INSV | INST | CROCEJ | M |  |  |  | ELECTRIC | IN PLANT | Y | XX |  |  | XX |  | Maint Look Functional Location | Ops Look Functional Location | XX |  | 999.00 TN | XX |  | AW | ELECTRIC MOTOR PVLV | XX |  |  |  |  | XX | BUTTERFLY | NJBC-BU-DRWTP-TRMT-FILT
10584152 | UNKNOWN | DRWTP-TRMT-FILT 1 WSHWTR ISO MAN /VALVE | NJBC-BU-DRWTP-TRMT-FILT | P203 | INSV | INST | CROCEJ | M |  |  |  | MANUAL | ISOLATION | N | XX |  |  | XX |  | Maint Look Functional Location | Ops Look Functional Location | XX |  | 999.00 TN | XX |  | AW | MANUAL PVLV | XX |  |  |  |  | XX | BUTTERFLY | NJBC-BU-DRWTP-TRMT-FILT
10584151 | UNKNOWN | DRWTP-TRMT-FILT 1 WSHWTR MOTOR /VALVE | NJBC-BU-DRWTP-TRMT-FILT | P203 | INSV | INST | CROCEJ | M |  |  |  | ELECTRIC | IN PLANT | Y | XX |  |  | XX |  | Maint Look Functional Location | Ops Look Functional Location | XX |  | 999.00 TN | XX |  | AW | ELECTRIC MOTOR PVLV | XX |  |  |  |  | XX | BUTTERFLY | NJBC-BU-DRWTP-TRMT-FILT
10584150 | UNKNOWN | DRWTP-TRMT-FILT 8 WSTE ISO MAN /VALVE | NJBC-BU-DRWTP-TRMT-FILT | P203 | INSV | INST | CROCEJ | M |  |  |  | MANUAL | ISOLATION | N | XX |  |  | XX |  | Maint Look Functional Location | Ops Look Functional Location | XX |  | 999.00 TN | XX |  | AW | MANUAL PVLV | XX |  |  |  |  | XX | BUTTERFLY | NJBC-BU-DRWTP-TRMT-FILT
10584149 | UNKNOWN | DRWTP-TRMT-FILT 8 WSTE MOTOR /VALVE | NJBC-BU-DRWTP-TRMT-FILT | P203 | INSV | INST | CROCEJ | M |  |  |  | ELECTRIC | IN PLANT | Y | XX |  |  | XX |  | Maint Look Functional Location | Ops Look Functional Location | XX |  | 999.00 TN | XX |  | AW | ELECTRIC MOTOR PVLV | XX |  |  |  |  | XX | BUTTERFLY | NJBC-BU-DRWTP-TRMT-FILT
10584148 | UNKNOWN | DRWTP-TRMT-FILT 7 WSTE ISO MAN /VALVE | NJBC-BU-DRWTP-TRMT-FILT | P203 | INSV | INST | CROCEJ | M |  |  |  | MANUAL | ISOLATION | N | XX |  |  | XX |  | Maint Look Functional Location | Ops Look Functional Location | XX |  | 999.00 TN | XX |  | AW | MANUAL PVLV | XX |  |  |  |  | XX | BUTTERFLY | NJBC-BU-DRWTP-TRMT-FILT
10584147 | UNKNOWN | DRWTP-TRMT-FILT 7 WSTE MOTOR /VALVE | NJBC-BU-DRWTP-TRMT-FILT | P203 | INSV | INST | CROCEJ | M |  |  |  | ELECTRIC | IN PLANT | Y | XX |  |  | XX |  | Maint Look Functional Location | Ops Look Functional Location | XX |  | 999.00 TN | XX |  | AW | ELECTRIC MOTOR PVLV | XX |  |  |  |  | XX | BUTTERFLY | NJBC-BU-DRWTP-TRMT-FILT
10584146 | UNKNOWN | DRWTP-TRMT-FILT 6 WSTE ISO MAN /VALVE | NJBC-BU-DRWTP-TRMT-FILT | P203 | INSV | INST | CROCEJ | M |  |  |  | MANUAL | ISOLATION | N | XX |  |  | XX |  | Maint Look Functional Location | Ops Look Functional Location | XX |  | 999.00 TN | XX |  | AW | MANUAL PVLV | XX |  |  |  |  | XX | BUTTERFLY | NJBC-BU-DRWTP-TRMT-FILT
10584145 | UNKNOWN | DRWTP-TRMT-FILT 6 WSTE MOTOR /VALVE | NJBC-BU-DRWTP-TRMT-FILT | P203 | INSV | INST | CROCEJ | M |  |  |  | ELECTRIC | IN PLANT | Y | XX |  |  | XX |  | Maint Look Functional Location | Ops Look Functional Location | XX |  | 999.00 TN | XX |  | AW | ELECTRIC MOTOR PVLV | XX |  |  |  |  | XX | BUTTERFLY | NJBC-BU-DRWTP-TRMT-FILT
10584144 | UNKNOWN | DRWTP-TRMT-FILT 5 WSTE ISO MAN /VALVE | NJBC-BU-DRWTP-TRMT-FILT | P203 | INSV | INST | CROCEJ | M |  |  |  | MANUAL | ISOLATION | N | XX |  |  | XX |  | Maint Look Functional Location | Ops Look Functional Location | XX |  | 999.00 TN | XX |  | AW | MANUAL PVLV | XX |  |  |  |  | XX | BUTTERFLY | NJBC-BU-DRWTP-TRMT-FILT
10584143 | UNKNOWN | DRWTP-TRMT-FILT 5 WSTE MOTOR /VALVE | NJBC-BU-DRWTP-TRMT-FILT | P203 | INSV | INST | CROCEJ | M |  |  |  | ELECTRIC | IN PLANT | Y | XX |  |  | XX |  | Maint Look Functional Location | Ops Look Functional Location | XX |  | 999.00 TN | XX |  | AW | ELECTRIC MOTOR PVLV | XX |  |  |  |  | XX | BUTTERFLY | NJBC-BU-DRWTP-TRMT-FILT
10584142 | UNKNOWN | DRWTP-TRMT-FILT 4 WSTE ISO MAN /VALVE | NJBC-BU-DRWTP-TRMT-FILT | P203 | INSV | INST | CROCEJ | M |  |  |  | MANUAL | ISOLATION | N | XX |  |  | XX |  | Maint Look Functional Location | Ops Look Functional Location | XX |  | 999.00 TN | XX |  | AW | MANUAL PVLV | XX |  |  |  |  | XX | BUTTERFLY | NJBC-BU-DRWTP-TRMT-FILT
10584141 | UNKNOWN | DRWTP-TRMT-FILT 4 WSTE MOTOR /VALVE | NJBC-BU-DRWTP-TRMT-FILT | P203 | INSV | INST | CROCEJ | M |  |  |  | ELECTRIC | IN PLANT | Y | XX |  |  | XX |  | Maint Look Functional Location | Ops Look Functional Location | XX |  | 999.00 TN | XX |  | AW | ELECTRIC MOTOR PVLV | XX |  |  |  |  | XX | BUTTERFLY | NJBC-BU-DRWTP-TRMT-FILT
10584140 | UNKNOWN | DRWTP-TRMT-FILT 3 WSTE ISO MAN /VALVE | NJBC-BU-DRWTP-TRMT-FILT | P203 | INSV | INST | CROCEJ | M |  |  |  | MANUAL | ISOLATION | N | XX |  |  | XX |  | Maint Look Functional Location | Ops Look Functional Location | XX |  | 999.00 TN | XX |  | AW | MANUAL PVLV | XX |  |  |  |  | XX | BUTTERFLY | NJBC-BU-DRWTP-TRMT-FILT
10584139 | UNKNOWN | DRWTP-TRMT-FILT 3 WSTE MOTOR /VALVE | NJBC-BU-DRWTP-TRMT-FILT | P203 | INSV | INST | CROCEJ | M |  |  |  | ELECTRIC | IN PLANT | Y | XX |  |  | XX |  | Maint Look Functional Location | Ops Look Functional Location | XX |  | 999.00 TN | XX |  | AW | ELECTRIC MOTOR PVLV | XX |  |  |  |  | XX | BUTTERFLY | NJBC-BU-DRWTP-TRMT-FILT
10584138 | UNKNOWN | DRWTP-TRMT-FILT 2 WSTE ISO MAN /VALVE | NJBC-BU-DRWTP-TRMT-FILT | P203 | INSV | INST | CROCEJ | M |  |  |  | MANUAL | ISOLATION | N | XX |  |  | XX |  | Maint Look Functional Location | Ops Look Functional Location | XX |  | 999.00 TN | XX |  | AW | MANUAL PVLV | XX |  |  |  |  | XX | BUTTERFLY | NJBC-BU-DRWTP-TRMT-FILT
10584137 | UNKNOWN | DRWTP-TRMT-FILT 2 WSTE MOTOR /VALVE | NJBC-BU-DRWTP-TRMT-FILT | P203 | INSV | INST | CROCEJ | M |  |  |  | ELECTRIC | IN PLANT | Y | XX |  |  | XX |  | Maint Look Functional Location | Ops Look Functional Location | XX |  | 999.00 TN | XX |  | AW | ELECTRIC MOTOR PVLV | XX |  |  |  |  | XX | BUTTERFLY | NJBC-BU-DRWTP-TRMT-FILT
10584136 | UNKNOWN | DRWTP-TRMT-FILT 1 WSTE ISO MAN /VALVE | NJBC-BU-DRWTP-TRMT-FILT | P203 | INSV | INST | CROCEJ | M |  |  |  | MANUAL | ISOLATION | N | XX |  |  | XX |  | Maint Look Functional Location | Ops Look Functional Location | XX |  | 999.00 TN | XX |  | AW | MANUAL PVLV | XX |  |  |  |  | XX | BUTTERFLY | NJBC-BU-DRWTP-TRMT-FILT
10581285 | UNKNOWN | DRWTP-TRMT-FILT 6 AIR WSH MOTOR /VALVE | NJBC-BU-DRWTP-TRMT-FILT | P203 | INSV | INST | CROCEJ | M |  |  |  | ELECTRIC | IN PLANT | Y | XX |  |  | XX |  | Maint Look Functional Location | Ops Look Functional Location | XX |  | 999.00 TN | XX |  | AW | ELECTRIC MOTOR PVLV | XX |  |  |  |  | XX | BUTTERFLY | NJBC-BU-DRWTP-TRMT-FILT
10581284 | UNKNOWN | DRWTP-TRMT-FILT 5 AIR WSH ISO MAN /VALVE | NJBC-BU-DRWTP-TRMT-FILT | P203 | INSV | INST | CROCEJ | M |  |  |  | MANUAL | ISOLATION | N | XX |  |  | XX |  | Maint Look Functional Location | Ops Look Functional Location | XX |  | 999.00 TN | XX |  | AW | MANUAL PVLV | XX |  |  |  |  | XX | BUTTERFLY | NJBC-BU-DRWTP-TRMT-FILT
10581283 | UNKNOWN | DRWTP-TRMT-FILT 5 AIR WSH MOTOR /VALVE | NJBC-BU-DRWTP-TRMT-FILT | P203 | INSV | INST | CROCEJ | M |  |  |  | ELECTRIC | IN PLANT | Y | XX |  |  | XX |  | Maint Look Functional Location | Ops Look Functional Location | XX |  | 999.00 TN | XX |  | AW | ELECTRIC MOTOR PVLV | XX |  |  |  |  | XX | BUTTERFLY | NJBC-BU-DRWTP-TRMT-FILT
10581282 | UNKNOWN | DRWTP-TRMT-FILT 4 AIR WSH ISO MAN /VALVE | NJBC-BU-DRWTP-TRMT-FILT | P203 | INSV | INST | CROCEJ | M |  |  |  | MANUAL | ISOLATION | N | XX |  |  | XX |  | Maint Look Functional Location | Ops Look Functional Location | XX |  | 999.00 TN | XX |  | AW | MANUAL PVLV | XX |  |  |  |  | XX | BUTTERFLY | NJBC-BU-DRWTP-TRMT-FILT
10581281 | UNKNOWN | DRWTP-TRMT-FILT 4 AIR WSH MOTOR /VALVE | NJBC-BU-DRWTP-TRMT-FILT | P203 | INSV | INST | CROCEJ | M |  |  |  | ELECTRIC | IN PLANT | Y | XX |  |  | XX |  | Maint Look Functional Location | Ops Look Functional Location | XX |  | 999.00 TN | XX |  | AW | ELECTRIC MOTOR PVLV | XX |  |  |  |  | XX | BUTTERFLY | NJBC-BU-DRWTP-TRMT-FILT
10581280 | UNKNOWN | DRWTP-TRMT-FILT 3 AIR WSH ISO MAN /VALVE | NJBC-BU-DRWTP-TRMT-FILT | P203 | INSV | INST | CROCEJ | M |  |  |  | MANUAL | ISOLATION | N | XX |  |  | XX |  | Maint Look Functional Location | Ops Look Functional Location | XX |  | 999.00 TN | XX |  | AW | MANUAL PVLV | XX |  |  |  |  | XX | BUTTERFLY | NJBC-BU-DRWTP-TRMT-FILT
10581279 | UNKNOWN | DRWTP-TRMT-FILT 3 AIR WSH MOTOR /VALVE | NJBC-BU-DRWTP-TRMT-FILT | P203 | INSV | INST | CROCEJ | M |  |  |  | ELECTRIC | IN PLANT | Y | XX |  |  | XX |  | Maint Look Functional Location | Ops Look Functional Location | XX |  | 999.00 TN | XX |  | AW | ELECTRIC MOTOR PVLV | XX |  |  |  |  | XX | BUTTERFLY | NJBC-BU-DRWTP-TRMT-FILT
10581278 | UNKNOWN | DRWTP-TRMT-FILT 2 AIR WSH ISO MAN /VALVE | NJBC-BU-DRWTP-TRMT-FILT | P203 | INSV | INST | CROCEJ | M |  |  |  | MANUAL | ISOLATION | N | XX |  |  | XX |  | Maint Look Functional Location | Ops Look Functional Location | XX |  | 999.00 TN | XX |  | AW | MANUAL PVLV | XX |  |  |  |  | XX | BUTTERFLY | NJBC-BU-DRWTP-TRMT-FILT
10581277 | UNKNOWN | DRWTP-TRMT-FILT 2 AIR WSH MOTOR /VALVE | NJBC-BU-DRWTP-TRMT-FILT | P203 | INSV | INST | CROCEJ | M |  |  |  | ELECTRIC | IN PLANT | Y | XX |  |  | XX |  | Maint Look Functional Location | Ops Look Functional Location | XX |  | 999.00 TN | XX |  | AW | ELECTRIC MOTOR PVLV | XX |  |  |  |  | XX | BUTTERFLY | NJBC-BU-DRWTP-TRMT-FILT
10581276 | UNKNOWN | DRWTP-TRMT-FILT 1 AIR WSH ISO MAN /VALVE | NJBC-BU-DRWTP-TRMT-FILT | P203 | INSV | INST | CROCEJ | M |  |  |  | MANUAL | ISOLATION | N | XX |  |  | XX |  | Maint Look Functional Location | Ops Look Functional Location | XX |  | 999.00 TN | XX |  | AW | MANUAL PVLV | XX |  |  |  |  | XX | BUTTERFLY | NJBC-BU-DRWTP-TRMT-FILT
10581275 | UNKNOWN | DRWTP-TRMT-FILT 1 AIR WSH MOTOR /VALVE | NJBC-BU-DRWTP-TRMT-FILT | P203 | INSV | INST | CROCEJ | M |  |  |  | ELECTRIC | IN PLANT | Y | XX |  |  | XX |  | Maint Look Functional Location | Ops Look Functional Location | XX |  | 999.00 TN | XX |  | AW | ELECTRIC MOTOR PVLV | XX |  |  |  |  | XX | BUTTERFLY | NJBC-BU-DRWTP-TRMT-FILT
10581274 | UNKNOWN | DRWTP-TRMT-OZNE GEN3 COOL PRES /VALVE | NJBC-BU-DRWTP-TRMT-OZNE | P203 | INSV | INST | CROCEJ | H |  |  |  | HYDRAULIC | PRESSURE REGULATION | Y | XX |  |  | XX |  | Maint Look Functional Location | Ops Look Functional Location | XX |  | 999.00 TN | XX |  | AW | HYDRAULIC ONLY PVLV | XX |  |  |  |  | XX | PRES RELIEF | NJBC-BU-DRWTP-TRMT-OZNE
10581273 | UNKNOWN | DRWTP-TRMT-OZNE GEN2 COOL PRES /VALVE | NJBC-BU-DRWTP-TRMT-OZNE | P203 | INSV | INST | CROCEJ | H |  |  |  | HYDRAULIC | PRESSURE REGULATION | Y | XX |  |  | XX |  | Maint Look Functional Location | Ops Look Functional Location | XX | 0 PSI | 999.00 TN | XX |  | AW | HYDRAULIC ONLY PVLV | XX |  |  |  |  | XX | PRES RELIEF | NJBC-BU-DRWTP-TRMT-OZNE
10581272 | UNKNOWN | DRWTP-TRMT-OZNE GEN1 COOL PRES /VALVE | NJBC-BU-DRWTP-TRMT-OZNE | P203 | INSV | INST | CROCEJ | H |  |  |  | HYDRAULIC | PRESSURE REGULATION | Y | XX |  |  | XX |  | Maint Look Functional Location | Ops Look Functional Location | XX |  | 999.00 TN | XX |  | AW | HYDRAULIC ONLY PVLV | XX |  |  |  |  | XX | PRES RELIEF | NJBC-BU-DRWTP-TRMT-OZNE
10581271 | UNKNOWN | DRWTP-TRMT-OZNE PSU3 IN COOL PSRG /VALVE | NJBC-BU-DRWTP-TRMT-OZNE | P203 | INSV | INST | CROCEJ | H |  |  |  | HYDRAULIC | PRESSURE REGULATION | Y | XX |  |  | XX |  | Maint Look Functional Location | Ops Look Functional Location | XX |  | 999.00 TN | XX |  | AW | HYDRAULIC ONLY PVLV | XX |  |  |  |  | XX | PRES REGULATOR | NJBC-BU-DRWTP-TRMT-OZNE
10581270 | UNKNOWN | DRWTP-TRMT-OZNE PSU2 IN COOL PSRG /VALVE | NJBC-BU-DRWTP-TRMT-OZNE | P203 | INSV | INST | CROCEJ | H |  |  |  | HYDRAULIC | PRESSURE REGULATION | Y | XX |  |  | XX |  | Maint Look Functional Location | Ops Look Functional Location | XX | 0 PSI | 999.00 TN | XX |  | AW | HYDRAULIC ONLY PVLV | XX |  |  |  |  | XX | PRES REGULATOR | NJBC-BU-DRWTP-TRMT-OZNE
10581269 | UNKNOWN | DRWTP-TRMT-OZNE PSU1 IN COOL PSRG /VALVE | NJBC-BU-DRWTP-TRMT-OZNE | P203 | INSV | INST | CROCEJ | H |  |  |  | HYDRAULIC | PRESSURE REGULATION | Y | XX |  |  | XX |  | Maint Look Functional Location | Ops Look Functional Location | XX |  | 999.00 TN | XX |  | AW | HYDRAULIC ONLY PVLV | XX |  |  |  |  | XX | PRES REGULATOR | NJBC-BU-DRWTP-TRMT-OZNE
10581268 | UNKNOWN | DRWTP-TRMT-OZNE GEN3 IN COOL PSRG /VALVE | NJBC-BU-DRWTP-TRMT-OZNE | P203 | INSV | INST | CROCEJ | H |  |  |  | HYDRAULIC | PRESSURE REGULATION | Y | XX |  |  | XX |  | Maint Look Functional Location | Ops Look Functional Location | XX |  | 999.00 TN | XX |  | AW | HYDRAULIC ONLY PVLV | XX |  |  |  |  | XX | PRES REGULATOR | NJBC-BU-DRWTP-TRMT-OZNE
10581267 | UNKNOWN | DRWTP-TRMT-OZNE GEN2 IN COOL PSRG /VALVE | NJBC-BU-DRWTP-TRMT-OZNE | P203 | INSV | INST | CROCEJ | H |  |  |  | HYDRAULIC | PRESSURE REGULATION | Y | XX |  |  | XX |  | Maint Look Functional Location | Ops Look Functional Location | XX | 0 PSI | 999.00 TN | XX |  | AW | HYDRAULIC ONLY PVLV | XX |  |  |  |  | XX | PRES REGULATOR | NJBC-BU-DRWTP-TRMT-OZNE
10581266 | UNKNOWN | DRWTP-TRMT-OZNE GEN1 IN COOL PSRG /VALVE | NJBC-BU-DRWTP-TRMT-OZNE | P203 | INSV | INST | CROCEJ | H |  |  |  | HYDRAULIC | PRESSURE REGULATION | Y | XX |  |  | XX |  | Maint Look Functional Location | Ops Look Functional Location | XX |  | 999.00 TN | XX |  | AW | HYDRAULIC ONLY PVLV | XX |  |  |  |  | XX | PRES REGULATOR | NJBC-BU-DRWTP-TRMT-OZNE
10581265 | UNKNOWN | DRWTP-TRMT-OZNE GEN3 IN COOL BF /VALVE | NJBC-BU-DRWTP-TRMT-OZNE | P203 | INSV | INST | CROCEJ | H |  |  |  | ELECTRIC | IN PLANT | Y | XX |  |  | XX |  | Maint Look Functional Location | Ops Look Functional Location | XX |  | 999.00 TN | XX |  | AW | ELECTRIC MOTOR PVLV | XX |  |  |  |  | XX | BUTTERFLY | NJBC-BU-DRWTP-TRMT-OZNE
10581264 | UNKNOWN | DRWTP-TRMT-OZNE GEN2 IN COOL BF /VALVE | NJBC-BU-DRWTP-TRMT-OZNE | P203 | INSV | INST | CROCEJ | H |  |  |  | ELECTRIC | IN PLANT | Y | XX |  |  | XX |  | Maint Look Functional Location | Ops Look Functional Location | XX |  | 999.00 TN | XX |  | AW | ELECTRIC MOTOR PVLV | XX |  |  |  |  | XX | BUTTERFLY | NJBC-BU-DRWTP-TRMT-OZNE
10581263 | UNKNOWN | DRWTP-TRMT-OZNE GEN1 IN COOL BF /VALVE | NJBC-BU-DRWTP-TRMT-OZNE | P203 | INSV | INST | CROCEJ | H |  |  |  | ELECTRIC | IN PLANT | Y | XX |  |  | XX |  | Maint Look Functional Location | Ops Look Functional Location | XX |  | 999.00 TN | XX |  | AW | ELECTRIC MOTOR PVLV | XX |  |  |  |  | XX | BUTTERFLY | NJBC-BU-DRWTP-TRMT-OZNE
10581262 | UNKNOWN | DRWTP-HSPS CLRWL 1 TO WW 1 BF009 /VALVE | NJBC-BU-DRWTP-HSPS | P203 | INSV | INST | CROCEJ | M |  |  |  | MANUAL | IN PLANT | N | XX |  |  | XX |  | Maint Look Functional Location | Ops Look Functional Location | XX |  | 999.00 TN | XX |  | AW | MANUAL PVLV | XX |  |  |  |  | 48 | BUTTERFLY | NJBC-BU-DRWTP-HSPS
10581286 | UNKNOWN | DRWTP-TRMT-FILT 6 AIR WSH ISO MAN /VALVE | NJBC-BU-DRWTP-TRMT-FILT | P203 | INSV | INST | CROCEJ | M |  |  |  | MANUAL | ISOLATION | N | XX |  |  | XX |  | Maint Look Functional Location | Ops Look Functional Location | XX |  | 999.00 TN | XX |  | AW | MANUAL PVLV | XX |  |  |  |  | XX | BUTTERFLY | NJBC-BU-DRWTP-TRMT-FILT
10584110 | UNKNOWN | DRWTP-RWPS PIG LAUNCH TEE 424 DRN /VALVE | NJBC-BU-DRWTP-RWPS | P203 | INSV | INST | CROCEJ | M |  |  |  | MANUAL | IN PLANT | N | XX |  |  | XX |  | Maint Look Functional Location | Ops Look Functional Location | XX |  | 999.00 TN | XX |  | AW | MANUAL PVLV | XX |  |  |  |  | 4 | GATE | NJBC-BU-DRWTP-RWPS
10584109 | UNKNOWN | DRWTP-RWPS RW HDR 435 DRN /VALVE | NJBC-BU-DRWTP-RWPS | P203 | INSV | INST | CROCEJ | M |  |  |  | MANUAL | IN PLANT | N | XX |  |  | XX |  | Maint Look Functional Location | Ops Look Functional Location | XX |  | 999.00 TN | XX |  | AW | MANUAL PVLV | XX |  |  |  |  | 8 | GATE | NJBC-BU-DRWTP-RWPS
10584108 | UNKNOWN | DRWTP-TRMT-FILT 8 DRN MAN /VALVE | NJBC-BU-DRWTP-TRMT-FILT | P203 | INSV | INST | CROCEJ | M |  |  |  | MANUAL | ISOLATION | N | XX |  |  | XX |  | Maint Look Functional Location | Ops Look Functional Location | XX |  | 999.00 TN | XX |  | AW | MANUAL PVLV | XX |  |  |  |  | 4 | GATE | NJBC-BU-DRWTP-TRMT-FILT
10584107 | UNKNOWN | DRWTP-TRMT-FILT 8 DRN MOTOR /VALVE | NJBC-BU-DRWTP-TRMT-FILT | P203 | INSV | INST | CROCEJ | M |  |  |  | ELECTRIC | IN PLANT | Y | XX |  |  | XX |  | Maint Look Functional Location | Ops Look Functional Location | XX |  | 999.00 TN | XX |  | AW | ELECTRIC MOTOR PVLV | XX |  |  |  |  | 30 | BUTTERFLY | NJBC-BU-DRWTP-TRMT-FILT
10584106 | UNKNOWN | DRWTP-TRMT-FILT 7 DRN MAN /VALVE | NJBC-BU-DRWTP-TRMT-FILT | P203 | INSV | INST | CROCEJ | M |  |  |  | MANUAL | ISOLATION | N | XX |  |  | XX |  | Maint Look Functional Location | Ops Look Functional Location | XX |  | 999.00 TN | XX |  | AW | MANUAL PVLV | XX |  |  |  |  | 4 | GATE | NJBC-BU-DRWTP-TRMT-FILT
10584105 | UNKNOWN | DRWTP-TRMT-FILT 7 DRN MOTOR /VALVE | NJBC-BU-DRWTP-TRMT-FILT | P203 | INSV | INST | CROCEJ | M |  |  |  | ELECTRIC | IN PLANT | Y | XX |  |  | XX |  | Maint Look Functional Location | Ops Look Functional Location | XX |  | 999.00 TN | XX |  | AW | ELECTRIC MOTOR PVLV | XX |  |  |  |  | 30 | BUTTERFLY | NJBC-BU-DRWTP-TRMT-FILT
10584104 | UNKNOWN | DRWTP-TRMT-FILT 6 DRN MAN /VALVE | NJBC-BU-DRWTP-TRMT-FILT | P203 | INSV | INST | CROCEJ | M |  |  |  | MANUAL | ISOLATION | N | XX |  |  | XX |  | Maint Look Functional Location | Ops Look Functional Location | XX |  | 999.00 TN | XX |  | AW | MANUAL PVLV | XX |  |  |  |  | 4 | GATE | NJBC-BU-DRWTP-TRMT-FILT
10584103 | UNKNOWN | DRWTP-TRMT-FILT 6 DRN MOTOR /VALVE | NJBC-BU-DRWTP-TRMT-FILT | P203 | INSV | INST | CROCEJ | M |  |  |  | ELECTRIC | IN PLANT | Y | XX |  |  | XX |  | Maint Look Functional Location | Ops Look Functional Location | XX |  | 999.00 TN | XX |  | AW | ELECTRIC MOTOR PVLV | XX |  |  |  |  | 30 | BUTTERFLY | NJBC-BU-DRWTP-TRMT-FILT
10584102 | UNKNOWN | DRWTP-TRMT-FILT 5 DRN MAN /VALVE | NJBC-BU-DRWTP-TRMT-FILT | P203 | INSV | INST | CROCEJ | M |  |  |  | MANUAL | ISOLATION | N | XX |  |  | XX |  | Maint Look Functional Location | Ops Look Functional Location | XX |  | 999.00 TN | XX |  | AW | MANUAL PVLV | XX |  |  |  |  | 4 | GATE | NJBC-BU-DRWTP-TRMT-FILT
10584101 | UNKNOWN | DRWTP-TRMT-FILT 5 DRN MOTOR /VALVE | NJBC-BU-DRWTP-TRMT-FILT | P203 | INSV | INST | CROCEJ | M |  |  |  | ELECTRIC | IN PLANT | Y | XX |  |  | XX |  | Maint Look Functional Location | Ops Look Functional Location | XX |  | 999.00 TN | XX |  | AW | ELECTRIC MOTOR PVLV | XX |  |  |  |  | 30 | BUTTERFLY | NJBC-BU-DRWTP-TRMT-FILT
10584100 | UNKNOWN | DRWTP-TRMT-FILT 4 DRN MAN /VALVE | NJBC-BU-DRWTP-TRMT-FILT | P203 | INSV | INST | CROCEJ | M |  |  |  | MANUAL | ISOLATION | N | XX |  |  | XX |  | Maint Look Functional Location | Ops Look Functional Location | XX |  | 999.00 TN | XX |  | AW | MANUAL PVLV | XX |  |  |  |  | 4 | GATE | NJBC-BU-DRWTP-TRMT-FILT
10581299 | UNKNOWN | DRWTP-TRMT-FILT 4 DRN MOTOR /VALVE | NJBC-BU-DRWTP-TRMT-FILT | P203 | INSV | INST | CROCEJ | M |  |  |  | ELECTRIC | IN PLANT | Y | XX |  |  | XX |  | Maint Look Functional Location | Ops Look Functional Location | XX |  | 999.00 TN | XX |  | AW | ELECTRIC MOTOR PVLV | XX |  |  |  |  | 30 | BUTTERFLY | NJBC-BU-DRWTP-TRMT-FILT
10581298 | UNKNOWN | DRWTP-TRMT-FILT 3 DRN MAN /VALVE | NJBC-BU-DRWTP-TRMT-FILT | P203 | INSV | INST | CROCEJ | M |  |  |  | MANUAL | ISOLATION | N | XX |  |  | XX |  | Maint Look Functional Location | Ops Look Functional Location | XX |  | 999.00 TN | XX |  | AW | MANUAL PVLV | XX |  |  |  |  | 4 | GATE | NJBC-BU-DRWTP-TRMT-FILT
10581297 | UNKNOWN | DRWTP-TRMT-FILT 3 DRN MOTOR /VALVE | NJBC-BU-DRWTP-TRMT-FILT | P203 | INSV | INST | CROCEJ | M |  |  |  | ELECTRIC | IN PLANT | Y | XX |  |  | XX |  | Maint Look Functional Location | Ops Look Functional Location | XX |  | 999.00 TN | XX |  | AW | ELECTRIC MOTOR PVLV | XX |  |  |  |  | 30 | BUTTERFLY | NJBC-BU-DRWTP-TRMT-FILT
10581296 | UNKNOWN | DRWTP-TRMT-FILT 2 DRN MAN /VALVE | NJBC-BU-DRWTP-TRMT-FILT | P203 | INSV | INST | CROCEJ | M |  |  |  | MANUAL | ISOLATION | N | XX |  |  | XX |  | Maint Look Functional Location | Ops Look Functional Location | XX |  | 999.00 TN | XX |  | AW | MANUAL PVLV | XX |  |  |  |  | 4 | GATE | NJBC-BU-DRWTP-TRMT-FILT
10581295 | UNKNOWN | DRWTP-TRMT-FILT 2 DRN MOTOR /VALVE | NJBC-BU-DRWTP-TRMT-FILT | P203 | INSV | INST | CROCEJ | M |  |  |  | ELECTRIC | IN PLANT | Y | XX |  |  | XX |  | Maint Look Functional Location | Ops Look Functional Location | XX |  | 999.00 TN | XX |  | AW | ELECTRIC MOTOR PVLV | XX |  |  |  |  | 30 | BUTTERFLY | NJBC-BU-DRWTP-TRMT-FILT
10581294 | UNKNOWN | DRWTP-TRMT-FILT 1 DRN MAN /VALVE | NJBC-BU-DRWTP-TRMT-FILT | P203 | INSV | INST | CROCEJ | M |  |  |  | MANUAL | ISOLATION | N | XX |  |  | XX |  | Maint Look Functional Location | Ops Look Functional Location | XX |  | 999.00 TN | XX |  | AW | MANUAL PVLV | XX |  |  |  |  | 4 | GATE | NJBC-BU-DRWTP-TRMT-FILT
10581293 | UNKNOWN | DRWTP-TRMT-FILT 1 DRN MOTOR /VALVE | NJBC-BU-DRWTP-TRMT-FILT | P203 | INSV | INST | CROCEJ | M |  |  |  | ELECTRIC | IN PLANT | Y | XX |  |  | XX |  | Maint Look Functional Location | Ops Look Functional Location | XX |  | 999.00 TN | XX |  | AW | ELECTRIC MOTOR PVLV | XX |  |  |  |  | 30 | BUTTERFLY | NJBC-BU-DRWTP-TRMT-FILT
10581292 | UNKNOWN | DRWTP-TRMT MAIN LINE RISER 488 /VALVE | NJBC-BU-DRWTP-TRMT | P203 | INSV | INST | CROCEJ | H |  |  |  | MANUAL | ISOLATION | N | XX |  |  | XX |  | Maint Look Functional Location | Ops Look Functional Location | XX |  | 999.00 TN | XX |  | AW | MANUAL PVLV | XX |  |  |  |  | 12 | BUTTERFLY | NJBC-BU-DRWTP-TRMT
10581291 | UNKNOWN | DRWTP-TRMT MAIN LINE RISER 486 /VALVE | NJBC-BU-DRWTP-TRMT | P203 | INSV | INST | CROCEJ | H |  |  |  | MANUAL | ISOLATION | N | XX |  |  | XX |  | Maint Look Functional Location | Ops Look Functional Location | XX |  | 999.00 TN | XX |  | AW | MANUAL PVLV | XX |  |  |  |  | 12 | BUTTERFLY | NJBC-BU-DRWTP-TRMT
10581290 | UNKNOWN | DRWTP-TRMT-FILT 8 AIR WSH ISO MAN /VALVE | NJBC-BU-DRWTP-TRMT-FILT | P203 | INSV | INST | CROCEJ | M |  |  |  | MANUAL | ISOLATION | N | XX |  |  | XX |  | Maint Look Functional Location | Ops Look Functional Location | XX |  | 999.00 TN | XX |  | AW | MANUAL PVLV | XX |  |  |  |  | XX | BUTTERFLY | NJBC-BU-DRWTP-TRMT-FILT
10581289 | UNKNOWN | DRWTP-TRMT-FILT 8 AIR WSH MOTOR /VALVE | NJBC-BU-DRWTP-TRMT-FILT | P203 | INSV | INST | CROCEJ | M |  |  |  | ELECTRIC | IN PLANT | Y | XX |  |  | XX |  | Maint Look Functional Location | Ops Look Functional Location | XX |  | 999.00 TN | XX |  | AW | ELECTRIC MOTOR PVLV | XX |  |  |  |  | XX | BUTTERFLY | NJBC-BU-DRWTP-TRMT-FILT
10581288 | UNKNOWN | DRWTP-TRMT-FILT 7 AIR WSH ISO MAN /VALVE | NJBC-BU-DRWTP-TRMT-FILT | P203 | INSV | INST | CROCEJ | M |  |  |  | MANUAL | ISOLATION | N | XX |  |  | XX |  | Maint Look Functional Location | Ops Look Functional Location | XX |  | 999.00 TN | XX |  | AW | MANUAL PVLV | XX |  |  |  |  | XX | BUTTERFLY | NJBC-BU-DRWTP-TRMT-FILT
10581287 | UNKNOWN | DRWTP-TRMT-FILT 7 AIR WSH MOTOR /VALVE | NJBC-BU-DRWTP-TRMT-FILT | P203 | INSV | INST | CROCEJ | M |  |  |  | ELECTRIC | IN PLANT | Y | XX |  |  | XX |  | Maint Look Functional Location | Ops Look Functional Location | XX |  | 999.00 TN | XX |  | AW | ELECTRIC MOTOR PVLV | XX |  |  |  |  | XX | BUTTERFLY | NJBC-BU-DRWTP-TRMT-FILT
10584160 | UNKNOWN | DRWTP-TRMT-FILT 5 WSHWTR ISO MAN /VALVE | NJBC-BU-DRWTP-TRMT-FILT | P203 | INSV | INST | CROCEJ | M |  |  |  | MANUAL | ISOLATION | N | XX |  |  | XX |  | Maint Look Functional Location | Ops Look Functional Location | XX |  | 999.00 TN | XX |  | AW | MANUAL PVLV | XX |  |  |  |  | XX | BUTTERFLY | NJBC-BU-DRWTP-TRMT-FILT
10587389 | UNKNOWN | DRWTP-TRMT PSU1 CLD H2O FD PRV /VALVE | NJBC-BU-DRWTP-TRMT-OZNE | P203 | INSV | INST | CROCEJ | H |  |  |  | HYDRAULIC | PRESSURE REGULATION | Y | XX |  |  | XX |  | Maint Look Functional Location | Ops Look Functional Location | XX |  | 999.00 TN | XX |  | AW | HYDRAULIC ONLY PVLV | XX |  |  |  |  | XX | PRES RELIEF | NJBC-BU-DRWTP-TRMT-OZNE
10587386 | UNKNOWN | DRWTP-TRMT-OZNE GEN3 IN O2 PRES /VALVE | NJBC-BU-DRWTP-TRMT-OZNE | P203 | INSV | INST | CROCEJ | H |  |  |  | PNEUMATIC | PRESSURE REGULATION | Y | XX |  |  | XX |  | Maint Look Functional Location | Ops Look Functional Location | XX |  | 999.00 TN | XX |  | AW | PNEUMATIC PVLV | XX |  |  |  |  | XX | PRES RELIEF | NJBC-BU-DRWTP-TRMT-OZNE
10587383 | UNKNOWN | DRWTP-TRMT-OZNE GEN2 IN O2 PRES /VALVE | NJBC-BU-DRWTP-TRMT-OZNE | P203 | INSV | INST | CROCEJ | H |  |  |  | PNEUMATIC | PRESSURE REGULATION | Y | XX |  |  | XX |  | Maint Look Functional Location | Ops Look Functional Location | XX |  | 999.00 TN | XX |  | AW | PNEUMATIC PVLV | XX |  |  |  |  | XX | PRES RELIEF | NJBC-BU-DRWTP-TRMT-OZNE
10587381 | UNKNOWN | DRWTP-TRMT-OZNE GEN1 IN O2 PRES /VALVE | NJBC-BU-DRWTP-TRMT-OZNE | P203 | INSV | INST | CROCEJ | H |  |  |  | PNEUMATIC | PRESSURE REGULATION | Y | XX |  |  | XX |  | Maint Look Functional Location | Ops Look Functional Location | XX |  | 999.00 TN | XX |  | AW | PNEUMATIC PVLV | XX |  |  |  |  | XX | PRES RELIEF | NJBC-BU-DRWTP-TRMT-OZNE
10587378 | UNKNOWN | DRWTP-TRMT ANTCPTR SURGE 020B /VALVE | NJBC-BU-DRWTP-TRMT | P203 | INSV | INST | CROCEJ | H |  |  |  | PNEUMATIC | PRESSURE REGULATION | Y | XX |  |  | XX |  | Maint Look Functional Location | Ops Look Functional Location | XX |  | 999.00 TN | XX |  | AW | HYDRAULIC ONLY PVLV | XX |  |  |  |  | XX | PRES RELIEF | NJBC-BU-DRWTP-TRMT
10587376 | UNKNOWN | DRWTP-TRMT-OZNE GEN1 WTR PRS CTRL /VALVE | NJBC-BU-DRWTP-TRMT-OZNE | P203 | INSV | INST | CROCEJ | H |  |  |  | HYDRAULIC | PRESSURE REGULATION | Y | XX |  |  | XX |  | Maint Look Functional Location | Ops Look Functional Location | XX |  | 999.00 TN | XX |  | AW | HYDRAULIC ONLY PVLV | XX |  |  |  |  | 1.5 | PRES RELIEF | NJBC-BU-DRWTP-TRMT-OZNE
10587373 | UNKNOWN | DRWTP-TRMT-OZNE GEN2 WTR PRS CTRL /VALVE | NJBC-BU-DRWTP-TRMT-OZNE | P203 | INSV | INST | CROCEJ | H |  |  |  | HYDRAULIC | PRESSURE REGULATION | Y | XX |  |  | XX |  | Maint Look Functional Location | Ops Look Functional Location | XX |  | 999.00 TN | XX |  | AW | HYDRAULIC ONLY PVLV | XX |  |  |  |  | 1.5 | PRES RELIEF | NJBC-BU-DRWTP-TRMT-OZNE
10587370 | UNKNOWN | DRWTP-TRMT PSU3 WTR PRES CTRL /VALVE | NJBC-BU-DRWTP-TRMT | P203 | INSV | INST | CROCEJ | H |  |  |  | HYDRAULIC | PRESSURE REGULATION | Y | XX |  |  | XX |  | Maint Look Functional Location | Ops Look Functional Location | XX |  | 999.00 TN | XX |  | AW | HYDRAULIC ONLY PVLV | XX |  |  |  |  | 1 | PRES RELIEF | NJBC-BU-DRWTP-TRMT
10587368 | UNKNOWN | DRWTP-TRMT PSU2 WTR PRES CTRL /VALVE | NJBC-BU-DRWTP-TRMT | P203 | INSV | INST | CROCEJ | H |  |  |  | HYDRAULIC | PRESSURE REGULATION | Y | XX |  |  | XX |  | Maint Look Functional Location | Ops Look Functional Location | XX |  | 999.00 TN | XX |  | AW | HYDRAULIC ONLY PVLV | XX |  |  |  |  | 1 | PRES RELIEF | NJBC-BU-DRWTP-TRMT
10587366 | UNKNOWN | DRWTP-TRMT PSU1 WTR PRES CTRL /VALVE | NJBC-BU-DRWTP-TRMT | P203 | INSV | INST | CROCEJ | H |  |  |  | HYDRAULIC | PRESSURE REGULATION | Y | XX |  |  | XX |  | Maint Look Functional Location | Ops Look Functional Location | XX |  | 999.00 TN | XX |  | AW | HYDRAULIC ONLY PVLV | XX |  |  |  |  | 1 | PRES RELIEF | NJBC-BU-DRWTP-TRMT
10587363 | UNKNOWN | DRWTP-TRMT BOC O2 GAS FD PRV 101 /VALVE | NJBC-BU-DRWTP-TRMT | P203 | INSV | INST | CROCEJ | H |  |  |  | PNEUMATIC | PRESSURE REGULATION | Y | XX |  |  | XX |  | Maint Look Functional Location | Ops Look Functional Location | XX |  | 999.00 TN | XX |  | AW | PNEUMATIC PVLV | XX |  |  |  |  | 1 | PRES RELIEF | NJBC-BU-DRWTP-TRMT
10587360 | UNKNOWN | DRWTP-TRMT BOC O2 GAS FD PRV 100 /VALVE | NJBC-BU-DRWTP-TRMT | P203 | INSV | INST | CROCEJ | H |  |  |  | PNEUMATIC | PRESSURE REGULATION | Y | XX |  |  | XX |  | Maint Look Functional Location | Ops Look Functional Location | XX |  | 999.00 TN | XX |  | AW | PNEUMATIC PVLV | XX |  |  |  |  | 2 | PRES RELIEF | NJBC-BU-DRWTP-TRMT
10587358 | DEZURIK/EIM CO. INC. | DRWTP-TRMT CONT 2 OFF GAS 321 /VALVE | NJBC-BU-DRWTP-TRMT | P203 | INSV | INST | CROCEJ | H | 86656A01 | HQ0015-6 |  | PNEUMATIC | PRESSURE REGULATION | Y | XX |  |  | XX |  | Maint Look Functional Location | Ops Look Functional Location | XX |  | 999.00 TN | XX |  | AW | PNEUMATIC PVLV | XX |  |  |  |  | 3 | PRES RELIEF | NJBC-BU-DRWTP-TRMT
10587355 | UNKNOWN | DRWTP-TRMT-OZNE GEN3 WTR PRS CTRL /VALVE | NJBC-BU-DRWTP-TRMT-OZNE | P203 | INSV | INST | CROCEJ | H |  |  |  | HYDRAULIC | PRESSURE REGULATION | Y | XX |  |  | XX |  | Maint Look Functional Location | Ops Look Functional Location | XX |  | 999.00 TN | XX |  | AW | HYDRAULIC ONLY PVLV | XX |  |  |  |  | 1.5 | BUTTERFLY | NJBC-BU-DRWTP-TRMT-OZNE
10587353 | EIM | DRWTP-TRMT CONT 1 OFF GAS 311 /VALVE | NJBC-BU-DRWTP-TRMT | P203 | INSV | INST | CROCEJ | H | 86656A02 | HQ0015-6 |  | ELECTRIC | PRESSURE REGULATION | Y | XX |  |  | XX |  | Maint Look Functional Location | Ops Look Functional Location | XX |  | 999.00 TN | XX |  | AW | ELECTRIC MOTOR PVLV | XX |  |  |  |  | 3 | BUTTERFLY | NJBC-BU-DRWTP-TRMT
10587351 | DEZURICK | DRWTP-TRMT-OZNE DU 2 IN PRES/VAC /VALVE | NJBC-BU-DRWTP-TRMT-OZNE | P203 | INSV | INST | CROCEJ | H | 1052878 | 9232621 |  | PNEUMATIC | PRESSURE REGULATION | Y | XX |  |  | XX |  | Maint Look Functional Location | Ops Look Functional Location | XX |  | 999.00 TN | XX |  | AW | PNEUMATIC PVLV | XX |  |  |  |  | XX | PRES RELIEF | NJBC-BU-DRWTP-TRMT-OZNE
10587349 | DEZURICK | DRWTP-TRMT-OZNE DU 1 IN PRES/VAC /VALVE | NJBC-BU-DRWTP-TRMT-OZNE | P203 | INSV | INST | CROCEJ | H | 1052878 | 9232612 |  | PNEUMATIC | PRESSURE REGULATION | Y | XX |  |  | XX |  | Maint Look Functional Location | Ops Look Functional Location | XX |  | 999.00 TN | XX |  | AW | PNEUMATIC PVLV | XX |  |  |  |  | XX | PRES RELIEF | NJBC-BU-DRWTP-TRMT-OZNE
10587347 | DEZURICK | DRWTP-TRMT-OZNE HDR LVR TRN 2B-1 /VALVE | NJBC-BU-DRWTP-TRMT-OZNE | P203 | INSV | INST | CROCEJ | H |  |  |  | MANUAL | ISOLATION | N | XX |  |  | XX |  | Maint Look Functional Location | Ops Look Functional Location | XX |  | 999.00 TN | XX |  | AW | MANUAL PVLV | XX |  |  |  |  | XX | BUTTERFLY | NJBC-BU-DRWTP-TRMT-OZNE
10587345 | DEZURICK | DRWTP-TRMT-OZNE HDR LVR TRN 2A-2 /VALVE | NJBC-BU-DRWTP-TRMT-OZNE | P203 | INSV | INST | CROCEJ | H |  |  |  | MANUAL | ISOLATION | N | XX |  |  | XX |  | Maint Look Functional Location | Ops Look Functional Location | XX |  | 999.00 TN | XX |  | AW | MANUAL PVLV | XX |  |  |  |  | XX | BUTTERFLY | NJBC-BU-DRWTP-TRMT-OZNE
10587344 | DEZURICK | DRWTP-TRMT-OZNE HDR LVR TRN 2A-1 /VALVE | NJBC-BU-DRWTP-TRMT-OZNE | P203 | INSV | INST | CROCEJ | H |  |  |  | MANUAL | ISOLATION | N | XX |  |  | XX |  | Maint Look Functional Location | Ops Look Functional Location | XX |  | 999.00 TN | XX |  | AW | MANUAL PVLV | XX |  |  |  |  | XX | BUTTERFLY | NJBC-BU-DRWTP-TRMT-OZNE
10587342 | DEZURICK | DRWTP-TRMT-OZNE HDR LVR TRN 1B-1 /VALVE | NJBC-BU-DRWTP-TRMT-OZNE | P203 | INSV | INST | CROCEJ | H |  |  |  | MANUAL | ISOLATION | N | XX |  |  | XX |  | Maint Look Functional Location | Ops Look Functional Location | XX |  | 999.00 TN | XX |  | AW | MANUAL PVLV | XX |  |  |  |  | XX | BUTTERFLY | NJBC-BU-DRWTP-TRMT-OZNE
10587340 | DEZURICK | DRWTP-TRMT-OZNE HDR LVR TRN 1A-2 /VALVE | NJBC-BU-DRWTP-TRMT-OZNE | P203 | INSV | INST | CROCEJ | H |  |  |  | MANUAL | ISOLATION | N | XX |  |  | XX |  | Maint Look Functional Location | Ops Look Functional Location | XX |  | 999.00 TN | XX |  | AW | MANUAL PVLV | XX |  |  |  |  | XX | BUTTERFLY | NJBC-BU-DRWTP-TRMT-OZNE
10587338 | DEZURICK | DRWTP-TRMT-OZNE HDR LVR TRN 1A-1 /VALVE | NJBC-BU-DRWTP-TRMT-OZNE | P203 | INSV | INST | CROCEJ | H |  |  |  | MANUAL | ISOLATION | N | XX |  |  | XX |  | Maint Look Functional Location | Ops Look Functional Location | XX |  | 999.00 TN | XX |  | AW | MANUAL PVLV | XX |  |  |  |  | XX | BUTTERFLY | NJBC-BU-DRWTP-TRMT-OZNE
10587337 | ITT FABRI-VALVE | DRWTP-TRMT-OZNE HDR DIAP TRN 2B-1 /VALVE | NJBC-BU-DRWTP-TRMT-OZNE | P203 | INSV | INST | CROCEJ | H |  |  |  | MANUAL | IN PLANT | N | XX |  |  | XX |  | Maint Look Functional Location | Ops Look Functional Location | XX |  | 999.00 TN | XX |  | AW | MANUAL PVLV | XX |  |  |  |  | XX | OTHER | NJBC-BU-DRWTP-TRMT-OZNE
10587392 | UNKNOWN | DRWTP-TRMT PSU2 CLD H2O FD PRV /VALVE | NJBC-BU-DRWTP-TRMT-OZNE | P203 | INSV | INST | CROCEJ | H |  |  |  | HYDRAULIC | PRESSURE REGULATION | Y | XX |  |  | XX |  | Maint Look Functional Location | Ops Look Functional Location | XX |  | 999.00 TN | XX |  | AW | HYDRAULIC ONLY PVLV | XX |  |  |  |  | XX | PRES RELIEF | NJBC-BU-DRWTP-TRMT-OZNE
10589154 | UNKNOWN | DRWTP-LLPS PMP 4 HYDRAULIC DIS /VALVE | NJBC-BU-DRWTP-LLPS | P203 | INSV | INST | CROCEJ | M |  |  |  | HYDRAULIC | PUMP DISCHARGE | Y | XX |  |  | XX |  | Maint Look Functional Location | Ops Look Functional Location | XX |  | 999.00 TN | XX |  | AW | HYDRAULIC ONLY PVLV | XX |  |  |  |  | XX | BUTTERFLY | NJBC-BU-DRWTP-LLPS
10589151 | UNKNOWN | DRWTP-RWPS PMP 3 HYDRAULIC DIS /VALVE | NJBC-BU-DRWTP-RWPS | P203 | INSV | INST | CROCEJ | M |  |  |  | HYDRAULIC | PUMP DISCHARGE | Y | XX |  |  | XX |  | Maint Look Functional Location | Ops Look Functional Location | XX |  | 999.00 TN | XX |  | AW | HYDRAULIC ONLY PVLV | XX |  |  |  |  | XX | BUTTERFLY | NJBC-BU-DRWTP-RWPS
10589148 | UNKNOWN | DRWTP-HSPS BW PMP 2 MOTOR DIS /VALVE | NJBC-BU-DRWTP-HSPS | P203 | INSV | INST | CROCEJ | M |  |  |  | ELECTRIC | PUMP DISCHARGE | Y | XX |  |  | XX |  | Maint Look Functional Location | Ops Look Functional Location | XX |  | 999.00 TN | XX |  | AW | ELECTRIC MOTOR PVLV | XX |  |  |  |  | XX | BALL | NJBC-BU-DRWTP-HSPS
10589146 | UNKNOWN | DRWTP-HSPS BW PMP 1 MOTOR DIS /VALVE | NJBC-BU-DRWTP-HSPS | P203 | INSV | INST | CROCEJ | M |  |  |  | ELECTRIC | PUMP DISCHARGE | Y | XX |  |  | XX |  | Maint Look Functional Location | Ops Look Functional Location | XX |  | 999.00 TN | XX |  | AW | ELECTRIC MOTOR PVLV | XX |  |  |  |  | XX | BALL | NJBC-BU-DRWTP-HSPS
10589143 | UNKNOWN | DRWTP-HSPS PMP 5 HYDRAULIC DIS /VALVE | NJBC-BU-DRWTP-HSPS | P203 | INSV | INST | CROCEJ | M |  |  |  | HYDRAULIC | PUMP DISCHARGE | Y | XX |  |  | XX |  | Maint Look Functional Location | Ops Look Functional Location | XX |  | 999.00 TN | XX |  | AW | PNEUMATIC PVLV | XX |  |  |  |  | XX | BALL | NJBC-BU-DRWTP-HSPS
10589141 | UNKNOWN | DRWTP-HSPS PMP 4 HYDRAULIC DIS /VALVE | NJBC-BU-DRWTP-HSPS | P203 | INSV | INST | CROCEJ | M |  |  |  | HYDRAULIC | PUMP DISCHARGE | Y | XX |  |  | XX |  | Maint Look Functional Location | Ops Look Functional Location | XX |  | 999.00 TN | XX |  | AW | PNEUMATIC PVLV | XX |  |  |  |  | XX | BALL | NJBC-BU-DRWTP-HSPS
10589138 | UNKNOWN | DRWTP-HSPS PMP 3 HYDRAULIC DIS /VALVE | NJBC-BU-DRWTP-HSPS | P203 | INSV | INST | CROCEJ | M |  |  |  | HYDRAULIC | PUMP DISCHARGE | Y | XX |  |  | XX |  | Maint Look Functional Location | Ops Look Functional Location | XX | 0 PSI | 999.00 TN | XX |  | AW | PNEUMATIC PVLV | XX |  |  |  |  | XX | BALL | NJBC-BU-DRWTP-HSPS
10589135 | UNKNOWN | DRWTP-HSPS PMP 2 HYDRAULIC DIS /VALVE | NJBC-BU-DRWTP-HSPS | P203 | INSV | INST | CROCEJ | M |  |  |  | HYDRAULIC | PUMP DISCHARGE | Y | XX |  |  | XX |  | Maint Look Functional Location | Ops Look Functional Location | XX | 0 PSI | 999.00 TN | XX |  | AW | PNEUMATIC PVLV | XX |  |  |  |  | XX | BALL | NJBC-BU-DRWTP-HSPS
10589132 | UNKNOWN | DRWTP-HSPS PMP 1 HYDRAULIC DIS /VALVE | NJBC-BU-DRWTP-HSPS | P203 | INSV | INST | CROCEJ | M |  |  |  | HYDRAULIC | PUMP DISCHARGE | Y | XX |  |  | XX |  | Maint Look Functional Location | Ops Look Functional Location | XX |  | 999.00 TN | XX |  | AW | PNEUMATIC PVLV | XX |  |  |  |  | XX | BALL | NJBC-BU-DRWTP-HSPS
10589130 | UNKNOWN | DRWTP-LLPS PMP 3 HYDRAULIC DIS /VALVE | NJBC-BU-DRWTP-LLPS | P203 | INSV | INST | CROCEJ | M |  |  |  | HYDRAULIC | PUMP DISCHARGE | Y | XX |  |  | XX |  | Maint Look Functional Location | Ops Look Functional Location | XX |  | 999.00 TN | XX |  | AW | HYDRAULIC ONLY PVLV | XX |  |  |  |  | XX | BUTTERFLY | NJBC-BU-DRWTP-LLPS
10589128 | UNKNOWN | DRWTP-LLPS PMP 2 HYDRAULIC DIS /VALVE | NJBC-BU-DRWTP-LLPS | P203 | INSV | INST | CROCEJ | M |  |  |  | HYDRAULIC | PUMP DISCHARGE | Y | XX |  |  | XX |  | Maint Look Functional Location | Ops Look Functional Location | XX | 0 PSI | 999.00 TN | XX |  | AW | HYDRAULIC ONLY PVLV | XX |  |  |  |  | XX | BUTTERFLY | NJBC-BU-DRWTP-LLPS
10589125 | UNKNOWN | DRWTP-LLPS PMP 1 HYDRAULIC DIS /VALVE | NJBC-BU-DRWTP-LLPS | P203 | INSV | INST | CROCEJ | M |  |  |  | HYDRAULIC | PUMP DISCHARGE | Y | XX |  |  | XX |  | Maint Look Functional Location | Ops Look Functional Location | XX |  | 999.00 TN | XX |  | AW | HYDRAULIC ONLY PVLV | XX |  |  |  |  | XX | BUTTERFLY | NJBC-BU-DRWTP-LLPS
10589122 | UNKNOWN | DRWTP-RWPS PMP 4 HYDRAULIC DIS /VALVE | NJBC-BU-DRWTP-RWPS | P203 | INSV | INST | CROCEJ | M |  |  |  | HYDRAULIC | PUMP DISCHARGE | Y | XX |  |  | XX |  | Maint Look Functional Location | Ops Look Functional Location | XX |  | 999.00 TN | XX |  | AW | HYDRAULIC ONLY PVLV | XX |  |  |  |  | XX | BUTTERFLY | NJBC-BU-DRWTP-RWPS
10589121 | UNKNOWN | DRWTP-RWPS PMP 2 HYDRAULIC DIS /VALVE | NJBC-BU-DRWTP-RWPS | P203 | INSV | INST | CROCEJ | M |  |  |  | HYDRAULIC | PUMP DISCHARGE | Y | XX |  |  | XX |  | Maint Look Functional Location | Ops Look Functional Location | XX |  | 999.00 TN | XX |  | AW | HYDRAULIC ONLY PVLV | XX |  |  |  |  | XX | BUTTERFLY | NJBC-BU-DRWTP-RWPS
10589118 | UNKNOWN | DRWTP-RWPS PMP 1 HYDRAULIC DIS /VALVE | NJBC-BU-DRWTP-RWPS | P203 | INSV | INST | CROCEJ | M |  |  |  | HYDRAULIC | PUMP DISCHARGE | Y | XX |  |  | XX |  | Maint Look Functional Location | Ops Look Functional Location | XX |  | 999.00 TN | XX |  | AW | HYDRAULIC ONLY PVLV | XX |  |  |  |  | XX | BUTTERFLY | NJBC-BU-DRWTP-RWPS
10589115 | UNKNOWN | DRWTP-TRMT RWP AIR RCVR TK E PRES /VALVE | NJBC-BU-DRWTP-TRMT | P203 | INSV | INST | CROCEJ | M |  |  |  | PNEUMATIC | PRESSURE REGULATION | Y | XX |  |  | XX |  | Maint Look Functional Location | Ops Look Functional Location | XX |  | 999.00 TN | XX |  | AW | PNEUMATIC PVLV | XX |  |  |  |  | XX | PRES RELIEF | NJBC-BU-DRWTP-TRMT
10589112 | UNKNOWN | DRWTP-TRMT RWP AIR RCVR TK W PRES /VALVE | NJBC-BU-DRWTP-TRMT | P203 | INSV | INST | CROCEJ | M |  |  |  | PNEUMATIC | PRESSURE REGULATION | Y | XX |  |  | XX |  | Maint Look Functional Location | Ops Look Functional Location | XX |  | 999.00 TN | XX |  | AW | PNEUMATIC PVLV | XX |  |  |  |  | XX | PRES RELIEF | NJBC-BU-DRWTP-TRMT
10589111 | UNKNOWN | DRWTP-TRMT PSU3 IN PRES /VALVE | NJBC-BU-DRWTP-TRMT-OZNE | P203 | INSV | INST | CROCEJ | H |  |  |  | HYDRAULIC | PRESSURE REGULATION | Y | XX |  |  | XX |  | Maint Look Functional Location | Ops Look Functional Location | XX |  | 999.00 TN | XX |  | AW | HYDRAULIC ONLY PVLV | XX |  |  |  |  | XX | PRES RELIEF | NJBC-BU-DRWTP-TRMT-OZNE
10589108 | UNKNOWN | DRWTP-TRMT PSU2 IN PRES /VALVE | NJBC-BU-DRWTP-TRMT-OZNE | P203 | INSV | INST | CROCEJ | H |  |  |  | HYDRAULIC | PRESSURE REGULATION | Y | XX |  |  | XX |  | Maint Look Functional Location | Ops Look Functional Location | XX |  | 999.00 TN | XX |  | AW | HYDRAULIC ONLY PVLV | XX |  |  |  |  | XX | PRES RELIEF | NJBC-BU-DRWTP-TRMT-OZNE
10589105 | UNKNOWN | DRWTP-TRMT PSU1 IN PRES /VALVE | NJBC-BU-DRWTP-TRMT-OZNE | P203 | INSV | INST | CROCEJ | H |  |  |  | HYDRAULIC | PRESSURE REGULATION | Y | XX |  |  | XX |  | Maint Look Functional Location | Ops Look Functional Location | XX |  | 999.00 TN | XX |  | AW | HYDRAULIC ONLY PVLV | XX |  |  |  |  | XX | PRES RELIEF | NJBC-BU-DRWTP-TRMT-OZNE
10589102 | UNKNOWN | DRWTP-TRMT ANTCPTR SURGE 021B /VALVE | NJBC-BU-DRWTP-TRMT | P203 | INSV | INST | CROCEJ | H |  |  |  | PNEUMATIC | PRESSURE REGULATION | Y | XX |  |  | XX |  | Maint Look Functional Location | Ops Look Functional Location | XX |  | 999.00 TN | XX |  | AW | PNEUMATIC PVLV | XX |  |  |  |  | XX |  | NJBC-BU-DRWTP-TRMT
10587399 | UNKNOWN | DRWTP-TRMT-OZNE DIS HDR PRV ROOF /VALVE | NJBC-BU-DRWTP-TRMT-OZNE | P203 | INSV | INST | CROCEJ | H |  |  |  | MANUAL | PRESSURE REGULATION | N | XX |  |  | XX |  | Maint Look Functional Location | Ops Look Functional Location | XX |  | 999.00 TN | XX |  | AW | MANUAL PVLV | XX |  |  |  |  | XX | BUTTERFLY | NJBC-BU-DRWTP-TRMT-OZNE
10587396 | UNKNOWN | DRWTP-TRMT O2 IN HDR PRV GEN RM /VALVE | NJBC-BU-DRWTP-TRMT-OZNE | P203 | INSV | INST | CROCEJ | H |  |  |  | MANUAL | PRESSURE REGULATION | N | XX |  |  | XX |  | Maint Look Functional Location | Ops Look Functional Location | XX |  | 999.00 TN | XX |  | AW | MANUAL PVLV | XX |  |  |  |  | XX | BUTTERFLY | NJBC-BU-DRWTP-TRMT-OZNE
10587394 | UNKNOWN | DRWTP-TRMT PSU3 CLD H2O FD PRV /VALVE | NJBC-BU-DRWTP-TRMT-OZNE | P203 | INSV | INST | CROCEJ | H |  |  |  | HYDRAULIC | PRESSURE REGULATION | Y | XX |  |  | XX |  | Maint Look Functional Location | Ops Look Functional Location | XX |  | 999.00 TN | XX |  | AW | HYDRAULIC ONLY PVLV | XX |  |  |  |  | XX | PRES RELIEF | NJBC-BU-DRWTP-TRMT-OZNE
10584189 | UNKNOWN | DRWTP-TRMT-OZNE GEN1 O2 FILT UP /VALVE | NJBC-BU-DRWTP-TRMT-OZNE | P203 | INSV | INST | CROCEJ | H |  |  |  | MANUAL | ISOLATION | N | XX |  |  | XX |  | Maint Look Functional Location | Ops Look Functional Location | XX | 0 PSI | 999.00 TN | XX |  | AW | MANUAL PVLV | XX |  |  |  |  | XX | BUTTERFLY | NJBC-BU-DRWTP-TRMT-OZNE
10584187 | UNKNOWN | DRWTP-TRMT-OZNE GEN3 O2 FILT DWN /VALVE | NJBC-BU-DRWTP-TRMT-OZNE | P203 | INSV | INST | CROCEJ | H |  |  |  | MANUAL | ISOLATION | N | XX |  |  | XX |  | Maint Look Functional Location | Ops Look Functional Location | XX | 0 PSI | 999.00 TN | XX |  | AW | MANUAL PVLV | XX |  |  |  |  | XX | BUTTERFLY | NJBC-BU-DRWTP-TRMT-OZNE
10584186 | UNKNOWN | DRWTP-TRMT-OZNE GEN2 O2 FILT DWN /VALVE | NJBC-BU-DRWTP-TRMT-OZNE | P203 | INSV | INST | CROCEJ | H |  |  |  | MANUAL | ISOLATION | N | XX |  |  | XX |  | Maint Look Functional Location | Ops Look Functional Location | XX | 0 PSI | 999.00 TN | XX |  | AW | MANUAL PVLV | XX |  |  |  |  | XX | BUTTERFLY | NJBC-BU-DRWTP-TRMT-OZNE
10584184 | UNKNOWN | DRWTP-TRMT-OZNE GEN1 O2 FILT DWN /VALVE | NJBC-BU-DRWTP-TRMT-OZNE | P203 | INSV | INST | CROCEJ | H |  |  |  | MANUAL | ISOLATION | N | XX |  |  | XX |  | Maint Look Functional Location | Ops Look Functional Location | XX | 0 PSI | 999.00 TN | XX |  | AW | MANUAL PVLV | XX |  |  |  |  | XX | BUTTERFLY | NJBC-BU-DRWTP-TRMT-OZNE
10584182 | UNKNOWN | DRWTP-TRMT-OZNE GEN3 O2 FILT BYPS /VALVE | NJBC-BU-DRWTP-TRMT-OZNE | P203 | INSV | INST | CROCEJ | H |  |  |  | MANUAL | BYPASS | N | XX |  |  | XX |  | Maint Look Functional Location | Ops Look Functional Location | XX | 0 PSI | 999.00 TN | XX |  | AW | MANUAL PVLV | XX |  |  |  |  | XX | BUTTERFLY | NJBC-BU-DRWTP-TRMT-OZNE
10584180 | UNKNOWN | DRWTP-TRMT-OZNE GEN2 O2 FILT BYPS /VALVE | NJBC-BU-DRWTP-TRMT-OZNE | P203 | INSV | INST | CROCEJ | H |  |  |  | MANUAL | BYPASS | N | XX |  |  | XX |  | Maint Look Functional Location | Ops Look Functional Location | XX | 0 PSI | 999.00 TN | XX |  | AW | MANUAL PVLV | XX |  |  |  |  | XX | BUTTERFLY | NJBC-BU-DRWTP-TRMT-OZNE
10584178 | UNKNOWN | DRWTP-TRMT-OZNE GEN1 O2 FILT BYPS /VALVE | NJBC-BU-DRWTP-TRMT-OZNE | P203 | INSV | INST | CROCEJ | H |  |  |  | MANUAL | BYPASS | N | XX |  |  | XX |  | Maint Look Functional Location | Ops Look Functional Location | XX | 0 PSI | 999.00 TN | XX |  | AW | MANUAL PVLV | XX |  |  |  |  | XX | BUTTERFLY | NJBC-BU-DRWTP-TRMT-OZNE
10584177 | UNKNOWN | DRWTP-TRMT-FILT 6 RATE FLO CTRL /VALVE | NJBC-BU-DRWTP-TRMT-FILT | P203 | INSV | INST | CROCEJ | M |  |  |  | ELECTRIC | IN PLANT | Y | XX |  |  | XX |  | Maint Look Functional Location | Ops Look Functional Location | XX |  | 999.00 TN | XX |  | AW | ELECTRIC MOTOR PVLV | XX |  |  |  |  | 20 | BUTTERFLY | NJBC-BU-DRWTP-TRMT-FILT
10584176 | UNKNOWN | DRWTP-TRMT-FILT 5 RATE FLO CTRL /VALVE | NJBC-BU-DRWTP-TRMT-FILT | P203 | INSV | INST | CROCEJ | M |  |  |  | ELECTRIC | IN PLANT | Y | XX |  |  | XX |  | Maint Look Functional Location | Ops Look Functional Location | XX |  | 999.00 TN | XX |  | AW | ELECTRIC MOTOR PVLV | XX |  |  |  |  | 20 | BUTTERFLY | NJBC-BU-DRWTP-TRMT-FILT
10584175 | UNKNOWN | DRWTP-TRMT-FILT 4 RATE FLO CTRL /VALVE | NJBC-BU-DRWTP-TRMT-FILT | P203 | INSV | INST | CROCEJ | M |  |  |  | ELECTRIC | IN PLANT | Y | XX |  |  | XX |  | Maint Look Functional Location | Ops Look Functional Location | XX |  | 999.00 TN | XX |  | AW | ELECTRIC MOTOR PVLV | XX |  |  |  |  | 20 | BUTTERFLY | NJBC-BU-DRWTP-TRMT-FILT
10584174 | UNKNOWN | DRWTP-TRMT-FILT 3 RATE FLO CTRL /VALVE | NJBC-BU-DRWTP-TRMT-FILT | P203 | INSV | INST | CROCEJ | M |  |  |  | ELECTRIC | IN PLANT | Y | XX |  |  | XX |  | Maint Look Functional Location | Ops Look Functional Location | XX |  | 999.00 TN | XX |  | AW | ELECTRIC MOTOR PVLV | XX |  |  |  |  | 20 | BUTTERFLY | NJBC-BU-DRWTP-TRMT-FILT
10584173 | UNKNOWN | DRWTP-TRMT-FILT 2 RATE FLO CTRL /VALVE | NJBC-BU-DRWTP-TRMT-FILT | P203 | INSV | INST | CROCEJ | M |  |  |  | ELECTRIC | IN PLANT | Y | XX |  |  | XX |  | Maint Look Functional Location | Ops Look Functional Location | XX |  | 999.00 TN | XX |  | AW | ELECTRIC MOTOR PVLV | XX |  |  |  |  | 20 | BUTTERFLY | NJBC-BU-DRWTP-TRMT-FILT
10584172 | UNKNOWN | DRWTP-TRMT-FILT 1 RATE FLO CTRL /VALVE | NJBC-BU-DRWTP-TRMT-FILT | P203 | INSV | INST | CROCEJ | M |  |  |  | ELECTRIC | IN PLANT | Y | XX |  |  | XX |  | Maint Look Functional Location | Ops Look Functional Location | XX |  | 999.00 TN | XX |  | AW | ELECTRIC MOTOR PVLV | XX |  |  |  |  | 20 | BUTTERFLY | NJBC-BU-DRWTP-TRMT-FILT
10584171 | UNKNOWN | DRWTP-TRMT RWP DIS FLO CTRL 125 /VALVE | NJBC-BU-DRWTP-TRMT | P203 | INSV | INST | CROCEJ | M |  |  |  | ELECTRIC | IN PLANT | Y | XX |  |  | XX |  | Maint Look Functional Location | Ops Look Functional Location | XX |  | 999.00 TN | XX |  | AW | ELECTRIC MOTOR PVLV | XX |  |  |  |  | XX | BUTTERFLY | NJBC-BU-DRWTP-TRMT
10584170 | UNKNOWN | DRWTP-TRMT-FILT BKWSH DIS FLO 124 /VALVE | NJBC-BU-DRWTP-TRMT-FILT | P203 | INSV | INST | CROCEJ | M |  |  |  | ELECTRIC | IN PLANT | Y | XX |  |  | XX |  | Maint Look Functional Location | Ops Look Functional Location | XX |  | 999.00 TN | XX |  | AW | ELECTRIC MOTOR PVLV | XX |  |  |  |  | XX | BUTTERFLY | NJBC-BU-DRWTP-TRMT-FILT
10584169 | UNKNOWN | DRWTP-TRMT-FILT 8 RATE FLO CTRL /VALVE | NJBC-BU-DRWTP-TRMT-FILT | P203 | INSV | INST | CROCEJ | M |  |  |  | ELECTRIC | IN PLANT | Y | XX |  |  | XX |  | Maint Look Functional Location | Ops Look Functional Location | XX |  | 999.00 TN | XX |  | AW | ELECTRIC MOTOR PVLV | XX |  |  |  |  | 20 | BUTTERFLY | NJBC-BU-DRWTP-TRMT-FILT
10584168 | UNKNOWN | DRWTP-TRMT-FILT 7 RATE FLO CTRL /VALVE | NJBC-BU-DRWTP-TRMT-FILT | P203 | INSV | INST | CROCEJ | M |  |  |  | ELECTRIC | IN PLANT | Y | XX |  |  | XX |  | Maint Look Functional Location | Ops Look Functional Location | XX |  | 999.00 TN | XX |  | AW | ELECTRIC MOTOR PVLV | XX |  |  |  |  | 20 | BUTTERFLY | NJBC-BU-DRWTP-TRMT-FILT
10584167 | UNKNOWN | DRWTP-TRMT-FILT BKWSH DIS FLO 125 /VALVE | NJBC-BU-DRWTP-TRMT-FILT | P203 | INSV | INST | CROCEJ | M |  |  |  | ELECTRIC | IN PLANT | Y | XX |  |  | XX |  | Maint Look Functional Location | Ops Look Functional Location | XX |  | 999.00 TN | XX |  | AW | ELECTRIC MOTOR PVLV | XX |  |  |  |  | XX | BUTTERFLY | NJBC-BU-DRWTP-TRMT-FILT
10584166 | UNKNOWN | DRWTP-TRMT-FILT 8 WSHWTR ISO MAN /VALVE | NJBC-BU-DRWTP-TRMT-FILT | P203 | INSV | INST | CROCEJ | M |  |  |  | MANUAL | ISOLATION | N | XX |  |  | XX |  | Maint Look Functional Location | Ops Look Functional Location | XX |  | 999.00 TN | XX |  | AW | MANUAL PVLV | XX |  |  |  |  | XX | BUTTERFLY | NJBC-BU-DRWTP-TRMT-FILT
10584165 | UNKNOWN | DRWTP-TRMT-FILT 8 WSHWTR MOTOR /VALVE | NJBC-BU-DRWTP-TRMT-FILT | P203 | INSV | INST | CROCEJ | M |  |  |  | ELECTRIC | IN PLANT | Y | XX |  |  | XX |  | Maint Look Functional Location | Ops Look Functional Location | XX |  | 999.00 TN | XX |  | AW | ELECTRIC MOTOR PVLV | XX |  |  |  |  | XX | BUTTERFLY | NJBC-BU-DRWTP-TRMT-FILT
10584164 | UNKNOWN | DRWTP-TRMT-FILT 7 WSHWTR ISO MAN /VALVE | NJBC-BU-DRWTP-TRMT-FILT | P203 | INSV | INST | CROCEJ | M |  |  |  | MANUAL | ISOLATION | N | XX |  |  | XX |  | Maint Look Functional Location | Ops Look Functional Location | XX |  | 999.00 TN | XX |  | AW | MANUAL PVLV | XX |  |  |  |  | XX | BUTTERFLY | NJBC-BU-DRWTP-TRMT-FILT
10584163 | UNKNOWN | DRWTP-TRMT-FILT 7 WSHWTR MOTOR /VALVE | NJBC-BU-DRWTP-TRMT-FILT | P203 | INSV | INST | CROCEJ | M |  |  |  | ELECTRIC | IN PLANT | Y | XX |  |  | XX |  | Maint Look Functional Location | Ops Look Functional Location | XX |  | 999.00 TN | XX |  | AW | ELECTRIC MOTOR PVLV | XX |  |  |  |  | XX | BUTTERFLY | NJBC-BU-DRWTP-TRMT-FILT
10584162 | UNKNOWN | DRWTP-TRMT-FILT 6 WSHWTR ISO MAN /VALVE | NJBC-BU-DRWTP-TRMT-FILT | P203 | INSV | INST | CROCEJ | M |  |  |  | MANUAL | ISOLATION | N | XX |  |  | XX |  | Maint Look Functional Location | Ops Look Functional Location | XX |  | 999.00 TN | XX |  | AW | MANUAL PVLV | XX |  |  |  |  | XX | BUTTERFLY | NJBC-BU-DRWTP-TRMT-FILT
10584161 | UNKNOWN | DRWTP-TRMT-FILT 6 WSHWTR MOTOR /VALVE | NJBC-BU-DRWTP-TRMT-FILT | P203 | INSV | INST | CROCEJ | M |  |  |  | ELECTRIC | IN PLANT | Y | XX |  |  | XX |  | Maint Look Functional Location | Ops Look Functional Location | XX |  | 999.00 TN | XX |  | AW | ELECTRIC MOTOR PVLV | XX |  |  |  |  | XX | BUTTERFLY | NJBC-BU-DRWTP-TRMT-FILT
10584191 | UNKNOWN | DRWTP-TRMT-OZNE GEN2 O2 FILT UP /VALVE | NJBC-BU-DRWTP-TRMT-OZNE | P203 | INSV | INST | CROCEJ | H |  |  |  | MANUAL | ISOLATION | N | XX |  |  | XX |  | Maint Look Functional Location | Ops Look Functional Location | XX | 0 PSI | 999.00 TN | XX |  | AW | MANUAL PVLV | XX |  |  |  |  | XX | BUTTERFLY | NJBC-BU-DRWTP-TRMT-OZNE
10587335 | ITT FABRI-VALVE | DRWTP-TRMT-OZNE HDR DIAP TRN 2A-2 /VALVE | NJBC-BU-DRWTP-TRMT-OZNE | P203 | INSV | INST | CROCEJ | H |  |  |  | MANUAL | IN PLANT | N | XX |  |  | XX |  | Maint Look Functional Location | Ops Look Functional Location | XX |  | 999.00 TN | XX |  | AW | MANUAL PVLV | XX |  |  |  |  | XX | OTHER | NJBC-BU-DRWTP-TRMT-OZNE
10587333 | ITT FABRI-VALVE | DRWTP-TRMT-OZNE HDR DIAP TRN 2A-1 /VALVE | NJBC-BU-DRWTP-TRMT-OZNE | P203 | INSV | INST | CROCEJ | H |  |  |  | MANUAL | IN PLANT | N | XX |  |  | XX |  | Maint Look Functional Location | Ops Look Functional Location | XX |  | 999.00 TN | XX |  | AW | MANUAL PVLV | XX |  |  |  |  | XX | OTHER | NJBC-BU-DRWTP-TRMT-OZNE
10587331 | ITT FABRI-VALVE | DRWTP-TRMT-OZNE HDR DIAP TRN 1B-1 /VALVE | NJBC-BU-DRWTP-TRMT-OZNE | P203 | INSV | INST | CROCEJ | H |  |  |  | MANUAL | IN PLANT | N | XX |  |  | XX |  | Maint Look Functional Location | Ops Look Functional Location | XX |  | 999.00 TN | XX |  | AW | MANUAL PVLV | XX |  |  |  |  | XX | OTHER | NJBC-BU-DRWTP-TRMT-OZNE
10587330 | UNKNOWN | DRWTP-TRMT-OZNE HDR DIAP TRN 1A-2 /VALVE | NJBC-BU-DRWTP-TRMT-OZNE | P203 | INSV | INST | CROCEJ | H |  |  |  | MANUAL | IN PLANT | N | XX |  |  | XX |  | Maint Look Functional Location | Ops Look Functional Location | XX |  | 999.00 TN | XX |  | AW | MANUAL PVLV | XX |  |  |  |  | XX | OTHER | NJBC-BU-DRWTP-TRMT-OZNE
10587328 | UNKNOWN | DRWTP-TRMT-OZNE HDR DIAP TRN 1A-1 /VALVE | NJBC-BU-DRWTP-TRMT-OZNE | P203 | INSV | INST | CROCEJ | H |  |  |  | MANUAL | IN PLANT | N | XX |  |  | XX |  | Maint Look Functional Location | Ops Look Functional Location | XX |  | 999.00 TN | XX |  | AW | MANUAL PVLV | XX |  |  |  |  | XX | OTHER | NJBC-BU-DRWTP-TRMT-OZNE
10587326 | UNKNOWN | DRWTP-TRMT-OZNE MASS FLOW MOTOR /VALVE | NJBC-BU-DRWTP-TRMT-OZNE | P203 | INSV | INST | CROCEJ | H |  |  |  | ELECTRIC | IN PLANT | Y | XX |  |  | XX |  | Maint Look Functional Location | Ops Look Functional Location | XX |  | 999.00 TN | XX |  | AW | ELECTRIC MOTOR PVLV | XX |  |  |  |  | XX | BUTTERFLY | NJBC-BU-DRWTP-TRMT-OZNE
10587324 | UNKNOWN | DRWTP-TRMT-OZNE GEN3 MOTOR /VALVE | NJBC-BU-DRWTP-TRMT-OZNE | P203 | INSV | INST | CROCEJ | H |  |  |  | ELECTRIC | ISOLATION | Y | XX |  |  | XX |  | Maint Look Functional Location | Ops Look Functional Location | XX |  | 999.00 TN | XX |  | AW | ELECTRIC MOTOR PVLV | XX |  |  |  |  | XX | BUTTERFLY | NJBC-BU-DRWTP-TRMT-OZNE
10587322 | UNKNOWN | DRWTP-TRMT-OZNE GEN2 MOTOR /VALVE | NJBC-BU-DRWTP-TRMT-OZNE | P203 | INSV | INST | CROCEJ | H |  |  |  | ELECTRIC | ISOLATION | Y | XX |  |  | XX |  | Maint Look Functional Location | Ops Look Functional Location | XX |  | 999.00 TN | XX |  | AW | ELECTRIC MOTOR PVLV | XX |  |  |  |  | XX | BUTTERFLY | NJBC-BU-DRWTP-TRMT-OZNE
10587320 | UNKNOWN | DRWTP-TRMT-OZNE GEN1 MOTOR /VALVE | NJBC-BU-DRWTP-TRMT-OZNE | P203 | INSV | INST | CROCEJ | H |  |  |  | ELECTRIC | ISOLATION | Y | XX |  |  | XX |  | Maint Look Functional Location | Ops Look Functional Location | XX |  | 999.00 TN | XX |  | AW | ELECTRIC MOTOR PVLV | XX |  |  |  |  | XX | BUTTERFLY | NJBC-BU-DRWTP-TRMT-OZNE
10587318 | UNKNOWN | DRWTP-TRMT AIR SCOUR BLWR 2 DIS /VALVE | NJBC-BU-DRWTP-TRMT | P203 | INSV | INST | CROCEJ | H |  |  |  | ELECTRIC | ISOLATION | Y | XX |  |  | XX |  | Maint Look Functional Location | Ops Look Functional Location | XX |  | 999.00 TN | XX |  | AW | ELECTRIC MOTOR PVLV | XX |  |  |  |  | XX | BUTTERFLY | NJBC-BU-DRWTP-TRMT
10587317 | UNKNOWN | DRWTP-TRMT AIR SCOUR BLWR 1 DIS /VALVE | NJBC-BU-DRWTP-TRMT | P203 | INSV | INST | CROCEJ | H |  |  |  | ELECTRIC | ISOLATION | Y | XX |  |  | XX |  | Maint Look Functional Location | Ops Look Functional Location | XX |  | 999.00 TN | XX |  | AW | ELECTRIC MOTOR PVLV | XX |  |  |  |  | XX | BUTTERFLY | NJBC-BU-DRWTP-TRMT
10587315 | UNKNOWN | DRWTP-RWPS TEE 423A TRANS LN /VALVE | NJBC-BU-DRWTP-RWPS | P203 | INSV | INST | CROCEJ | M |  |  |  | MANUAL | ISOLATION | N | XX |  |  | XX |  | Maint Look Functional Location | Ops Look Functional Location | XX |  | 999.00 TN | XX |  | AW | MANUAL PVLV | XX |  |  |  |  | 54 | BUTTERFLY | NJBC-BU-DRWTP-RWPS
10587313 | UNKNOWN | DRWTP-RWPS PIG LCH TEE 422A /VALVE | NJBC-BU-DRWTP-RWPS | P203 | INSV | INST | CROCEJ | M |  |  |  | MANUAL | ISOLATION | N | XX |  |  | XX |  | Maint Look Functional Location | Ops Look Functional Location | XX |  | 999.00 TN | XX |  | AW | MANUAL PVLV | XX |  |  |  |  | 54 | BUTTERFLY | NJBC-BU-DRWTP-RWPS
10587311 | UNKNOWN | DRWTP-RWPS TRANS LN AFT MTR 434 /VALVE | NJBC-BU-DRWTP-RWPS | P203 | INSV | INST | CROCEJ | M |  |  |  | ELECTRIC | ISOLATION | Y | XX |  |  | XX |  | Maint Look Functional Location | Ops Look Functional Location | XX |  | 999.00 TN | XX |  | AW | MANUAL PVLV | XX |  |  |  |  | 54 | BUTTERFLY | NJBC-BU-DRWTP-RWPS
10587309 | UNKNOWN | DRWTP-RWPS PMP 6 FRM HDR 429 FUTR /VALVE | NJBC-BU-DRWTP-RWPS | P203 | INSV | INST | CROCEJ | M |  |  |  | HYDRAULIC | ISOLATION | Y | XX |  |  | XX |  | Maint Look Functional Location | Ops Look Functional Location | XX |  | 999.00 TN | XX |  | AW | HYDRAULIC ONLY PVLV | XX |  |  |  |  | XX | BUTTERFLY | NJBC-BU-DRWTP-RWPS
10587307 | UNKNOWN | DRWTP-RWPS PMP 5 FRM HDR 432 FUTR /VALVE | NJBC-BU-DRWTP-RWPS | P203 | INSV | INST | CROCEJ | M |  |  |  | HYDRAULIC | ISOLATION | Y | XX |  |  | XX |  | Maint Look Functional Location | Ops Look Functional Location | XX |  | 999.00 TN | XX |  | AW | HYDRAULIC ONLY PVLV | XX |  |  |  |  | XX | BUTTERFLY | NJBC-BU-DRWTP-RWPS
10587306 | UNKNOWN | DRWTP-RWPS PMP 4 FRM HDR 428 /VALVE | NJBC-BU-DRWTP-RWPS | P203 | INSV | INST | CROCEJ | M |  |  |  | HYDRAULIC | ISOLATION | Y | XX |  |  | XX |  | Maint Look Functional Location | Ops Look Functional Location | XX |  | 999.00 TN | XX |  | AW | HYDRAULIC ONLY PVLV | XX |  |  |  |  | XX | BUTTERFLY | NJBC-BU-DRWTP-RWPS
10587304 | UNKNOWN | DRWTP-RWPS PMP 3 FRM HDR 433 FUTR /VALVE | NJBC-BU-DRWTP-RWPS | P203 | INSV | INST | CROCEJ | M |  |  |  | HYDRAULIC | ISOLATION | Y | XX |  |  | XX |  | Maint Look Functional Location | Ops Look Functional Location | XX |  | 999.00 TN | XX |  | AW | HYDRAULIC ONLY PVLV | XX |  |  |  |  | XX | BUTTERFLY | NJBC-BU-DRWTP-RWPS
10587302 | UNKNOWN | DRWTP-RWPS PMP 2 FRM HDR 430 /VALVE | NJBC-BU-DRWTP-RWPS | P203 | INSV | INST | CROCEJ | M |  |  |  | HYDRAULIC | ISOLATION | Y | XX |  |  | XX |  | Maint Look Functional Location | Ops Look Functional Location | XX |  | 999.00 TN | XX |  | AW | HYDRAULIC ONLY PVLV | XX |  |  |  |  | XX | BUTTERFLY | NJBC-BU-DRWTP-RWPS
10587300 | UNKNOWN | DRWTP-RWPS PMP 1 FRM HDR 431 /VALVE | NJBC-BU-DRWTP-RWPS | P203 | INSV | INST | CROCEJ | M |  |  |  | HYDRAULIC | ISOLATION | Y | XX |  |  | XX |  | Maint Look Functional Location | Ops Look Functional Location | XX |  | 999.00 TN | XX |  | AW | HYDRAULIC ONLY PVLV | XX |  |  |  |  | XX | BUTTERFLY | NJBC-BU-DRWTP-RWPS
10584198 | UNKNOWN | DRWTP-TRMT-OZNE GEN3 IN O2 MOTOR /VALVE | NJBC-BU-DRWTP-TRMT-OZNE | P203 | INSV | INST | CROCEJ | H |  |  |  | ELECTRIC | IN PLANT | Y | XX |  |  | XX |  | Maint Look Functional Location | Ops Look Functional Location | XX |  | 999.00 TN | XX |  | AW | ELECTRIC MOTOR PVLV | XX |  |  |  |  | XX | BUTTERFLY | NJBC-BU-DRWTP-TRMT-OZNE
10584197 | UNKNOWN | DRWTP-TRMT-OZNE GEN2 IN O2 MOTOR /VALVE | NJBC-BU-DRWTP-TRMT-OZNE | P203 | INSV | INST | CROCEJ | H |  |  |  | ELECTRIC | IN PLANT | Y | XX |  |  | XX |  | Maint Look Functional Location | Ops Look Functional Location | XX |  | 999.00 TN | XX |  | AW | ELECTRIC MOTOR PVLV | XX |  |  |  |  | XX | BUTTERFLY | NJBC-BU-DRWTP-TRMT-OZNE
10584195 | UNKNOWN | DRWTP-TRMT-OZNE GEN1 IN O2 MOTOR /VALVE | NJBC-BU-DRWTP-TRMT-OZNE | P203 | INSV | INST | CROCEJ | H |  |  |  | ELECTRIC | IN PLANT | Y | XX |  |  | XX |  | Maint Look Functional Location | Ops Look Functional Location | XX |  | 999.00 TN | XX |  | AW | ELECTRIC MOTOR PVLV | XX |  |  |  |  | XX | BUTTERFLY | NJBC-BU-DRWTP-TRMT-OZNE
10584193 | UNKNOWN | DRWTP-TRMT-OZNE GEN3 O2 FILT UP /VALVE | NJBC-BU-DRWTP-TRMT-OZNE | P203 | INSV | INST | CROCEJ | H |  |  |  | MANUAL | ISOLATION | N | XX |  |  | XX |  | Maint Look Functional Location | Ops Look Functional Location | XX | 0 PSI | 999.00 TN | XX |  | AW | MANUAL PVLV | XX |  |  |  |  | XX | BUTTERFLY | NJBC-BU-DRWTP-TRMT-OZNE
10581261 | UNKNOWN | DRWTP-HSPS CLRWL 1 TO WW 1 BF008 /VALVE | NJBC-BU-DRWTP-HSPS | P203 | INSV | INST | CROCEJ | M |  |  |  | MANUAL | IN PLANT | N | XX |  |  | XX |  | Maint Look Functional Location | Ops Look Functional Location | XX |  | 999.00 TN | XX |  | AW | MANUAL PVLV | XX |  |  |  |  | 48 | BUTTERFLY | NJBC-BU-DRWTP-HSPS
10553117 | PRATT | OLDORCHARD FILT3 EFF BTRFLY MAN /VALVE | NJBC-CM-OLDOR | P203 | INSV | INST | CROCEJ | L |  |  |  | MANUAL | RAW WATER | N | N | LAST | WORM | FLANGED | CAST IRON | Maint Look Functional Location | Ops Look Functional Location | OPEN |  | 999.00 TN | XX | N | AW | MANUAL PVLV | XX |  |  |  |  | 8 | BUTTERFLY | NJBC-CM-OLDOR
10553111 | PRATT | OLDORCHARD FILT3 EFF BTRFLY /VALVE | NJBC-CM-OLDOR | P203 | INSV | INST | CROCEJ | L | [5 empty] | Y | XX |  |  | XX |  | Maint Look Functional Location | Ops Look Functional Location | XX |  | 999.00 TN | XX |  | AW | ELECTRIC MOTOR PVLV | XX |  |  |  |  | XX | BUTTERFLY | NJBC-CM-OLDOR
10553103 | PRATT | OLDORCHARD FILT2 EFF BTRFLY MAN /VALVE | NJBC-CM-OLDOR | P203 | INSV | INST | CROCEJ | L |  |  |  | MANUAL | RAW WATER | N | N | LAST | WORM | FLANGED | CAST IRON | Maint Look Functional Location | Ops Look Functional Location | OPEN |  | 999.00 TN | XX | N | AW | MANUAL PVLV | XX |  |  |  |  | 8 | BUTTERFLY | NJBC-CM-OLDOR
10552695 | PRATT | OLDORCHARD FILT2 EFF BTRFLY /VALVE | NJBC-CM-OLDOR | P203 | INSV | INST | CROCEJ | L | [5 empty] | Y | XX |  |  | XX |  | Maint Look Functional Location | Ops Look Functional Location | XX |  | 999.00 TN | XX |  | AW | ELECTRIC MOTOR PVLV | XX |  |  |  |  | XX | BUTTERFLY | NJBC-CM-OLDOR
10552687 | PRATT | OLDORCHARD FILT1 EFF BTRFLY MAN /VALVE | NJBC-CM-OLDOR | P203 | INSV | INST | CROCEJ | L |  |  |  | MANUAL | RAW WATER | N | N | LAST | WORM | FLANGED | CAST IRON | Maint Look Functional Location | Ops Look Functional Location | OPEN |  | 999.00 TN | XX | N | AW | MANUAL PVLV | XX |  |  |  |  | 8 | BUTTERFLY | NJBC-CM-OLDOR
10552680 | PRATT | OLDORCHARD FILT1 EFF BTRFLY /VALVE | NJBC-CM-OLDOR | P203 | INSV | INST | CROCEJ | L | [5 empty] | Y | XX |  |  | XX |  | Maint Look Functional Location | Ops Look Functional Location | XX |  | 999.00 TN | XX |  | AW | ELECTRIC MOTOR PVLV | XX |  |  |  |  | XX | BUTTERFLY | NJBC-CM-OLDOR
10552673 | PRATT | OLDORCHARD FILT4 DRAIN BTRFLY /VALVE | NJBC-CM-OLDOR | P203 | INSV | INST | CROCEJ | L | [5 empty] | Y | XX |  |  | XX |  | Maint Look Functional Location | Ops Look Functional Location | XX |  | 999.00 TN | XX |  | AW | ELECTRIC MOTOR PVLV | XX |  |  |  |  | XX | BUTTERFLY | NJBC-CM-OLDOR
10552666 | PRATT | OLDORCHARD FILT3 DRAIN BTRFLY /VALVE | NJBC-CM-OLDOR | P203 | INSV | INST | CROCEJ | L | [5 empty] | Y | XX |  |  | XX |  | Maint Look Functional Location | Ops Look Functional Location | XX |  | 999.00 TN | XX |  | AW | ELECTRIC MOTOR PVLV | XX |  |  |  |  | XX | BUTTERFLY | NJBC-CM-OLDOR
10552658 | PRATT | OLDORCHARD FILT2 DRAIN BTRFLY /VALVE | NJBC-CM-OLDOR | P203 | INSV | INST | CROCEJ | L | [5 empty] | Y | XX |  |  | XX |  | Maint Look Functional Location | Ops Look Functional Location | XX |  | 999.00 TN | XX |  | AW | ELECTRIC MOTOR PVLV | XX |  |  |  |  | XX | BUTTERFLY | NJBC-CM-OLDOR
10552650 | PRATT | OLDORCHARD FILT1 DRAIN BTRFLY /VALVE | NJBC-CM-OLDOR | P203 | INSV | INST | CROCEJ | L | [5 empty] | Y | XX |  |  | XX |  | Maint Look Functional Location | Ops Look Functional Location | XX |  | 999.00 TN | XX |  | AW | ELECTRIC MOTOR PVLV | XX |  |  |  |  | XX | BUTTERFLY | NJBC-CM-OLDOR
10552644 | PRATT | OLDORCHARD HS PMP3 DISCHRG CHK /VALVE | NJBC-CM-OLDOR | P203 | INSV | INST | CROCEJ | L | [5 empty] | Y | XX |  |  | XX |  | Maint Look Functional Location | Ops Look Functional Location | XX |  | 999.00 TN | XX |  | AW | HYDRAULIC ONLY PVLV | XX |  |  |  |  | XX | CHECK/FOOT | NJBC-CM-OLDOR
10552637 | PRATT | OLDORCHARD HS PMP2 DISCHRG CHK /VALVE | NJBC-CM-OLDOR | P203 | INSV | INST | CROCEJ | L | [5 empty] | Y | XX |  |  | XX |  | Maint Look Functional Location | Ops Look Functional Location | XX |  | 999.00 TN | XX |  | AW | HYDRAULIC ONLY PVLV | XX |  |  |  |  | XX | CHECK/FOOT | NJBC-CM-OLDOR
10552632 | PRATT | OLDORCHARD HS PMP1 DISCHRG CHK /VALVE | NJBC-CM-OLDOR | P203 | INSV | INST | CROCEJ | L | [5 empty] | Y | XX |  |  | XX |  | Maint Look Functional Location | Ops Look Functional Location | XX |  | 999.00 TN | XX |  | AW | HYDRAULIC ONLY PVLV | XX |  |  |  |  | XX | CHECK/FOOT | NJBC-CM-OLDOR
10552625 | PRATT | OLDORCHARD BKWSH PMP2 DISCHRG CHK /VALVE | NJBC-CM-OLDOR | P203 | INSV | INST | CROCEJ | L | [5 empty] | Y | XX |  |  | XX |  | Maint Look Functional Location | Ops Look Functional Location | XX |  | 999.00 TN | XX |  | AW | HYDRAULIC ONLY PVLV | XX |  |  |  |  | XX | CHECK/FOOT | NJBC-CM-OLDOR
10552619 | PRATT | OLDORCHARD BKWSH PMP1 DISCHRG CHK /VALVE | NJBC-CM-OLDOR | P203 | INSV | INST | CROCEJ | L | [5 empty] | Y | XX |  |  | XX |  | Maint Look Functional Location | Ops Look Functional Location | XX |  | 999.00 TN | XX |  | AW | HYDRAULIC ONLY PVLV | XX |  |  |  |  | XX | CHECK/FOOT | NJBC-CM-OLDOR
10552613 | PRATT | OLDORCHARD FILT4 BKWSH BTRFLY /VALVE | NJBC-CM-OLDOR | P203 | INSV | INST | CROCEJ | L | [5 empty] | Y | XX |  |  | XX |  | Maint Look Functional Location | Ops Look Functional Location | XX |  | 999.00 TN | XX |  | AW | ELECTRIC MOTOR PVLV | XX |  |  |  |  | XX | BUTTERFLY | NJBC-CM-OLDOR
10552605 | PRATT | OLDORCHARD FILT3 BKWSH BTRFLY /VALVE | NJBC-CM-OLDOR | P203 | INSV | INST | CROCEJ | L | [5 empty] | Y | XX |  |  | XX |  | Maint Look Functional Location | Ops Look Functional Location | XX |  | 999.00 TN | XX |  | AW | ELECTRIC MOTOR PVLV | XX |  |  |  |  | XX | BUTTERFLY | NJBC-CM-OLDOR
10551898 | PRATT | OLDORCHARD FILT2 BKWSH BTRFLY /VALVE | NJBC-CM-OLDOR | P203 | INSV | INST | CROCEJ | L | [5 empty] | Y | XX |  |  | XX |  | Maint Look Functional Location | Ops Look Functional Location | XX |  | 999.00 TN | XX |  | AW | ELECTRIC MOTOR PVLV | XX |  |  |  |  | XX | BUTTERFLY | NJBC-CM-OLDOR
10551892 | PRATT | OLDORCHARD FILT1 BKWSH BTRFLY /VALVE | NJBC-CM-OLDOR | P203 | INSV | INST | CROCEJ | L | [5 empty] | Y | XX |  |  | XX |  | Maint Look Functional Location | Ops Look Functional Location | XX |  | 999.00 TN | XX |  | AW | ELECTRIC MOTOR PVLV | XX |  |  |  |  | XX | BUTTERFLY | NJBC-CM-OLDOR
10551886 | APCO | OLDORCHARD FILT4 FRNT END AIR REL /VALVE | NJBC-CM-OLDOR | P203 | INSV | INST | CROCEJ | M | [5 empty] | Y | XX |  |  | XX |  | Maint Look Functional Location | Ops Look Functional Location | XX |  | 999.00 TN | XX |  | AW | HYDRAULIC ONLY PVLV | XX |  |  |  |  | XX | AIR/VAC RELIEF | NJBC-CM-OLDOR
10551881 | APCO | OLDORCHARD FILT4 BACK END AIR REL /VALVE | NJBC-CM-OLDOR | P203 | INSV | INST | CROCEJ | M | [5 empty] | Y | XX |  |  | XX |  | Maint Look Functional Location | Ops Look Functional Location | XX |  | 999.00 TN | XX |  | AW | HYDRAULIC ONLY PVLV | XX |  |  |  |  | XX | AIR/VAC RELIEF | NJBC-CM-OLDOR
10551874 | APCO | OLDORCHARD FILT3 FRNT END AIR REL /VALVE | NJBC-CM-OLDOR | P203 | INSV | INST | CROCEJ | M | [5 empty] | Y | XX |  |  | XX |  | Maint Look Functional Location | Ops Look Functional Location | XX |  | 999.00 TN | XX |  | AW | HYDRAULIC ONLY PVLV | XX |  |  |  |  | XX | AIR/VAC RELIEF | NJBC-CM-OLDOR
10551867 | APCO | OLDORCHARD FILT3 BACK END AIR REL /VALVE | NJBC-CM-OLDOR | P203 | INSV | INST | CROCEJ | M | [5 empty] | Y | XX |  |  | XX |  | Maint Look Functional Location | Ops Look Functional Location | XX |  | 999.00 TN | XX |  | AW | HYDRAULIC ONLY PVLV | XX |  |  |  |  | XX | AIR/VAC RELIEF | NJBC-CM-OLDOR
10551862 | APCO | OLDORCHARD FILT2 FRNT END AIR REL /VALVE | NJBC-CM-OLDOR | P203 | INSV | INST | CROCEJ | M | [5 empty] | Y | XX |  |  | XX |  | Maint Look Functional Location | Ops Look Functional Location | XX |  | 999.00 TN | XX |  | AW | HYDRAULIC ONLY PVLV | XX |  |  |  |  | XX | AIR/VAC RELIEF | NJBC-CM-OLDOR
10553124 | PRATT | OLDORCHARD FILT4 EFF BTRFLY /VALVE | NJBC-CM-OLDOR | P203 | INSV | INST | CROCEJ | L | [5 empty] | Y | XX |  |  | XX |  | Maint Look Functional Location | Ops Look Functional Location | XX |  | 999.00 TN | XX |  | AW | ELECTRIC MOTOR PVLV | XX |  |  |  |  | XX | BUTTERFLY | NJBC-CM-OLDOR
10553798 | PRATT | OLDORCHARD FILT4 WST BTRFLY /VALVE | NJBC-CM-OLDOR | P203 | INSV | INST | CROCEJ | L | [5 empty] | Y | XX |  |  | XX |  | Maint Look Functional Location | Ops Look Functional Location | XX |  | 999.00 TN | XX |  | AW | ELECTRIC MOTOR PVLV | XX |  |  |  |  | XX | BUTTERFLY | NJBC-CM-OLDOR
10553790 | PRATT | OLDORCHARD FILT3 WST BTRFLY /VALVE | NJBC-CM-OLDOR | P203 | INSV | INST | CROCEJ | L | [5 empty] | Y | XX |  |  | XX |  | Maint Look Functional Location | Ops Look Functional Location | XX |  | 999.00 TN | XX |  | AW | ELECTRIC MOTOR PVLV | XX |  |  |  |  | XX | BUTTERFLY | NJBC-CM-OLDOR
10553784 | PRATT | OLDORCHARD FILT2 WST BTRFLY /VALVE | NJBC-CM-OLDOR | P203 | INSV | INST | CROCEJ | L | [5 empty] | Y | XX |  |  | XX |  | Maint Look Functional Location | Ops Look Functional Location | XX |  | 999.00 TN | XX |  | AW | ELECTRIC MOTOR PVLV | XX |  |  |  |  | XX | BUTTERFLY | NJBC-CM-OLDOR
10553776 | PRATT | OLDORCHARD FILT1 WST BTRFLY /VALVE | NJBC-CM-OLDOR | P203 | INSV | INST | CROCEJ | L | [5 empty] | Y | XX |  |  | XX |  | Maint Look Functional Location | Ops Look Functional Location | XX |  | 999.00 TN | XX |  | AW | ELECTRIC MOTOR PVLV | XX |  |  |  |  | XX | BUTTERFLY | NJBC-CM-OLDOR
10553771 | PRATT | OLDORCHARD FILT4 INF BTRFLY MAN /VALVE | NJBC-CM-OLDOR | P203 | INSV | INST | CROCEJ | L |  |  |  | MANUAL | RAW WATER | N | N | LAST | WORM | FLANGED | CAST IRON | Maint Look Functional Location | Ops Look Functional Location | OPEN |  | 999.00 TN | XX | N | AW | MANUAL PVLV | XX |  |  |  |  | 8 | BUTTERFLY | NJBC-CM-OLDOR
10553763 | PRATT | OLDORCHARD FILT4 INF BTRFLY /VALVE | NJBC-CM-OLDOR | P203 | INSV | INST | CROCEJ | L | [5 empty] | Y | XX |  |  | XX |  | Maint Look Functional Location | Ops Look Functional Location | XX |  | 999.00 TN | XX |  | AW | ELECTRIC MOTOR PVLV | XX |  |  |  |  | XX | BUTTERFLY | NJBC-CM-OLDOR
10553755 | PRATT | OLDORCHARD FILT3 INF BTRFLY MAN /VALVE | NJBC-CM-OLDOR | P203 | INSV | INST | CROCEJ | L |  |  |  | MANUAL | RAW WATER | N | N | LAST | WORM | FLANGED | CAST IRON | Maint Look Functional Location | Ops Look Functional Location | OPEN |  | 999.00 TN | XX | N | AW | MANUAL PVLV | XX |  |  |  |  | 8 | BUTTERFLY | NJBC-CM-OLDOR
10553750 | PRATT | OLDORCHARD FILT3 INF BTRFLY /VALVE | NJBC-CM-OLDOR | P203 | INSV | INST | CROCEJ | L | [5 empty] | Y | XX |  |  | XX |  | Maint Look Functional Location | Ops Look Functional Location | XX |  | 999.00 TN | XX |  | AW | ELECTRIC MOTOR PVLV | XX |  |  |  |  | XX | BUTTERFLY | NJBC-CM-OLDOR
10553741 | PRATT | OLDORCHARD FILT2 INF BTRFLY MAN /VALVE | NJBC-CM-OLDOR | P203 | INSV | INST | CROCEJ | L |  |  |  | MANUAL | RAW WATER | N | N | LAST | WORM | FLANGED | CAST IRON | Maint Look Functional Location | Ops Look Functional Location | OPEN |  | 999.00 TN | XX | N | AW | MANUAL PVLV | XX |  |  |  |  | 8 | BUTTERFLY | NJBC-CM-OLDOR
10553734 | PRATT | OLDORCHARD FILT2 INF BTRFLY /VALVE | NJBC-CM-OLDOR | P203 | INSV | INST | CROCEJ | L | [5 empty] | Y | XX |  |  | XX |  | Maint Look Functional Location | Ops Look Functional Location | XX |  | 999.00 TN | XX |  | AW | ELECTRIC MOTOR PVLV | XX |  |  |  |  | XX | BUTTERFLY | NJBC-CM-OLDOR
10553727 | PRATT | OLDORCHARD FILT1 INF BTRFLY MAN /VALVE | NJBC-CM-OLDOR | P203 | INSV | INST | CROCEJ | L |  |  |  | MANUAL | RAW WATER | N | N | LAST | WORM | FLANGED | CAST IRON | Maint Look Functional Location | Ops Look Functional Location | OPEN |  | 999.00 TN | XX | N | AW | MANUAL PVLV | XX |  |  |  |  | 8 | BUTTERFLY | NJBC-CM-OLDOR
10553718 | PRATT | OLDORCHARD FILT1 INF BTRFLY /VALVE | NJBC-CM-OLDOR | P203 | INSV | INST | CROCEJ | L | [5 empty] | Y | XX |  |  | XX |  | Maint Look Functional Location | Ops Look Functional Location | XX |  | 999.00 TN | XX |  | AW | ELECTRIC MOTOR PVLV | XX |  |  |  |  | XX | BUTTERFLY | NJBC-CM-OLDOR
10553714 | PRATT | OLDORCHARD HS PMP3 SUCTBTRFLY /VALVE | NJBC-CM-OLDOR | P203 | INSV | INST | CROCEJ | L |  |  |  | MANUAL | PUMP SUCTION | N | N | LAST | WORM | FLANGED | CAST IRON | Maint Look Functional Location | Ops Look Functional Location | OPEN |  | 999.00 TN | XX | N | AW | MANUAL PVLV | XX |  |  |  |  | 10 | BUTTERFLY | NJBC-CM-OLDOR
10553706 | PRATT | OLDORCHARD HS PMP2 SUCTBTRFLY /VALVE | NJBC-CM-OLDOR | P203 | INSV | INST | CROCEJ | L |  |  |  | MANUAL | PUMP SUCTION | N | N | LAST | WORM | FLANGED | CAST IRON | Maint Look Functional Location | Ops Look Functional Location | OPEN |  | 999.00 TN | XX | N | AW | MANUAL PVLV | XX |  |  |  |  | 10 | BUTTERFLY | NJBC-CM-OLDOR
10553198 | PRATT | OLDORCHARD HS PMP1 SUCTBTRFLY /VALVE | NJBC-CM-OLDOR | P203 | INSV | INST | CROCEJ | L |  |  |  | MANUAL | PUMP SUCTION | N | N | LAST | WORM | FLANGED | CAST IRON | Maint Look Functional Location | Ops Look Functional Location | OPEN |  | 999.00 TN | XX | N | AW | MANUAL PVLV | XX |  |  |  |  | 10 | BUTTERFLY | NJBC-CM-OLDOR
10553189 | PRATT | OLDORCHARD BKWSHPMP2DISCHRGBTRFLY /VALVE | NJBC-CM-OLDOR | P203 | INSV | INST | CROCEJ | L |  |  |  | MANUAL | PUMP DISCHARGE | N | N | LAST | WORM | FLANGED | CAST IRON | Maint Look Functional Location | Ops Look Functional Location | OPEN |  | 999.00 TN | XX | N | AW | MANUAL PVLV | XX |  |  |  |  | 12 | BUTTERFLY | NJBC-CM-OLDOR
10553181 | PRATT | OLDORCHARD BKWSH PMP2 SUCTBTRFLY /VALVE | NJBC-CM-OLDOR | P203 | INSV | INST | CROCEJ | L |  |  |  | MANUAL | PUMP SUCTION | N | N | LAST | WORM | FLANGED | CAST IRON | Maint Look Functional Location | Ops Look Functional Location | OPEN |  | 999.00 TN | XX | N | AW | MANUAL PVLV | XX |  |  |  |  | 12 | BUTTERFLY | NJBC-CM-OLDOR
10553175 | PRATT | OLDORCHARD BKWSHPMP1DISCHRGBTRFLY /VALVE | NJBC-CM-OLDOR | P203 | INSV | INST | CROCEJ | L |  |  |  | MANUAL | PUMP DISCHARGE | N | N | LAST | WORM | FLANGED | CAST IRON | Maint Look Functional Location | Ops Look Functional Location | OPEN |  | 999.00 TN | XX | N | AW | MANUAL PVLV | XX |  |  |  |  | 12 | BUTTERFLY | NJBC-CM-OLDOR
10553169 | PRATT | OLDORCHARD BKWSH PMP1 SUCTBTRFLY /VALVE | NJBC-CM-OLDOR | P203 | INSV | INST | CROCEJ | L |  |  |  | MANUAL | PUMP SUCTION | N | N | LAST | WORM | FLANGED | CAST IRON | Maint Look Functional Location | Ops Look Functional Location | OPEN |  | 999.00 TN | XX | N | AW | MANUAL PVLV | XX |  |  |  |  | 12 | BUTTERFLY | NJBC-CM-OLDOR
10553161 | PRATT | OLDORCHARD FILT4 RINSE BTRFLY /VALVE | NJBC-CM-OLDOR | P203 | INSV | INST | CROCEJ | L | [5 empty] | Y | XX |  |  | XX |  | Maint Look Functional Location | Ops Look Functional Location | XX |  | 999.00 TN | XX |  | AW | ELECTRIC MOTOR PVLV | XX |  |  |  |  | XX | BUTTERFLY | NJBC-CM-OLDOR
10553152 | PRATT | OLDORCHARD FILT3 RINSE BTRFLY /VALVE | NJBC-CM-OLDOR | P203 | INSV | INST | CROCEJ | L | [5 empty] | Y | XX |  |  | XX |  | Maint Look Functional Location | Ops Look Functional Location | XX |  | 999.00 TN | XX |  | AW | ELECTRIC MOTOR PVLV | XX |  |  |  |  | XX | BUTTERFLY | NJBC-CM-OLDOR
10553145 | PRATT | OLDORCHARD FILT2 RINSE BTRFLY /VALVE | NJBC-CM-OLDOR | P203 | INSV | INST | CROCEJ | L | [5 empty] | Y | XX |  |  | XX |  | Maint Look Functional Location | Ops Look Functional Location | XX |  | 999.00 TN | XX |  | AW | ELECTRIC MOTOR PVLV | XX |  |  |  |  | XX | BUTTERFLY | NJBC-CM-OLDOR
10553139 | PRATT | OLDORCHARD FILT1 RINSE BTRFLY /VALVE | NJBC-CM-OLDOR | P203 | INSV | INST | CROCEJ | L | [5 empty] | Y | XX |  |  | XX |  | Maint Look Functional Location | Ops Look Functional Location | XX |  | 999.00 TN | XX |  | AW | ELECTRIC MOTOR PVLV | XX |  |  |  |  | XX | BUTTERFLY | NJBC-CM-OLDOR
10553133 | PRATT | OLDORCHARD FILT4 EFF BTRFLY MAN /VALVE | NJBC-CM-OLDOR | P203 | INSV | INST | CROCEJ | L |  |  |  | MANUAL | RAW WATER | N | N | LAST | WORM | FLANGED | CAST IRON | Maint Look Functional Location | Ops Look Functional Location | OPEN |  | 999.00 TN | XX | N | AW | MANUAL PVLV | XX |  |  |  |  | 8 | BUTTERFLY | NJBC-CM-OLDOR
10551031 | PRATT | OTTERBROOK Filter Influent Line /Valve | NJBC-CM-OTTER | P203 | INSV | INST | CROCEJ | L |  |  |  | MANUAL | PUMP SUCTION | N | N | LAST |  | FLANGED | CAST IRON | Maint Look Functional Location | Ops Look Functional Location | OPEN |  | 999.00 TN | XX | N | AW | MANUAL PVLV | XX |  |  |  |  | 16 | BUTTERFLY | NJBC-CM-OTTER
10551027 | MH | MEDFORDIC GT DWNSTRM OF FLOMET /VALVE | NJBC-BU-MEDFO | P203 | INSV | INST | CROCEJ | L |  | 4067-02 |  | MANUAL | ISOLATION | N | XX |  |  | XX |  | Maint Look Functional Location | Ops Look Functional Location | XX |  | 999.00 TN | XX |  | AW | MANUAL PVLV | XX |  |  |  |  | 8 | GATE | NJBC-BU-MEDFO
10551022 | MH | MEDFORDIC GT UPSTRM OF FLOMET /VALVE | NJBC-BU-MEDFO | P203 | INSV | INST | CROCEJ | L |  | 4067-02 |  | MANUAL | ISOLATION | N | XX |  |  | XX |  | Maint Look Functional Location | Ops Look Functional Location | XX |  | 999.00 TN | XX |  | AW | MANUAL PVLV | XX |  |  |  |  | 8 | GATE | NJBC-BU-MEDFO
10551016 | WATTS | MEDFORDIC BSTPMP2 DISCHRGBTRFLY /VALVE | NJBC-BU-MEDFO | P203 | INSV | INST | CROCEJ | L |  |  |  | MANUAL | ISOLATION | N | XX |  |  | XX |  | Maint Look Functional Location | Ops Look Functional Location | XX |  | 999.00 TN | XX |  | AW | MANUAL PVLV | XX |  |  |  |  | 4 | BUTTERFLY | NJBC-BU-MEDFO
10551010 | WATTS | MEDFORDIC BSTPMP2 SUCTBTRFLY /VALVE | NJBC-BU-MEDFO | P203 | INSV | INST | CROCEJ | L |  |  |  | MANUAL | ISOLATION | N | XX |  |  | XX |  | Maint Look Functional Location | Ops Look Functional Location | XX |  | 999.00 TN | XX |  | AW | MANUAL PVLV | XX |  |  |  |  | 4 | BUTTERFLY | NJBC-BU-MEDFO
10551006 | WATTS | MEDFORDIC BSTPMP1 DISCHRGBTRFLY /VALVE | NJBC-BU-MEDFO | P203 | INSV | INST | CROCEJ | L |  |  |  | MANUAL | ISOLATION | N | XX |  |  | XX |  | Maint Look Functional Location | Ops Look Functional Location | XX |  | 999.00 TN | XX |  | AW | MANUAL PVLV | XX |  |  |  |  | 4 | BUTTERFLY | NJBC-BU-MEDFO
10551001 | WATTS | MEDFORDIC BSTPMP1 SUCTBTRFLY /VALVE | NJBC-BU-MEDFO | P203 | INSV | INST | CROCEJ | L |  |  |  | MANUAL | ISOLATION | N | XX |  |  | XX |  | Maint Look Functional Location | Ops Look Functional Location | XX |  | 999.00 TN | XX |  | AW | MANUAL PVLV | XX |  |  |  |  | 4 | BUTTERFLY | NJBC-BU-MEDFO
10550497 | MH | MEDFORDIC BSTPMP SUCT HDER GT /VALVE | NJBC-BU-MEDFO | P203 | INSV | INST | CROCEJ | L |  | 4067-02 |  | MANUAL | ISOLATION | N | XX |  |  | XX |  | Maint Look Functional Location | Ops Look Functional Location | XX |  | 999.00 TN | XX |  | AW | MANUAL PVLV | XX |  |  |  |  | 4 | GATE | NJBC-BU-MEDFO
10550492 | MH | MEDFORDIC BSTPMP DISCHRG HDER GT /VALVE | NJBC-BU-MEDFO | P203 | INSV | INST | CROCEJ | L |  | 4067-02 |  | MANUAL | ISOLATION | N | XX |  |  | XX |  | Maint Look Functional Location | Ops Look Functional Location | XX |  | 999.00 TN | XX |  | AW | MANUAL PVLV | XX |  |  |  |  | 4 | GATE | NJBC-BU-MEDFO
10550489 | CLA-VAL | MEDFORDIC Station Discharge Check /Valve | NJBC-BU-MEDFO | P203 | INSV | INST | CROCEJ | L | [5 empty] | Y | XX |  |  | XX |  | Maint Look Functional Location | Ops Look Functional Location | XX |  | 999.00 TN | XX |  | AW | HYDRAULIC ONLY PVLV | XX |  |  |  |  | XX | CHECK/FOOT | NJBC-BU-MEDFO
10550483 | CLA-VAL | MEDFORDIC BSTPMP2 DISCHRG CHK /VALVE | NJBC-BU-MEDFO | P203 | INSV | INST | CROCEJ | L | [5 empty] | Y | XX |  |  | XX |  | Maint Look Functional Location | Ops Look Functional Location | XX |  | 999.00 TN | XX |  | AW | HYDRAULIC ONLY PVLV | XX |  |  |  |  | XX | CHECK/FOOT | NJBC-BU-MEDFO
10550477 | CLA-VAL | MEDFORDIC BSTPMP1 DISCHRG CHK /VALVE | NJBC-BU-MEDFO | P203 | INSV | INST | CROCEJ | L | [5 empty] | Y | XX |  |  | XX |  | Maint Look Functional Location | Ops Look Functional Location | XX |  | 999.00 TN | XX |  | AW | HYDRAULIC ONLY PVLV | XX |  |  |  |  | XX | CHECK/FOOT | NJBC-BU-MEDFO
10550474 | CLA-VAL | WOODBURY Pressure Relief /Valve | NJBC-GL-WOODB | P203 | INSV | INST | CROCEJ | M |  | 4-50-01BD |  |  |  | Y | XX |  |  | XX |  | Maint Look Functional Location | Ops Look Functional Location | XX |  | 999.00 TN | XX |  | AW | HYDRAULIC ONLY PVLV | XX |  |  |  |  | XX | PRES RELIEF | NJBC-GL-WOODB
10550470 | CLA-VAL | WOODBURY PRS CTRL-HGTS /VALVE | NJBC-GL-WOODB | P203 | INSV | INST | CROCEJ | L |  | 6-93-07ABCYKX |  |  |  | Y | XX |  |  | XX |  | Maint Look Functional Location | Ops Look Functional Location | XX | 0 PSI | 999.00 TN | XX |  | AW | HYDRAULIC W-PILOTS PVLV | XX |  |  |  |  | XX | PRES REGULATOR | NJBC-GL-WOODB
10550464 | CLA-VAL | WOODBURY Pressure Control - City /Valve | NJBC-GL-WOODB | P203 | INSV | INST | CROCEJ | M |  | 6-93-07ABCYKX |  |  |  | Y | XX |  |  | XX |  | Maint Look Functional Location | Ops Look Functional Location | XX | 0 PSI | 999.00 TN | XX |  | AW | HYDRAULIC W-PILOTS PVLV | XX |  |  |  |  | XX | PRES REGULATOR | NJBC-GL-WOODB
10550458 | PRATT | WOODBURY BTRFLY ON BYP 4 CITY /VALVE | NJBC-GL-WOODB | P203 | INSV | INST | CROCEJ | L |  | 2FII |  | MANUAL | ISOLATION | N | XX |  |  | XX |  | Maint Look Functional Location | Ops Look Functional Location | XX |  | 999.00 TN | XX |  | AW | MANUAL PVLV | XX |  |  |  |  | 4 | BUTTERFLY | NJBC-GL-WOODB
10550453 | UNKNOWN | HADDONHTS CLARIF TK ISOL /VALVE | NJBC-CM-HAHTS | P203 | INSV | INST | CROCEJ | L |  |  |  | MANUAL | ISOLATION | N | XX |  |  | XX |  | Maint Look Functional Location | Ops Look Functional Location | XX |  | 999.00 TN | XX |  | AW | MANUAL PVLV | XX |  |  |  |  | XX | GATE | NJBC-CM-HAHTS
10550449 | PRATT | HADDONHTS FILT4 INF BTRFLY MAN /VALVE | NJBC-CM-HAHTS | P203 | INSV | INST | CROCEJ | L |  |  |  | MANUAL | RAW WATER | N | N | LAST | WORM | FLANGED | CAST IRON | Maint Look Functional Location | Ops Look Functional Location | OPEN |  | 999.00 TN | XX | N | AW | MANUAL PVLV | XX |  |  |  |  | 8 | BUTTERFLY | NJBC-CM-HAHTS
10550444 | PRATT | HADDONHTS FILT4 INF BTRFLY /VALVE | NJBC-CM-HAHTS | P203 | INSV | INST | CROCEJ | L | [5 empty] | Y | XX |  |  | XX |  | Maint Look Functional Location | Ops Look Functional Location | XX |  | 999.00 TN | XX |  | AW | ELECTRIC MOTOR PVLV | XX |  |  |  |  | XX | BUTTERFLY | NJBC-CM-HAHTS
10550438 | PRATT | HADDONHTS FILT3 INF BTRFLY MAN /VALVE | NJBC-CM-HAHTS | P203 | INSV | INST | CROCEJ | L |  |  |  | MANUAL | RAW WATER | N | N | LAST | WORM | FLANGED | CAST IRON | Maint Look Functional Location | Ops Look Functional Location | OPEN |  | 999.00 TN | XX | N | AW | MANUAL PVLV | XX |  |  |  |  | 8 | BUTTERFLY | NJBC-CM-HAHTS
10550434 | PRATT | HADDONHTS FILT3 INF BTRFLY /VALVE | NJBC-CM-HAHTS | P203 | INSV | INST | CROCEJ | L | [5 empty] | Y | XX |  |  | XX |  | Maint Look Functional Location | Ops Look Functional Location | XX |  | 999.00 TN | XX |  | AW | ELECTRIC MOTOR PVLV | XX |  |  |  |  | XX | BUTTERFLY | NJBC-CM-HAHTS
10550430 | PRATT | HADDONHTS FILT2 INF BTRFLY MAN /VALVE | NJBC-CM-HAHTS | P203 | INSV | INST | CROCEJ | L |  |  |  | MANUAL | RAW WATER | N | N | LAST | WORM | FLANGED | CAST IRON | Maint Look Functional Location | Ops Look Functional Location | OPEN |  | 999.00 TN | XX | N | AW | MANUAL PVLV | XX |  |  |  |  | 8 | BUTTERFLY | NJBC-CM-HAHTS
10550426 | PRATT | HADDONHTS FILT2 INF BTRFLY /VALVE | NJBC-CM-HAHTS | P203 | INSV | INST | CROCEJ | L | [5 empty] | Y | XX |  |  | XX |  | Maint Look Functional Location | Ops Look Functional Location | XX |  | 999.00 TN | XX |  | AW | ELECTRIC MOTOR PVLV | XX |  |  |  |  | XX | BUTTERFLY | NJBC-CM-HAHTS
10550420 | PRATT | HADDONHTS FILT1 INF BTRFLY MAN /VALVE | NJBC-CM-HAHTS | P203 | INSV | INST | CROCEJ | L |  |  |  | MANUAL | RAW WATER | N | N | LAST | WORM | FLANGED | CAST IRON | Maint Look Functional Location | Ops Look Functional Location | OPEN |  | 999.00 TN | XX | N | AW | MANUAL PVLV | XX |  |  |  |  | 8 | BUTTERFLY | NJBC-CM-HAHTS
10551036 | PRATT | OTTERBRK FILT1 INF BTRFLY /VALVE | NJBC-CM-OTTER | P203 | INSV | INST | CROCEJ | L | [5 empty] | Y | XX |  |  | XX |  | Maint Look Functional Location | Ops Look Functional Location | XX |  | 999.00 TN | XX |  | AW | ELECTRIC MOTOR PVLV | XX |  |  |  |  | XX | BUTTERFLY | NJBC-CM-OTTER
10551856 | APCO | OLDORCHARD FILT2 BACK END AIR REL /VALVE | NJBC-CM-OLDOR | P203 | INSV | INST | CROCEJ | M | [5 empty] | Y | XX |  |  | XX |  | Maint Look Functional Location | Ops Look Functional Location | XX |  | 999.00 TN | XX |  | AW | HYDRAULIC ONLY PVLV | XX |  |  |  |  | XX | AIR/VAC RELIEF | NJBC-CM-OLDOR
10551851 | APCO | OLDORCHARD FILT1 FRNT END AIR REL /VALVE | NJBC-CM-OLDOR | P203 | INSV | INST | CROCEJ | M | [5 empty] | Y | XX |  |  | XX |  | Maint Look Functional Location | Ops Look Functional Location | XX |  | 999.00 TN | XX |  | AW | HYDRAULIC ONLY PVLV | XX |  |  |  |  | XX | AIR/VAC RELIEF | NJBC-CM-OLDOR
10551846 | APCO | OLDORCHARD FILT1 BACK END AIR REL /VALVE | NJBC-CM-OLDOR | P203 | INSV | INST | CROCEJ | M | [5 empty] | Y | XX |  |  | XX |  | Maint Look Functional Location | Ops Look Functional Location | XX |  | 999.00 TN | XX |  | AW | HYDRAULIC ONLY PVLV | XX |  |  |  |  | XX | AIR/VAC RELIEF | NJBC-CM-OLDOR
10551840 | APCO | OTTERBROOK Filter #3 Air Release /Valve | NJBC-CM-OTTER | P203 | INSV | INST | CROCEJ | M | [5 empty] | Y | XX |  |  | XX |  | Maint Look Functional Location | Ops Look Functional Location | XX |  | 999.00 TN | XX |  | AW | HYDRAULIC ONLY PVLV | XX |  |  |  |  | XX | AIR RELIEF | NJBC-CM-OTTER
10551836 | APCO | OTTERBROOK Filter #2 Air Release /Valve | NJBC-CM-OTTER | P203 | INSV | INST | CROCEJ | M | [5 empty] | Y | XX |  |  | XX |  | Maint Look Functional Location | Ops Look Functional Location | XX |  | 999.00 TN | XX |  | AW | HYDRAULIC ONLY PVLV | XX |  |  |  |  | XX | AIR RELIEF | NJBC-CM-OTTER
10551831 | APCO | OTTERBROOK Filter #1 Air Release /Valve | NJBC-CM-OTTER | P203 | INSV | INST | CROCEJ | M | [5 empty] | Y | XX |  |  | XX |  | Maint Look Functional Location | Ops Look Functional Location | XX |  | 999.00 TN | XX |  | AW | HYDRAULIC ONLY PVLV | XX |  |  |  |  | XX | AIR RELIEF | NJBC-CM-OTTER
10551826 | APCO | OTTERBRK SUPERNAT PMP2 AIR REL /VALVE | NJBC-CM-OTTER | P203 | INSV | INST | CROCEJ | M | [5 empty] | Y | XX |  |  | XX |  | Maint Look Functional Location | Ops Look Functional Location | XX |  | 999.00 TN | XX |  | AW | HYDRAULIC ONLY PVLV | XX |  |  |  |  | XX | AIR RELIEF | NJBC-CM-OTTER
10551820 | APCO | OTTERBRK SUPERNAT PMP1 AIR REL /VALVE | NJBC-CM-OTTER | P203 | INSV | INST | CROCEJ | M | [5 empty] | Y | XX |  |  | XX |  | Maint Look Functional Location | Ops Look Functional Location | XX |  | 999.00 TN | XX |  | AW | HYDRAULIC ONLY PVLV | XX |  |  |  |  | XX | AIR RELIEF | NJBC-CM-OTTER
10551814 | UNKNOWN | OTTERBRK SUPERNAT PMP2 CHK /VALVE | NJBC-CM-OTTER | P203 | INSV | INST | CROCEJ | L | [5 empty] | Y | XX |  |  | XX |  | Maint Look Functional Location | Ops Look Functional Location | XX |  | 999.00 TN | XX |  | AW | HYDRAULIC ONLY PVLV | XX |  |  |  |  | XX | CHECK/FOOT | NJBC-CM-OTTER
10551808 | UNKNOWN | OTTERBRK SUPERNAT PMP1 CHK /VALVE | NJBC-CM-OTTER | P203 | INSV | INST | CROCEJ | L | [5 empty] | Y | XX |  |  | XX |  | Maint Look Functional Location | Ops Look Functional Location | XX |  | 999.00 TN | XX |  | AW | HYDRAULIC ONLY PVLV | XX |  |  |  |  | XX | CHECK/FOOT | NJBC-CM-OTTER
10551805 | UNKNOWN | OTTERBRK SUPERNAT PMP2 DISCHRG GT /VALVE | NJBC-CM-OTTER | P203 | INSV | INST | CROCEJ | L |  |  |  | MANUAL | PUMP DISCHARGE | N | N | LAST |  | FLANGED | CAST IRON | Maint Look Functional Location | Ops Look Functional Location | OPEN |  | 999.00 TN | XX | N | AW | MANUAL PVLV | XX |  |  |  |  | 4 | GATE | NJBC-CM-OTTER
10551802 | UNKNOWN | OTTERBRK SUPERNAT PMP1 DISCHRG GT /VALVE | NJBC-CM-OTTER | P203 | INSV | INST | CROCEJ | L |  |  |  | MANUAL | PUMP DISCHARGE | N | N | LAST |  | FLANGED | CAST IRON | Maint Look Functional Location | Ops Look Functional Location | OPEN |  | 999.00 TN | XX | N | AW | MANUAL PVLV | XX |  |  |  |  | 4 | GATE | NJBC-CM-OTTER
10551095 | UNKNOWN | OTTERBRK SUPERNAT PMP2 SUCT GT /VALVE | NJBC-CM-OTTER | P203 | INSV | INST | CROCEJ | L |  |  |  | MANUAL | PUMP SUCTION | N | N | LAST |  | FLANGED | CAST IRON | Maint Look Functional Location | Ops Look Functional Location | OPEN |  | 999.00 TN | XX | N | AW | MANUAL PVLV | XX |  |  |  |  | 6 | GATE | NJBC-CM-OTTER
10551091 | UNKNOWN | OTTERBRK SUPERNAT PMP1 SUCT GT /VALVE | NJBC-CM-OTTER | P203 | INSV | INST | CROCEJ | L |  |  |  | MANUAL | PUMP SUCTION | N | N | LAST |  | FLANGED | CAST IRON | Maint Look Functional Location | Ops Look Functional Location | OPEN |  | 999.00 TN | XX | N | AW | MANUAL PVLV | XX |  |  |  |  | 6 | GATE | NJBC-CM-OTTER
10551085 | PRATT | OTTERBROOK Waste /Valve | NJBC-CM-OTTER | P203 | INSV | INST | CROCEJ | L |  |  |  | MANUAL | IN PLANT | N | N | LAST |  | FLANGED | CAST IRON | Maint Look Functional Location | Ops Look Functional Location | CLOSED |  | 999.00 TN | XX | Y | AW | MANUAL PVLV | XX |  |  |  |  | 8 | BUTTERFLY | NJBC-CM-OTTER
10551080 | PRATT | OTTERBROOK Wash /Valve | NJBC-CM-OTTER | P203 | INSV | INST | CROCEJ | L | [5 empty] | Y | XX |  |  | XX |  | Maint Look Functional Location | Ops Look Functional Location | XX |  | 999.00 TN | XX |  | AW | ELECTRIC MOTOR PVLV | XX |  |  |  |  | XX | BUTTERFLY | NJBC-CM-OTTER
10551076 | PRATT | OTTERBRK FILT3 EFF GT /VALVE | NJBC-CM-OTTER | P203 | INSV | INST | CROCEJ | L |  |  |  | MANUAL | RAW WATER | N | N | LAST |  | FLANGED | CAST IRON | Maint Look Functional Location | Ops Look Functional Location | OPEN |  | 999.00 TN | XX | N | AW | MANUAL PVLV | XX |  |  |  |  | 8 | GATE | NJBC-CM-OTTER
10551071 | PRATT | OTTERBRK FILT2 EFF GT /VALVE | NJBC-CM-OTTER | P203 | INSV | INST | CROCEJ | L |  |  |  | MANUAL | RAW WATER | N | N | LAST |  | FLANGED | CAST IRON | Maint Look Functional Location | Ops Look Functional Location | OPEN |  | 999.00 TN | XX | N | AW | MANUAL PVLV | XX |  |  |  |  | 8 | GATE | NJBC-CM-OTTER
10551067 | PRATT | OTTERBRK FILT1 EFF GT /VALVE | NJBC-CM-OTTER | P203 | INSV | INST | CROCEJ | L |  |  |  | MANUAL | RAW WATER | N | N | LAST |  | FLANGED | CAST IRON | Maint Look Functional Location | Ops Look Functional Location | OPEN |  | 999.00 TN | XX | N | AW | MANUAL PVLV | XX |  |  |  |  | 8 | GATE | NJBC-CM-OTTER
10551061 | PRATT | OTTERBROOK Filter #3 Drain Gate /Valve | NJBC-CM-OTTER | P203 | INSV | INST | CROCEJ | L |  |  |  | MANUAL | RAW WATER | N | N | LAST |  | FLANGED | CAST IRON | Maint Look Functional Location | Ops Look Functional Location | CLOSED |  | 999.00 TN | XX | N | AW | MANUAL PVLV | XX |  |  |  |  | 4 | GATE | NJBC-CM-OTTER
10551056 | PRATT | OTTERBROOK Filter #2 Drain Gate /Valve | NJBC-CM-OTTER | P203 | INSV | INST | CROCEJ | L |  |  |  | MANUAL | RAW WATER | N | N | LAST |  | FLANGED | CAST IRON | Maint Look Functional Location | Ops Look Functional Location | CLOSED |  | 999.00 TN | XX | N | AW | MANUAL PVLV | XX |  |  |  |  | 4 | GATE | NJBC-CM-OTTER
10551051 | PRATT | OTTERBROOK Filter #1 Drain Gate /Valve | NJBC-CM-OTTER | P203 | INSV | INST | CROCEJ | L |  |  |  | MANUAL | RAW WATER | N | N | LAST |  | FLANGED | CAST IRON | Maint Look Functional Location | Ops Look Functional Location | CLOSED |  | 999.00 TN | XX | N | AW | MANUAL PVLV | XX |  |  |  |  | 4 | GATE | NJBC-CM-OTTER
10551046 | PRATT | OTTERBRK FILT3 INF BTRFLY /VALVE | NJBC-CM-OTTER | P203 | INSV | INST | CROCEJ | L | [5 empty] | Y | XX |  |  | XX |  | Maint Look Functional Location | Ops Look Functional Location | XX |  | 999.00 TN | XX |  | AW | ELECTRIC MOTOR PVLV | XX |  |  |  |  | XX | BUTTERFLY | NJBC-CM-OTTER
10551040 | PRATT | OTTERBRK FILT2 INF BTRFLY /VALVE | NJBC-CM-OTTER | P203 | INSV | INST | CROCEJ | L | [5 empty] | Y | XX |  |  | XX |  | Maint Look Functional Location | Ops Look Functional Location | XX |  | 999.00 TN | XX |  | AW | ELECTRIC MOTOR PVLV | XX |  |  |  |  | XX | BUTTERFLY | NJBC-CM-OTTER
10554504 | PRATT | OLDORCHARD FILTS1-4 DRAIN BTRFLY /VALVE | NJBC-CM-OLDOR | P203 | INSV | INST | CROCEJ | L |  |  |  | MANUAL | RAW WATER | N | N | LAST | WORM | FLANGED | CAST IRON | Maint Look Functional Location | Ops Look Functional Location | CLOSED |  | 999.00 TN | XX | N | AW | MANUAL PVLV | XX |  |  |  |  | 4 | BUTTERFLY | NJBC-CM-OLDOR
10581234 | UNKNOWN | DRWTP-HSPS PMP 2 DIS CK /VALVE | NJBC-BU-DRWTP-HSPS | P203 | INSV | INST | CROCEJ | M |  |  |  |  | BACKFLOW PREVENTION | N | XX |  |  | XX |  | Maint Look Functional Location | Ops Look Functional Location | XX |  | 999.00 TN | XX |  | AW | HYDRAULIC ONLY PVLV | XX |  |  |  |  | XX | CHECK/FOOT | NJBC-BU-DRWTP-HSPS
10581232 | UNKNOWN | DRWTP-HSPS PMP 1 DIS CK /VALVE | NJBC-BU-DRWTP-HSPS | P203 | INSV | INST | CROCEJ | M |  |  |  |  | BACKFLOW PREVENTION | N | XX |  |  | XX |  | Maint Look Functional Location | Ops Look Functional Location | XX |  | 999.00 TN | XX |  | AW | HYDRAULIC ONLY PVLV | XX |  |  |  |  | XX | CHECK/FOOT | NJBC-BU-DRWTP-HSPS
10581230 | UNKNOWN | DRWTP-HSPS FILT AW BLWR 2 DIS CK /VALVE | NJBC-BU-DRWTP-HSPS | P203 | INSV | INST | CROCEJ | M |  |  |  |  | BACKFLOW PREVENTION | N | XX |  |  | XX |  | Maint Look Functional Location | Ops Look Functional Location | XX |  | 999.00 TN | XX |  | AW | HYDRAULIC ONLY PVLV | XX |  |  |  |  | XX | CHECK/FOOT | NJBC-BU-DRWTP-HSPS
10581229 | UNKNOWN | DRWTP-HSPS FILT AW BLWR 1 DIS CK /VALVE | NJBC-BU-DRWTP-HSPS | P203 | INSV | INST | CROCEJ | M |  |  |  |  | BACKFLOW PREVENTION | N | XX |  |  | XX |  | Maint Look Functional Location | Ops Look Functional Location | XX |  | 999.00 TN | XX |  | AW | HYDRAULIC ONLY PVLV | XX |  |  |  |  | XX | CHECK/FOOT | NJBC-BU-DRWTP-HSPS
10581227 | UNKNOWN | DRWTP-RWPS SCRN FLUSH H20 AIR/VAC /VALVE | NJBC-BU-DRWTP-RWPS | P203 | INSV | INST | CROCEJ | M |  |  |  | HYDRAULIC | AIR RELEASE | Y | XX |  |  | XX |  | Maint Look Functional Location | Ops Look Functional Location | XX |  | 999.00 TN | XX |  | AW | HYDRAULIC ONLY PVLV | XX |  |  |  |  | 4 | AIR/VAC RELIEF | NJBC-BU-DRWTP-RWPS
10581225 | UNKNOWN | DRWTP-HSPS BW 2 TAG 029B AIR/VAC /VALVE | NJBC-BU-DRWTP-HSPS | P203 | INSV | INST | CROCEJ | M |  |  |  | HYDRAULIC | AIR RELEASE | Y | XX |  |  | XX |  | Maint Look Functional Location | Ops Look Functional Location | XX |  | 999.00 TN | XX |  | AW | HYDRAULIC ONLY PVLV | XX |  |  |  |  | 4 | AIR/VAC RELIEF | NJBC-BU-DRWTP-HSPS
10581223 | UNKNOWN | DRWTP-HSPS BW 2 BSE PLTE AIR/VAC /VALVE | NJBC-BU-DRWTP-HSPS | P203 | INSV | INST | CROCEJ | M |  |  |  | HYDRAULIC | AIR RELEASE | Y | XX |  |  | XX |  | Maint Look Functional Location | Ops Look Functional Location | XX |  | 999.00 TN | XX |  | AW | HYDRAULIC ONLY PVLV | XX |  |  |  |  | 1 | AIR/VAC RELIEF | NJBC-BU-DRWTP-HSPS
10581221 | UNKNOWN | DRWTP-HSPS BW 1 TAG 489 AIR/VAC /VALVE | NJBC-BU-DRWTP-HSPS | P203 | INSV | INST | CROCEJ | M |  |  |  | HYDRAULIC | AIR RELEASE | Y | XX |  |  | XX |  | Maint Look Functional Location | Ops Look Functional Location | XX |  | 999.00 TN | XX |  | AW | HYDRAULIC ONLY PVLV | XX |  |  |  |  | 4 | AIR/VAC RELIEF | NJBC-BU-DRWTP-HSPS
10581219 | UNKNOWN | DRWTP-HSPS BW 1 BSE PLTE AIR/VAC /VALVE | NJBC-BU-DRWTP-HSPS | P203 | INSV | INST | CROCEJ | M |  |  |  | HYDRAULIC | AIR RELEASE | Y | XX |  |  | XX |  | Maint Look Functional Location | Ops Look Functional Location | XX |  | 999.00 TN | XX |  | AW | HYDRAULIC ONLY PVLV | XX |  |  |  |  | 1 | AIR/VAC RELIEF | NJBC-BU-DRWTP-HSPS
10581218 | UNKNOWN | DRWTP-HSPS PMP 5 TAG 032B AIR/VAC /VALVE | NJBC-BU-DRWTP-HSPS | P203 | INSV | INST | CROCEJ | M |  |  |  | HYDRAULIC | AIR RELEASE | Y | XX |  |  | XX |  | Maint Look Functional Location | Ops Look Functional Location | XX |  | 999.00 TN | XX |  | AW | HYDRAULIC ONLY PVLV | XX |  |  |  |  | 4 | AIR/VAC RELIEF | NJBC-BU-DRWTP-HSPS
10581216 | UNKNOWN | DRWTP-HSPS PMP 5 BSE PLTE AIR/VAC /VALVE | NJBC-BU-DRWTP-HSPS | P203 | INSV | INST | CROCEJ | M |  |  |  | HYDRAULIC | AIR RELEASE | Y | XX |  |  | XX |  | Maint Look Functional Location | Ops Look Functional Location | XX | 0 PSI | 999.00 TN | XX |  | AW | HYDRAULIC ONLY PVLV | XX |  |  |  |  | 1 | AIR/VAC RELIEF | NJBC-BU-DRWTP-HSPS
10581214 | UNKNOWN | DRWTP-HSPS PMP 4 TAG 028B AIR/VAC /VALVE | NJBC-BU-DRWTP-HSPS | P203 | INSV | INST | CROCEJ | M |  |  |  | HYDRAULIC | AIR RELEASE | Y | XX |  |  | XX |  | Maint Look Functional Location | Ops Look Functional Location | XX |  | 999.00 TN | XX |  | AW | HYDRAULIC ONLY PVLV | XX |  |  |  |  | 4 | AIR/VAC RELIEF | NJBC-BU-DRWTP-HSPS
10581212 | UNKNOWN | DRWTP-HSPS PMP 4 BSE PLTE AIR/VAC /VALVE | NJBC-BU-DRWTP-HSPS | P203 | INSV | INST | CROCEJ | M |  |  |  | HYDRAULIC | AIR RELEASE | Y | XX |  |  | XX |  | Maint Look Functional Location | Ops Look Functional Location | XX |  | 999.00 TN | XX |  | AW | HYDRAULIC ONLY PVLV | XX |  |  |  |  | 1 | AIR/VAC RELIEF | NJBC-BU-DRWTP-HSPS
10581210 | UNKNOWN | DRWTP-HSPS PMP 3 TAG 033B AIR/VAC /VALVE | NJBC-BU-DRWTP-HSPS | P203 | INSV | INST | CROCEJ | M |  |  |  | HYDRAULIC | AIR RELEASE | Y | XX |  |  | XX |  | Maint Look Functional Location | Ops Look Functional Location | XX |  | 999.00 TN | XX |  | AW | HYDRAULIC ONLY PVLV | XX |  |  |  |  | 4 | AIR/VAC RELIEF | NJBC-BU-DRWTP-HSPS
10581208 | UNKNOWN | DRWTP-HSPS PMP 3 BSE PLTE AIR/VAC /VALVE | NJBC-BU-DRWTP-HSPS | P203 | INSV | INST | CROCEJ | M |  |  |  | HYDRAULIC | AIR RELEASE | Y | XX |  |  | XX |  | Maint Look Functional Location | Ops Look Functional Location | XX |  | 999.00 TN | XX |  | AW | HYDRAULIC ONLY PVLV | XX |  |  |  |  | 1 | AIR/VAC RELIEF | NJBC-BU-DRWTP-HSPS
10581205 | UNKNOWN | DRWTP-HSPS PMP 2 TAG 030B AIR/VAC /VALVE | NJBC-BU-DRWTP-HSPS | P203 | INSV | INST | CROCEJ | M |  |  |  | HYDRAULIC | AIR RELEASE | Y | XX |  |  | XX |  | Maint Look Functional Location | Ops Look Functional Location | XX | 0 PSI | 999.00 TN | XX |  | AW | HYDRAULIC ONLY PVLV | XX |  |  |  |  | 4 | AIR/VAC RELIEF | NJBC-BU-DRWTP-HSPS
10581203 | UNKNOWN | DRWTP-HSPS PMP 2 BSE PLTE AIR/VAC /VALVE | NJBC-BU-DRWTP-HSPS | P203 | INSV | INST | CROCEJ | M |  |  |  | HYDRAULIC | AIR RELEASE | Y | XX |  |  | XX |  | Maint Look Functional Location | Ops Look Functional Location | XX |  | 999.00 TN | XX |  | AW | HYDRAULIC ONLY PVLV | XX |  |  |  |  | 1 | AIR/VAC RELIEF | NJBC-BU-DRWTP-HSPS
10581201 | UNKNOWN | DRWTP-HSPS PMP 1 TAG 031B AIR/VAC /VALVE | NJBC-BU-DRWTP-HSPS | P203 | INSV | INST | CROCEJ | M |  |  |  | HYDRAULIC | AIR RELEASE | Y | XX |  |  | XX |  | Maint Look Functional Location | Ops Look Functional Location | XX | 0 PSI | 999.00 TN | XX |  | AW | HYDRAULIC ONLY PVLV | XX |  |  |  |  | 4 | AIR/VAC RELIEF | NJBC-BU-DRWTP-HSPS
10581200 | UNKNOWN | DRWTP-HSPS PMP 1 BSE PLTE AIR/VAC /VALVE | NJBC-BU-DRWTP-HSPS | P203 | INSV | INST | CROCEJ | M |  |  |  | HYDRAULIC | AIR RELEASE | Y | XX |  |  | XX |  | Maint Look Functional Location | Ops Look Functional Location | XX |  | 999.00 TN | XX |  | AW | HYDRAULIC ONLY PVLV | XX |  |  |  |  | 1 | AIR/VAC RELIEF | NJBC-BU-DRWTP-HSPS
10578098 | UNKNOWN | DRWTP-LLPS PMP 3 TAG 028 AIR/VAC /VALVE | NJBC-BU-DRWTP-LLPS | P203 | INSV | INST | CROCEJ | M |  |  |  | HYDRAULIC | AIR RELEASE | Y | XX |  |  | XX |  | Maint Look Functional Location | Ops Look Functional Location | XX |  | 999.00 TN | XX |  | AW | HYDRAULIC ONLY PVLV | XX |  |  |  |  | 4 | AIR/VAC RELIEF | NJBC-BU-DRWTP-LLPS
10578096 | UNKNOWN | DRWTP-LLPS PMP 3 BSE PLTE AIR/VAC /VALVE | NJBC-BU-DRWTP-LLPS | P203 | INSV | INST | CROCEJ | M |  |  |  | HYDRAULIC | AIR RELEASE | Y | XX |  |  | XX |  | Maint Look Functional Location | Ops Look Functional Location | XX |  | 999.00 TN | XX |  | AW | HYDRAULIC ONLY PVLV | XX |  |  |  |  | 1 | AIR/VAC RELIEF | NJBC-BU-DRWTP-LLPS
10578094 | UNKNOWN | DRWTP-LLPS PMP 2 TAG 029 AIR/VAC /VALVE | NJBC-BU-DRWTP-LLPS | P203 | INSV | INST | CROCEJ | M |  |  |  | HYDRAULIC | AIR RELEASE | Y | XX |  |  | XX |  | Maint Look Functional Location | Ops Look Functional Location | XX |  | 999.00 TN | XX |  | AW | HYDRAULIC ONLY PVLV | XX |  |  |  |  | 4 | AIR/VAC RELIEF | NJBC-BU-DRWTP-LLPS
10578092 | UNKNOWN | DRWTP-LLPS PMP 2 BSE PLTE AIR/VAC /VALVE | NJBC-BU-DRWTP-LLPS | P203 | INSV | INST | CROCEJ | M |  |  |  | HYDRAULIC | AIR RELEASE | Y | XX |  |  | XX |  | Maint Look Functional Location | Ops Look Functional Location | XX |  | 999.00 TN | XX |  | AW | HYDRAULIC ONLY PVLV | XX |  |  |  |  | 1 | AIR/VAC RELIEF | NJBC-BU-DRWTP-LLPS
10578091 | UNKNOWN | DRWTP-LLPS PMP 1 TAG 027 AIR/VAC /VALVE | NJBC-BU-DRWTP-LLPS | P203 | INSV | INST | CROCEJ | M |  |  |  | HYDRAULIC | AIR RELEASE | Y | XX |  |  | XX |  | Maint Look Functional Location | Ops Look Functional Location | XX |  | 999.00 TN | XX |  | AW | HYDRAULIC ONLY PVLV | XX |  |  |  |  | 4 | AIR/VAC RELIEF | NJBC-BU-DRWTP-LLPS
10581236 | UNKNOWN | DRWTP-HSPS PMP 3 DIS CK /VALVE | NJBC-BU-DRWTP-HSPS | P203 | INSV | INST | CROCEJ | M |  |  |  |  | BACKFLOW PREVENTION | N | XX |  |  | XX |  | Maint Look Functional Location | Ops Look Functional Location | XX |  | 999.00 TN | XX |  | AW | HYDRAULIC ONLY PVLV | XX |  |  |  |  | XX | CHECK/FOOT | NJBC-BU-DRWTP-HSPS
10581260 | UNKNOWN | DRWTP-HSPS CLRWL 1 POST TRT BF007 /VALVE | NJBC-BU-DRWTP-HSPS | P203 | INSV | INST | CROCEJ | M |  |  |  | MANUAL | IN PLANT | N | XX |  |  | XX |  | Maint Look Functional Location | Ops Look Functional Location | XX |  | 999.00 TN | XX |  | AW | MANUAL PVLV | XX |  |  |  |  | 54 | BUTTERFLY | NJBC-BU-DRWTP-HSPS
10581259 | UNKNOWN | DRWTP-HSPS CLRWL 2 POST TRT BF006 /VALVE | NJBC-BU-DRWTP-HSPS | P203 | INSV | INST | CROCEJ | M |  |  |  | MANUAL | IN PLANT | N | XX |  |  | XX |  | Maint Look Functional Location | Ops Look Functional Location | XX |  | 999.00 TN | XX |  | AW | MANUAL PVLV | XX |  |  |  |  | 54 | BUTTERFLY | NJBC-BU-DRWTP-HSPS
10581258 | UNKNOWN | DRWTP-HSPS WET WELL 2 BF005 /VALVE | NJBC-BU-DRWTP-HSPS | P203 | INSV | INST | CROCEJ | M |  |  |  | MANUAL | IN PLANT | N | XX |  |  | XX |  | Maint Look Functional Location | Ops Look Functional Location | XX |  | 999.00 TN | XX |  | AW | MANUAL PVLV | XX |  |  |  |  | 48 | BUTTERFLY | NJBC-BU-DRWTP-HSPS
10581257 | UNKNOWN | DRWTP-HSPS WET WELL 2 BF004 /VALVE | NJBC-BU-DRWTP-HSPS | P203 | INSV | INST | CROCEJ | M |  |  |  | MANUAL | IN PLANT | N | XX |  |  | XX |  | Maint Look Functional Location | Ops Look Functional Location | XX |  | 999.00 TN | XX |  | AW | MANUAL PVLV | XX |  |  |  |  | 48 | BUTTERFLY | NJBC-BU-DRWTP-HSPS
10581256 | UNKNOWN | DRWTP-HSPS WET WELL 1&2 IC BF003 /VALVE | NJBC-BU-DRWTP-HSPS | P203 | INSV | INST | CROCEJ | M |  |  |  | MANUAL | IN PLANT | N | XX |  |  | XX |  | Maint Look Functional Location | Ops Look Functional Location | XX |  | 999.00 TN | XX |  | AW | MANUAL PVLV | XX |  |  |  |  | 48 | BUTTERFLY | NJBC-BU-DRWTP-HSPS
10581255 | UNKNOWN | DRWTP-HSPS WET WELL 1 BF002 /VALVE | NJBC-BU-DRWTP-HSPS | P203 | INSV | INST | CROCEJ | M |  |  |  | MANUAL | IN PLANT | N | XX |  |  | XX |  | Maint Look Functional Location | Ops Look Functional Location | XX |  | 999.00 TN | XX |  | AW | MANUAL PVLV | XX |  |  |  |  | 48 | BUTTERFLY | NJBC-BU-DRWTP-HSPS
10581254 | UNKNOWN | DRWTP-HSPS CLRWL 2 TO WW 2 BF012 /VALVE | NJBC-BU-DRWTP-HSPS | P203 | INSV | INST | CROCEJ | M |  |  |  | MANUAL | IN PLANT | N | XX |  |  | XX |  | Maint Look Functional Location | Ops Look Functional Location | XX |  | 999.00 TN | XX |  | AW | MANUAL PVLV | XX |  |  |  |  | 48 | BUTTERFLY | NJBC-BU-DRWTP-HSPS
10581253 | UNKNOWN | DRWTP-HSPS CLRWL 2 TO WW 2 BF011 /VALVE | NJBC-BU-DRWTP-HSPS | P203 | INSV | INST | CROCEJ | M |  |  |  | MANUAL | IN PLANT | N | XX |  |  | XX |  | Maint Look Functional Location | Ops Look Functional Location | XX |  | 999.00 TN | XX |  | AW | MANUAL PVLV | XX |  |  |  |  | 48 | BUTTERFLY | NJBC-BU-DRWTP-HSPS
10581252 | UNKNOWN | DRWTP-HSPS WET WELL 1&2 BF010 /VALVE | NJBC-BU-DRWTP-HSPS | P203 | INSV | INST | CROCEJ | M |  |  |  | MANUAL | IN PLANT | N | XX |  |  | XX |  | Maint Look Functional Location | Ops Look Functional Location | XX |  | 999.00 TN | XX |  | AW | MANUAL PVLV | XX |  |  |  |  | 48 | BUTTERFLY | NJBC-BU-DRWTP-HSPS
10581251 | UNKNOWN | DRWTP-HSPS WET WELL 1 BF001 /VALVE | NJBC-BU-DRWTP-HSPS | P203 | INSV | INST | CROCEJ | M |  |  |  | MANUAL | IN PLANT | N | XX |  |  | XX |  | Maint Look Functional Location | Ops Look Functional Location | XX |  | 999.00 TN | XX |  | AW | MANUAL PVLV | XX |  |  |  |  | 48 | BUTTERFLY | NJBC-BU-DRWTP-HSPS
10581250 | UNKNOWN | DRWTP-RSHS BW CLAR 2 INF MAN /VALVE | NJBC-BU-DRWTP-RSHS | P203 | INSV | INST | CROCEJ | M |  |  |  | MANUAL | ISOLATION | N | XX |  |  | XX |  | Maint Look Functional Location | Ops Look Functional Location | XX |  | 999.00 TN | XX |  | AW | MANUAL PVLV | XX |  |  |  |  | 36 | BUTTERFLY | NJBC-BU-DRWTP-RSHS
10581249 | UNKNOWN | DRWTP-RSHS BW CLAR 2 INF MOTOR /VALVE | NJBC-BU-DRWTP-RSHS | P203 | INSV | INST | CROCEJ | M |  |  |  | ELECTRIC | ISOLATION | Y | XX |  |  | XX |  | Maint Look Functional Location | Ops Look Functional Location | XX |  | 999.00 TN | XX |  | AW | ELECTRIC MOTOR PVLV | XX |  |  |  |  | 36 | BUTTERFLY | NJBC-BU-DRWTP-RSHS
10581248 | UNKNOWN | DRWTP-RSHS BW CLAR 1 INF MAN /VALVE | NJBC-BU-DRWTP-RSHS | P203 | INSV | INST | CROCEJ | M |  |  |  | MANUAL | ISOLATION | N | XX |  |  | XX |  | Maint Look Functional Location | Ops Look Functional Location | XX |  | 999.00 TN | XX |  | AW | MANUAL PVLV | XX |  |  |  |  | 36 | BUTTERFLY | NJBC-BU-DRWTP-RSHS
10581247 | UNKNOWN | DRWTP-RSHS BW CLAR 1 INF MOTOR /VALVE | NJBC-BU-DRWTP-RSHS | P203 | INSV | INST | CROCEJ | M |  |  |  | ELECTRIC | ISOLATION | Y | XX |  |  | XX |  | Maint Look Functional Location | Ops Look Functional Location | XX |  | 999.00 TN | XX |  | AW | ELECTRIC MOTOR PVLV | XX |  |  |  |  | 36 | BUTTERFLY | NJBC-BU-DRWTP-RSHS
10581246 | HAYWARD | DRWTP-TRMT CHLRNTR RM CL2 BALL /VALVE | NJBC-BU-DRWTP-TRMT | P203 | INSV | INST | CROCEJ | H |  | LB122 |  | MANUAL | ISOLATION | N | XX |  |  | XX |  | Maint Look Functional Location | Ops Look Functional Location | XX |  | 999.00 TN | XX |  | AW | MANUAL PVLV | XX |  |  |  |  | XX | BALL | NJBC-BU-DRWTP-TRMT
10581245 | HAYWARD | DRWTP-TRMT CV-1TONCYL RM CL2 BALL /VALVE | NJBC-BU-DRWTP-TRMT | P203 | INSV | INST | CROCEJ | H |  | LB117 |  | MANUAL | ISOLATION | N | XX |  |  | XX |  | Maint Look Functional Location | Ops Look Functional Location | XX |  | 999.00 TN | XX |  | AW | MANUAL PVLV | XX |  |  |  |  | XX | BALL | NJBC-BU-DRWTP-TRMT
10581244 | UNKNOWN | DRWTP-RWPS PMP 3 DIS CK /VALVE | NJBC-BU-DRWTP-RWPS | P203 | INSV | INST | CROCEJ | M |  |  |  |  | BACKFLOW PREVENTION | N | XX |  |  | XX |  | Maint Look Functional Location | Ops Look Functional Location | XX |  | 999.00 TN | XX |  | AW | HYDRAULIC ONLY PVLV | XX |  |  |  |  | XX | CHECK/FOOT | NJBC-BU-DRWTP-RWPS
10581243 | UNKNOWN | DRWTP-LLPS PMP 4 DIS CK /VALVE | NJBC-BU-DRWTP-LLPS | P203 | INSV | INST | CROCEJ | M |  |  |  |  | BACKFLOW PREVENTION | N | XX |  |  | XX |  | Maint Look Functional Location | Ops Look Functional Location | XX |  | 999.00 TN | XX |  | AW | HYDRAULIC ONLY PVLV | XX |  |  |  |  | XX | CHECK/FOOT | NJBC-BU-DRWTP-LLPS
10581242 | UNKNOWN | DRWTP-HSPS PMP 6 DIS CK /VALVE | NJBC-BU-DRWTP-HSPS | P203 | INSV | INST | CROCEJ | M |  |  |  |  | BACKFLOW PREVENTION | N | XX |  |  | XX |  | Maint Look Functional Location | Ops Look Functional Location | XX |  | 999.00 TN | XX |  | AW | HYDRAULIC ONLY PVLV | XX |  |  |  |  | XX | CHECK/FOOT | NJBC-BU-DRWTP-HSPS
10581241 | UNKNOWN | DRWTP-TRMT-CHLR SCRBR EDCTR CK /VALVE | NJBC-BU-DRWTP-TRMT-CHLR | P203 | INSV | INST | CROCEJ | H |  |  |  |  | BACKFLOW PREVENTION | N | XX |  |  | XX |  | Maint Look Functional Location | Ops Look Functional Location | XX |  | 999.00 TN | XX |  | AW | HYDRAULIC ONLY PVLV | XX |  |  |  |  | XX | CHECK/FOOT | NJBC-BU-DRWTP-TRMT-CHLR
10581240 | UNKNOWN | DRWTP-TRMT-CHLR SCRBR PMP 2 CK /VALVE | NJBC-BU-DRWTP-TRMT-CHLR | P203 | INSV | INST | CROCEJ | H |  |  |  |  | BACKFLOW PREVENTION | N | XX |  |  | XX |  | Maint Look Functional Location | Ops Look Functional Location | XX |  | 999.00 TN | XX |  | AW | HYDRAULIC ONLY PVLV | XX |  |  |  |  | XX | CHECK/FOOT | NJBC-BU-DRWTP-TRMT-CHLR
10581239 | UNKNOWN | DRWTP-TRMT-CHLR SCRBR PMP 1 CK /VALVE | NJBC-BU-DRWTP-TRMT-CHLR | P203 | INSV | INST | CROCEJ | H |  |  |  |  | BACKFLOW PREVENTION | N | XX |  |  | XX |  | Maint Look Functional Location | Ops Look Functional Location | XX |  | 999.00 TN | XX |  | AW | HYDRAULIC ONLY PVLV | XX |  |  |  |  | XX | CHECK/FOOT | NJBC-BU-DRWTP-TRMT-CHLR
10581238 | UNKNOWN | DRWTP-HSPS PMP 5 DIS CK /VALVE | NJBC-BU-DRWTP-HSPS | P203 | INSV | INST | CROCEJ | M |  |  |  |  | BACKFLOW PREVENTION | N | XX |  |  | XX |  | Maint Look Functional Location | Ops Look Functional Location | XX |  | 999.00 TN | XX |  | AW | HYDRAULIC ONLY PVLV | XX |  |  |  |  | XX | CHECK/FOOT | NJBC-BU-DRWTP-HSPS
10581237 | UNKNOWN | DRWTP-HSPS PMP 4 DIS CK /VALVE | NJBC-BU-DRWTP-HSPS | P203 | INSV | INST | CROCEJ | M |  |  |  |  | BACKFLOW PREVENTION | N | XX |  |  | XX |  | Maint Look Functional Location | Ops Look Functional Location | XX |  | 999.00 TN | XX |  | AW | HYDRAULIC ONLY PVLV | XX |  |  |  |  | XX | CHECK/FOOT | NJBC-BU-DRWTP-HSPS
10555569 | PRATT | MANTUAIC STA SUCTBTRFLY /VALVE | NJBC-GL-MANTU | P203 | INSV | INST | CROCEJ | L |  | 2FII |  | MANUAL | ISOLATION | N | XX |  |  | XX |  | Maint Look Functional Location | Ops Look Functional Location | XX |  | 999.00 TN | XX |  | AW | MANUAL PVLV | XX |  |  |  |  | 8 | BUTTERFLY | NJBC-GL-MANTU
10555563 | PRATT | MANTUAIC Flow Control /Valve | NJBC-GL-MANTU | P203 | INSV | INST | CROCEJ | L |  | 2FII |  |  |  | Y | XX |  |  | XX |  | Maint Look Functional Location | Ops Look Functional Location | XX |  | 999.00 TN | XX |  | AW | ELECTRIC MOTOR PVLV | XX |  |  |  |  | XX | BUTTERFLY | NJBC-GL-MANTU
10555556 | APCO | MANTUAIC Discharge Check /Valve | NJBC-GL-MANTU | P203 | INSV | INST | CROCEJ | L | [5 empty] | Y | XX |  |  | XX |  | Maint Look Functional Location | Ops Look Functional Location | XX |  | 999.00 TN | XX |  | AW | HYDRAULIC ONLY PVLV | XX |  |  |  |  | XX | CHECK/FOOT | NJBC-GL-MANTU
10555550 | APCO | MANTUAIC Air Release /Valve | NJBC-GL-MANTU | P203 | INSV | INST | CROCEJ | M |  | 200A |  |  |  | Y | XX |  |  | XX |  | Maint Look Functional Location | Ops Look Functional Location | XX |  | 999.00 TN | XX |  | AW | HYDRAULIC ONLY PVLV | XX |  |  |  |  | XX | AIR RELIEF | NJBC-GL-MANTU
10555543 | CLA-VAL | PINEHILLCRIC Pressure Relief /Valve | NJBC-CM-PINEH | P203 | INSV | INST | CROCEJ | M |  | 50A-01YCDKCX105LCW |  |  |  | Y | XX |  |  | XX |  | Maint Look Functional Location | Ops Look Functional Location | XX |  | 999.00 TN | XX |  | AW | HYDRAULIC ONLY PVLV | XX |  |  |  |  | XX | PRES RELIEF | NJBC-CM-PINEH
10555534 | PRATT | PINEHILLCRIC Suction/Discharge /Valve | NJBC-CM-PINEH | P203 | INSV | INST | CROCEJ | L |  | 2FII |  | MANUAL | ISOLATION | N | XX |  |  | XX |  | Maint Look Functional Location | Ops Look Functional Location | XX |  | 999.00 TN | XX |  | AW | MANUAL PVLV | XX |  |  |  |  | 4 | BUTTERFLY | NJBC-CM-PINEH
10555528 | PRATT | PINEHILLCRIC Take PneuTnk Butrfly /Valve | NJBC-CM-PINEH | P203 | INSV | INST | CROCEJ | L |  | 2FII |  | MANUAL | ISOLATION | N | XX |  |  | XX |  | Maint Look Functional Location | Ops Look Functional Location | XX |  | 999.00 TN | XX |  | AW | MANUAL PVLV | XX |  |  |  |  | 4 | BUTTERFLY | NJBC-CM-PINEH
10555525 | PRATT | PINEHILLCRIC Pres Relif Vlv Buly /Valve | NJBC-CM-PINEH | P203 | INSV | INST | CROCEJ | M |  | 2FII |  | MANUAL | ISOLATION | N | XX |  |  | XX |  | Maint Look Functional Location | Ops Look Functional Location | XX |  | 999.00 TN | XX |  | AW | MANUAL PVLV | XX |  |  |  |  | 4 | BUTTERFLY | NJBC-CM-PINEH
10555516 | PRATT | PINEHLLCRIC PRSREL SUCTSIDEBTRFLY /VALVE | NJBC-CM-PINEH | P203 | INSV | INST | CROCEJ | L |  | 2FII |  | MANUAL | ISOLATION | N | XX |  |  | XX |  | Maint Look Functional Location | Ops Look Functional Location | XX |  | 999.00 TN | XX |  | AW | MANUAL PVLV | XX |  |  |  |  | 4 | BUTTERFLY | NJBC-CM-PINEH
10555508 | PRATT | PINEHLLCRIC BSTPMP2 DISCHRGBTRFLY /VALVE | NJBC-CM-PINEH | P203 | INSV | INST | CROCEJ | L |  | 2FII |  | MANUAL | ISOLATION | N | XX |  |  | XX |  | Maint Look Functional Location | Ops Look Functional Location | XX |  | 999.00 TN | XX |  | AW | MANUAL PVLV | XX |  |  |  |  | 6 | BUTTERFLY | NJBC-CM-PINEH
10555500 | PRATT | PINEHILLCRIC BSTPMP2 SUCTBTRFLY /VALVE | NJBC-CM-PINEH | P203 | INSV | INST | CROCEJ | L |  | 2FII |  | MANUAL | ISOLATION | N | XX |  |  | XX |  | Maint Look Functional Location | Ops Look Functional Location | XX |  | 999.00 TN | XX |  | AW | MANUAL PVLV | XX |  |  |  |  | 8 | BUTTERFLY | NJBC-CM-PINEH
10554596 | PRATT | PINEHLLCRIC BSTPMP1 DISCHRGBTRFLY /VALVE | NJBC-CM-PINEH | P203 | INSV | INST | CROCEJ | L |  | 2FII |  | MANUAL | ISOLATION | N | XX |  |  | XX |  | Maint Look Functional Location | Ops Look Functional Location | XX |  | 999.00 TN | XX |  | AW | MANUAL PVLV | XX |  |  |  |  | 8 | BUTTERFLY | NJBC-CM-PINEH
10554589 | PRATT | PINEHILLCRIC BSTPMP1 SUCTBTRFLY /VALVE | NJBC-CM-PINEH | P203 | INSV | INST | CROCEJ | L |  | 2FII |  | MANUAL | ISOLATION | N | XX |  |  | XX |  | Maint Look Functional Location | Ops Look Functional Location | XX |  | 999.00 TN | XX |  | AW | MANUAL PVLV | XX |  |  |  |  | 8 | BUTTERFLY | NJBC-CM-PINEH
10554582 | MH | PINEHLLCRIC STA SUCT AFT MET GT /VALVE | NJBC-CM-PINEH | P203 | INSV | INST | CROCEJ | L |  | 4067-02 |  | MANUAL | ISOLATION | N | XX |  |  | XX |  | Maint Look Functional Location | Ops Look Functional Location | XX |  | 999.00 TN | XX |  | AW | MANUAL PVLV | XX |  |  |  |  | 4 | GATE | NJBC-CM-PINEH
10554576 | MH | PINEHLLCRIC STA SUCT B4 MET GT /VALVE | NJBC-CM-PINEH | P203 | INSV | INST | CROCEJ | L |  | 4067-02 |  | MANUAL | ISOLATION | N | XX |  |  | XX |  | Maint Look Functional Location | Ops Look Functional Location | XX |  | 999.00 TN | XX |  | AW | MANUAL PVLV | XX |  |  |  |  | 4 | GATE | NJBC-CM-PINEH
10554567 | PRATT | PINEHILLCRIC Flow Control /Valve | NJBC-CM-PINEH | P203 | INSV | INST | CROCEJ | L |  | 2FII |  |  |  | Y | XX |  |  | XX |  | Maint Look Functional Location | Ops Look Functional Location | XX |  | 999.00 TN | XX |  | AW | ELECTRIC MOTOR PVLV | XX |  |  |  |  | XX | BUTTERFLY | NJBC-CM-PINEH
10554557 | PRATT | MURRAY Waste Line /Valve | NJBC-CM-MURRA | P203 | INSV | INST | CROCEJ | L | [5 empty] | Y | XX |  |  | XX |  | Maint Look Functional Location | Ops Look Functional Location | XX |  | 999.00 TN | XX |  | AW | ELECTRIC MOTOR PVLV | XX |  |  |  |  | XX | BUTTERFLY | NJBC-CM-MURRA
10554550 | PRATT | MURRAY Recovery Line /Valve | NJBC-CM-MURRA | P203 | INSV | INST | CROCEJ | L | [5 empty] | Y | XX |  |  | XX |  | Maint Look Functional Location | Ops Look Functional Location | XX |  | 999.00 TN | XX |  | AW | ELECTRIC MOTOR PVLV | XX |  |  |  |  | XX | BUTTERFLY | NJBC-CM-MURRA
10554545 | PRATT | MURRAY Distribution /Valve | NJBC-CM-MURRA | P203 | INSV | INST | CROCEJ | L | [5 empty] | Y | XX |  |  | XX |  | Maint Look Functional Location | Ops Look Functional Location | XX |  | 999.00 TN | XX |  | AW | MANUAL PVLV | XX |  |  |  |  | XX | BUTTERFLY | NJBC-CM-MURRA
10554536 | PRATT | MURRAY Recharge Line /Valve | NJBC-CM-MURRA | P203 | INSV | INST | CROCEJ | L | [5 empty] | Y | XX |  |  | XX |  | Maint Look Functional Location | Ops Look Functional Location | XX |  | 999.00 TN | XX |  | AW | ELECTRIC MOTOR PVLV | XX |  |  |  |  | XX | BUTTERFLY | NJBC-CM-MURRA
10554530 | PRATT | MURRAY Pressure Relief Line /Valve | NJBC-CM-MURRA | P203 | INSV | INST | CROCEJ | L | [5 empty] | Y | XX |  |  | XX |  | Maint Look Functional Location | Ops Look Functional Location | XX |  | 999.00 TN | XX |  | AW | HYDRAULIC ONLY PVLV | XX |  |  |  |  | XX | PRES RELIEF | NJBC-CM-MURRA
10554526 | PRATT | MURRAY Effluent Air Relief /Valve | NJBC-CM-MURRA | P203 | INSV | INST | CROCEJ | M | [5 empty] | Y | XX |  |  | XX |  | Maint Look Functional Location | Ops Look Functional Location | XX |  | 999.00 TN | XX |  | AW | HYDRAULIC ONLY PVLV | XX |  |  |  |  | XX | AIR RELIEF | NJBC-CM-MURRA
10554519 | PRATT | MURRAY DOWNSTRM PH MET AIR REL /VALVE | NJBC-CM-MURRA | P203 | INSV | INST | CROCEJ | M | [5 empty] | Y | XX |  |  | XX |  | Maint Look Functional Location | Ops Look Functional Location | XX |  | 999.00 TN | XX |  | AW | HYDRAULIC ONLY PVLV | XX |  |  |  |  | XX | AIR RELIEF | NJBC-CM-MURRA
10554509 | PRATT | MURRAY UPSTRM PH MET AIR REL /VALVE | NJBC-CM-MURRA | P203 | INSV | INST | CROCEJ | L | [5 empty] | Y | XX |  |  | XX |  | Maint Look Functional Location | Ops Look Functional Location | XX |  | 999.00 TN | XX |  | AW | HYDRAULIC ONLY PVLV | XX |  |  |  |  | XX | AIR RELIEF | NJBC-CM-MURRA
10555576 | PRATT | MANTUAIC STA DISCHRGBTRFLY /VALVE | NJBC-GL-MANTU | P203 | INSV | INST | CROCEJ | L |  | 2FII |  | MANUAL | ISOLATION | N | XX |  |  | XX |  | Maint Look Functional Location | Ops Look Functional Location | XX |  | 999.00 TN | XX |  | AW | MANUAL PVLV | XX |  |  |  |  | 8 | BUTTERFLY | NJBC-GL-MANTU
10578089 | UNKNOWN | DRWTP-LLPS PMP 1 BSE PLTE AIR/VAC /VALVE | NJBC-BU-DRWTP-LLPS | P203 | INSV | INST | CROCEJ | M |  |  |  | HYDRAULIC | AIR RELEASE | Y | XX |  |  | XX |  | Maint Look Functional Location | Ops Look Functional Location | XX |  | 999.00 TN | XX |  | AW | HYDRAULIC ONLY PVLV | XX |  |  |  |  | 1 | AIR/VAC RELIEF | NJBC-BU-DRWTP-LLPS
10578087 | UNKNOWN | DRWTP-RWPS PMP 4 TAG 442 AIR/VAC /VALVE | NJBC-BU-DRWTP-RWPS | P203 | INSV | INST | CROCEJ | M |  |  |  | HYDRAULIC | AIR RELEASE | Y | XX |  |  | XX |  | Maint Look Functional Location | Ops Look Functional Location | XX |  | 999.00 TN | XX |  | AW | HYDRAULIC ONLY PVLV | XX |  |  |  |  | 4 | AIR/VAC RELIEF | NJBC-BU-DRWTP-RWPS
10578085 | UNKNOWN | DRWTP-RWPS PMP 4 BSE PLTE AIR/VAC /VALVE | NJBC-BU-DRWTP-RWPS | P203 | INSV | INST | CROCEJ | M |  |  |  | HYDRAULIC | AIR RELEASE | Y | XX |  |  | XX |  | Maint Look Functional Location | Ops Look Functional Location | XX |  | 999.00 TN | XX |  | AW | HYDRAULIC ONLY PVLV | XX |  |  |  |  | 1 | AIR/VAC RELIEF | NJBC-BU-DRWTP-RWPS
10578084 | UNKNOWN | DRWTP-RWPS PMP 2 TAG 443 AIR/VAC /VALVE | NJBC-BU-DRWTP-RWPS | P203 | INSV | INST | CROCEJ | M |  |  |  | HYDRAULIC | AIR RELEASE | Y | XX |  |  | XX |  | Maint Look Functional Location | Ops Look Functional Location | XX |  | 999.00 TN | XX |  | AW | HYDRAULIC ONLY PVLV | XX |  |  |  |  | 4 | AIR/VAC RELIEF | NJBC-BU-DRWTP-RWPS
10578082 | UNKNOWN | DRWTP-RWPS PMP 2 BSE PLTE AIR/VAC /VALVE | NJBC-BU-DRWTP-RWPS | P203 | INSV | INST | CROCEJ | M |  |  |  | HYDRAULIC | AIR RELEASE | Y | XX |  |  | XX |  | Maint Look Functional Location | Ops Look Functional Location | XX |  | 999.00 TN | XX |  | AW | HYDRAULIC ONLY PVLV | XX |  |  |  |  | 1 | AIR/VAC RELIEF | NJBC-BU-DRWTP-RWPS
10578080 | UNKNOWN | DRWTP-RWPS PMP 1 TAG 444 AIR/VAC /VALVE | NJBC-BU-DRWTP-RWPS | P203 | INSV | INST | CROCEJ | M |  |  |  | HYDRAULIC | AIR RELEASE | Y | XX |  |  | XX |  | Maint Look Functional Location | Ops Look Functional Location | XX |  | 999.00 TN | XX |  | AW | HYDRAULIC ONLY PVLV | XX |  |  |  |  | 4 | AIR/VAC RELIEF | NJBC-BU-DRWTP-RWPS
10578078 | UNKNOWN | DRWTP-RWPS PMP 1 BSE PLTE AIR/VAC /VALVE | NJBC-BU-DRWTP-RWPS | P203 | INSV | INST | CROCEJ | M |  |  |  | HYDRAULIC | AIR RELEASE | Y | XX |  |  | XX |  | Maint Look Functional Location | Ops Look Functional Location | XX |  | 999.00 TN | XX |  | AW | HYDRAULIC ONLY PVLV | XX |  |  |  |  | 1 | AIR/VAC RELIEF | NJBC-BU-DRWTP-RWPS
10556492 | CLA-VAL | HADDONCRIC Pressure Relief /Valve | NJBC-CM-HACIC | P203 | INSV | INST | CROCEJ | M |  | 50-01-650-01 |  |  |  | Y | XX |  |  | XX |  | Maint Look Functional Location | Ops Look Functional Location | XX |  | 999.00 TN | XX |  | AW | HYDRAULIC ONLY PVLV | XX |  |  |  |  | XX | PRES RELIEF | NJBC-CM-HACIC
10556483 | PRATT | HADDONCRIC Pressure Relief Val /Valve | NJBC-CM-HACIC | P203 | INSV | INST | CROCEJ | M |  | 2FII |  | MANUAL | ISOLATION | N | XX |  |  | XX |  | Maint Look Functional Location | Ops Look Functional Location | XX |  | 999.00 TN | XX |  | AW | MANUAL PVLV | XX |  |  |  |  | 6 | BUTTERFLY | NJBC-CM-HACIC
10556477 | PRATT | HADDONCRIC PRSREL SUCT SIDEBTRFLY /VALVE | NJBC-CM-HACIC | P203 | INSV | INST | CROCEJ | L |  | 2FII |  | MANUAL | ISOLATION | N | XX |  |  | XX |  | Maint Look Functional Location | Ops Look Functional Location | XX |  | 999.00 TN | XX |  | AW | MANUAL PVLV | XX |  |  |  |  | 6 | BUTTERFLY | NJBC-CM-HACIC
10556472 | PRATT | HADDONCRIC Bstr Pmp2 DisButrMan /Valve | NJBC-CM-HACIC | P203 | INSV | INST | CROCEJ | L |  | 2FII |  | MANUAL | ISOLATION | N | XX |  |  | XX |  | Maint Look Functional Location | Ops Look Functional Location | XX |  | 999.00 TN | XX |  | AW | MANUAL PVLV | XX |  |  |  |  | 6 | BUTTERFLY | NJBC-CM-HACIC
10556464 | PRATT | HADDONCRIC BSTPMP2 SUCTBTRFLY /VALVE | NJBC-CM-HACIC | P203 | INSV | INST | CROCEJ | L |  | 2FII |  | MANUAL | ISOLATION | N | XX |  |  | XX |  | Maint Look Functional Location | Ops Look Functional Location | XX |  | 999.00 TN | XX |  | AW | MANUAL PVLV | XX |  |  |  |  | 8 | BUTTERFLY | NJBC-CM-HACIC
10556457 | PRATT | HADDONCRIC Bster Pmp Dis ButrMan /Valve | NJBC-CM-HACIC | P203 | INSV | INST | CROCEJ | L |  | 2FII |  | MANUAL | ISOLATION | N | XX |  |  | XX |  | Maint Look Functional Location | Ops Look Functional Location | XX |  | 999.00 TN | XX |  | AW | MANUAL PVLV | XX |  |  |  |  | 6 | BUTTERFLY | NJBC-CM-HACIC
10556452 | PRATT | HADDONCRIC BSTPMP1 SUCTBTRFLY /VALVE | NJBC-CM-HACIC | P203 | INSV | INST | CROCEJ | L |  | 2FII |  | MANUAL | ISOLATION | N | XX |  |  | XX |  | Maint Look Functional Location | Ops Look Functional Location | XX |  | 999.00 TN | XX |  | AW | MANUAL PVLV | XX |  |  |  |  | 8 | BUTTERFLY | NJBC-CM-HACIC
10556445 | US PIPE | HADDONCRIC Gate on Bypass /Valve | NJBC-CM-HACIC | P203 | INSV | INST | CROCEJ | L |  |  |  | MANUAL | ISOLATION | N | XX |  |  | XX |  | Maint Look Functional Location | Ops Look Functional Location | XX |  | 999.00 TN | XX |  | AW | MANUAL PVLV | XX |  |  |  |  | 4 | GATE | NJBC-CM-HACIC
10556437 | PRATT | HADDONCRIC Butterfly After Meter /Valve | NJBC-CM-HACIC | P203 | INSV | INST | CROCEJ | L |  | 2FII |  | MANUAL | ISOLATION | N | XX |  |  | XX |  | Maint Look Functional Location | Ops Look Functional Location | XX |  | 999.00 TN | XX |  | AW | MANUAL PVLV | XX |  |  |  |  | 4 | BUTTERFLY | NJBC-CM-HACIC
10556432 | US PIPE | HADDONCRIC Gate Before Meter /Valve | NJBC-CM-HACIC | P203 | INSV | INST | CROCEJ | L |  |  |  | MANUAL | ISOLATION | N | XX |  |  | XX |  | Maint Look Functional Location | Ops Look Functional Location | XX |  | 999.00 TN | XX |  | AW | MANUAL PVLV | XX |  |  |  |  | 4 | GATE | NJBC-CM-HACIC
10556426 | APCO | HADDONCRIC Bypass Check /Valve | NJBC-CM-HACIC | P203 | INSV | INST | CROCEJ | L |  | 306 |  |  |  | Y | XX |  |  | XX |  | Maint Look Functional Location | Ops Look Functional Location | XX |  | 999.00 TN | XX |  | AW | HYDRAULIC ONLY PVLV | XX |  |  |  |  | XX | CHECK/FOOT | NJBC-CM-HACIC
10556418 | APCO | HADDONCRIC BSTPMP2 DISCHRG CHK /VALVE | NJBC-CM-HACIC | P203 | INSV | INST | CROCEJ | L |  | 306 |  |  |  | Y | XX |  |  | XX |  | Maint Look Functional Location | Ops Look Functional Location | XX |  | 999.00 TN | XX |  | AW | HYDRAULIC ONLY PVLV | XX |  |  |  |  | XX | CHECK/FOOT | NJBC-CM-HACIC
10556413 | APCO | HADDONCRIC BSTPMP1 DISCHRG CHK /VALVE | NJBC-CM-HACIC | P203 | INSV | INST | CROCEJ | L |  | 306 |  |  |  | Y | XX |  |  | XX |  | Maint Look Functional Location | Ops Look Functional Location | XX |  | 999.00 TN | XX |  | AW | HYDRAULIC ONLY PVLV | XX |  |  |  |  | XX | CHECK/FOOT | NJBC-CM-HACIC
10556406 | CLA-VAL | NATIONPKIC Pressure Reducing /Valve | NJBC-GL-NATIO | P203 | INSV | INST | CROCEJ | M | [5 empty] | Y | XX |  |  | XX |  | Maint Look Functional Location | Ops Look Functional Location | XX | 0 PSI | 999.00 TN | XX |  | AW | HYDRAULIC W-PILOTS PVLV | XX |  |  |  |  | XX | PRES REGULATOR | NJBC-GL-NATIO
10555598 | PRATT | NATIONPKIC Flow Control /Valve | NJBC-GL-NATIO | P203 | INSV | INST | CROCEJ | L | 845897-1-1HP | FL |  |  |  | Y | XX |  |  | XX |  | Maint Look Functional Location | Ops Look Functional Location | XX |  | 999.00 TN | XX |  | AW | ELECTRIC MOTOR PVLV | XX |  |  |  |  | XX | BUTTERFLY | NJBC-GL-NATIO
10555590 | MH | MEDFORDIC Gate on Bypass Return /Valve | NJBC-BU-MEDFO | P203 | INSV | INST | CROCEJ | L |  | 4067-02 |  | MANUAL | ISOLATION | N | XX |  |  | XX |  | Maint Look Functional Location | Ops Look Functional Location | XX |  | 999.00 TN | XX |  | AW | MANUAL PVLV | XX |  |  |  |  | 8 | GATE | NJBC-BU-MEDFO
10555584 | MH | MEDFORDIC Gate on Bypass Takeoff /Valve | NJBC-BU-MEDFO | P203 | INSV | INST | CROCEJ | L |  | 4067-02 |  | MANUAL | ISOLATION | N | XX |  |  | XX |  | Maint Look Functional Location | Ops Look Functional Location | XX |  | 999.00 TN | XX |  | AW | MANUAL PVLV | XX |  |  |  |  | 8 | GATE | NJBC-BU-MEDFO
10589157 | UNKNOWN | DRWTP-HSPS PMP 6 HYDRAULIC DIS /VALVE | NJBC-BU-DRWTP-HSPS | P203 | INSV | INST | CROCEJ | M |  |  |  | HYDRAULIC | PUMP DISCHARGE | Y | XX |  |  | XX |  | Maint Look Functional Location | Ops Look Functional Location | XX |  | 999.00 TN | XX |  | AW | PNEUMATIC PVLV | XX |  |  |  |  | XX | BALL | NJBC-BU-DRWTP-HSPS
10872046 | UNKNOWN | DRWTP-TRMT CS-14 cl2 post BALL /VALVE | NJBC-BU-DRWTP-TRMT | P203 | INSV | INST | ROSSIGP | H |  |  |  | MANUAL | ISOLATION | N | XX |  |  | XX |  | Maint Look Functional Location | Ops Look Functional Location | XX |  | 999.00 TN | XX |  | AW | MANUAL PVLV | XX |  |  |  |  | XX | BALL | NJBC-BU-DRWTP-TRMT
10872047 | UNKNOWN | DRWTP-TRMT CS-15 cl2 post BALL /VALVE | NJBC-BU-DRWTP-TRMT | P203 | INSV | INST | ROSSIGP | H |  |  |  | MANUAL | ISOLATION | N | XX |  |  | XX |  | Maint Look Functional Location | Ops Look Functional Location | XX |  | 999.00 TN | XX |  | AW | MANUAL PVLV | XX |  |  |  |  | XX | BALL | NJBC-BU-DRWTP-TRMT
10872048 | UNKNOWN | DRWTP-TRMT CS-16 cl2 interm BALL /VALVE | NJBC-BU-DRWTP-TRMT | P203 | INSV | INST | ROSSIGP | H |  |  |  | MANUAL | ISOLATION | N | XX |  |  | XX |  | Maint Look Functional Location | Ops Look Functional Location | XX |  | 999.00 TN | XX |  | AW | MANUAL PVLV | XX |  |  |  |  | XX | BALL | NJBC-BU-DRWTP-TRMT
10872045 | UNKNOWN | DRWTP-TRMT CS-13 cl2 pre BALL /VALVE | NJBC-BU-DRWTP-TRMT | P203 | INSV | INST | ROSSIGP | H |  |  |  | MANUAL | ISOLATION | N | XX |  |  | XX |  | Maint Look Functional Location | Ops Look Functional Location | XX |  | 999.00 TN | XX |  | AW | MANUAL PVLV | XX |  |  |  |  | XX | BALL | NJBC-BU-DRWTP-TRMT
10872044 | UNKNOWN | DRWTP-TRMT CS-12 cl2 pre BALL /VALVE | NJBC-BU-DRWTP-TRMT | P203 | INSV | INST | ROSSIGP | H |  |  |  | MANUAL | ISOLATION | N | XX |  |  | XX |  | Maint Look Functional Location | Ops Look Functional Location | XX |  | 999.00 TN | XX |  | AW | MANUAL PVLV | XX |  |  |  |  | XX | BALL | NJBC-BU-DRWTP-TRMT
10872043 | UNKNOWN | DRWTP-TRMT CS-11 cl2 pre BALL /VALVE | NJBC-BU-DRWTP-TRMT | P203 | INSV | INST | ROSSIGP | H |  |  |  | MANUAL | ISOLATION | N | XX |  |  | XX |  | Maint Look Functional Location | Ops Look Functional Location | XX |  | 999.00 TN | XX |  | AW | MANUAL PVLV | XX |  |  |  |  | XX | BALL | NJBC-BU-DRWTP-TRMT
10872049 | UNKNOWN | DRWTP-TRMT CS-17 cl2 post BALL /VALVE | NJBC-BU-DRWTP-TRMT | P203 | INSV | INST | ROSSIGP | H |  |  |  | MANUAL | ISOLATION | N | XX |  |  | XX |  | Maint Look Functional Location | Ops Look Functional Location | XX |  | 999.00 TN | XX |  | AW | MANUAL PVLV | XX |  |  |  |  | XX | BALL | NJBC-BU-DRWTP-TRMT
10872050 | UNKNOWN | DRWTP-TRMT CS-18 cl2 post BALL /VALVE | NJBC-BU-DRWTP-TRMT | P203 | INSV | INST | ROSSIGP | H |  |  |  | MANUAL | ISOLATION | N | XX |  |  | XX |  | Maint Look Functional Location | Ops Look Functional Location | XX |  | 999.00 TN | XX |  | AW | MANUAL PVLV | XX |  |  |  |  | XX | BALL | NJBC-BU-DRWTP-TRMT
10872051 | UNKNOWN | DRWTP-TRMT CS-19 cl2 post BALL /VALVE | NJBC-BU-DRWTP-TRMT | P203 | INSV | INST | ROSSIGP | H |  |  |  | MANUAL | ISOLATION | N | XX |  |  | XX |  | Maint Look Functional Location | Ops Look Functional Location | XX |  | 999.00 TN | XX |  | AW | MANUAL PVLV | XX |  |  |  |  | XX | BALL | NJBC-BU-DRWTP-TRMT
10872052 | UNKNOWN | DRWTP-TRMT CS-2 cl2 pre BALL /VALVE | NJBC-BU-DRWTP-TRMT | P203 | INSV | INST | ROSSIGP | H |  |  |  | MANUAL | ISOLATION | N | XX |  |  | XX |  | Maint Look Functional Location | Ops Look Functional Location | XX |  | 999.00 TN | XX |  | AW | MANUAL PVLV | XX |  |  |  |  | XX | BALL | NJBC-BU-DRWTP-TRMT
10872053 | UNKNOWN | DRWTP-TRMT CS-20 cl2 post BALL /VALVE | NJBC-BU-DRWTP-TRMT | P203 | INSV | INST | ROSSIGP | H |  |  |  | MANUAL | ISOLATION | N | XX |  |  | XX |  | Maint Look Functional Location | Ops Look Functional Location | XX |  | 999.00 TN | XX |  | AW | MANUAL PVLV | XX |  |  |  |  | XX | BALL | NJBC-BU-DRWTP-TRMT
10872054 | UNKNOWN | DRWTP-TRMT CS-21 cl2 post BALL /VALVE | NJBC-BU-DRWTP-TRMT | P203 | INSV | INST | ROSSIGP | H |  |  |  | MANUAL | ISOLATION | N | XX |  |  | XX |  | Maint Look Functional Location | Ops Look Functional Location | XX |  | 999.00 TN | XX |  | AW | MANUAL PVLV | XX |  |  |  |  | XX | BALL | NJBC-BU-DRWTP-TRMT
10872042 | UNKNOWN | DRWTP-TRMT W-9 cl2 post BALL /VALVE | NJBC-BU-DRWTP-TRMT | P203 | INSV | INST | ROSSIGP | H |  |  |  | MANUAL | ISOLATION | N | XX |  |  | XX |  | Maint Look Functional Location | Ops Look Functional Location | XX |  | 999.00 TN | XX |  | AW | MANUAL PVLV | XX |  |  |  |  | XX | BALL | NJBC-BU-DRWTP-TRMT
10872041 | UNKNOWN | DRWTP-TRMT W-8 cl2 post BALL /VALVE | NJBC-BU-DRWTP-TRMT | P203 | INSV | INST | ROSSIGP | H |  |  |  | MANUAL | ISOLATION | N | XX |  |  | XX |  | Maint Look Functional Location | Ops Look Functional Location | XX |  | 999.00 TN | XX |  | AW | MANUAL PVLV | XX |  |  |  |  | XX | BALL | NJBC-BU-DRWTP-TRMT
10872040 | UNKNOWN | DRWTP-TRMT W-7 cl2 post BALL /VALVE | NJBC-BU-DRWTP-TRMT | P203 | INSV | INST | ROSSIGP | H |  |  |  | MANUAL | ISOLATION | N | XX |  |  | XX |  | Maint Look Functional Location | Ops Look Functional Location | XX |  | 999.00 TN | XX |  | AW | MANUAL PVLV | XX |  |  |  |  | XX | BALL | NJBC-BU-DRWTP-TRMT
10872039 | UNKNOWN | DRWTP-TRMT W-6 cl2 post BALL /VALVE | NJBC-BU-DRWTP-TRMT | P203 | INSV | INST | ROSSIGP | H |  |  |  | MANUAL | ISOLATION | N | XX |  |  | XX |  | Maint Look Functional Location | Ops Look Functional Location | XX |  | 999.00 TN | XX |  | AW | MANUAL PVLV | XX |  |  |  |  | XX | BALL | NJBC-BU-DRWTP-TRMT
10872038 | UNKNOWN | DRWTP-TRMT W-5 cl2 post BALL /VALVE | NJBC-BU-DRWTP-TRMT | P203 | INSV | INST | ROSSIGP | H |  |  |  | MANUAL | ISOLATION | N | XX |  |  | XX |  | Maint Look Functional Location | Ops Look Functional Location | XX |  | 999.00 TN | XX |  | AW | MANUAL PVLV | XX |  |  |  |  | XX | BALL | NJBC-BU-DRWTP-TRMT
10872037 | UNKNOWN | DRWTP-TRMT W-4 cl2 post BALL /VALVE | NJBC-BU-DRWTP-TRMT | P203 | INSV | INST | ROSSIGP | H |  |  |  | MANUAL | ISOLATION | N | XX |  |  | XX |  | Maint Look Functional Location | Ops Look Functional Location | XX |  | 999.00 TN | XX |  | AW | MANUAL PVLV | XX |  |  |  |  | XX | BALL | NJBC-BU-DRWTP-TRMT
10872036 | UNKNOWN | DRWTP-TRMT W-3 cl2 post BALL /VALVE | NJBC-BU-DRWTP-TRMT | P203 | INSV | INST | ROSSIGP | H |  |  |  | MANUAL | ISOLATION | N | XX |  |  | XX |  | Maint Look Functional Location | Ops Look Functional Location | XX |  | 999.00 TN | XX |  | AW | MANUAL PVLV | XX |  |  |  |  | XX | BALL | NJBC-BU-DRWTP-TRMT
10872035 | UNKNOWN | DRWTP-TRMT W-2 cl2 pre BALL /VALVE | NJBC-BU-DRWTP-TRMT | P203 | INSV | INST | ROSSIGP | H |  |  |  | MANUAL | ISOLATION | N | XX |  |  | XX |  | Maint Look Functional Location | Ops Look Functional Location | XX |  | 999.00 TN | XX |  | AW | MANUAL PVLV | XX |  |  |  |  | XX | BALL | NJBC-BU-DRWTP-TRMT
10872034 | UNKNOWN | DRWTP-TRMT W-1a cl2 pre BALL /VALVE | NJBC-BU-DRWTP-TRMT | P203 | INSV | INST | ROSSIGP | H |  |  |  | MANUAL | ISOLATION | N | XX |  |  | XX |  | Maint Look Functional Location | Ops Look Functional Location | XX |  | 999.00 TN | XX |  | AW | MANUAL PVLV | XX |  |  |  |  | XX | BALL | NJBC-BU-DRWTP-TRMT
10872033 | UNKNOWN | DRWTP-TRMT W-16 cl2 post BALL /VALVE | NJBC-BU-DRWTP-TRMT | P203 | INSV | INST | ROSSIGP | H |  |  |  | MANUAL | ISOLATION | N | XX |  |  | XX |  | Maint Look Functional Location | Ops Look Functional Location | XX |  | 999.00 TN | XX |  | AW | MANUAL PVLV | XX |  |  |  |  | XX | BALL | NJBC-BU-DRWTP-TRMT
10872032 | UNKNOWN | DRWTP-TRMT W-15 cl2 intr BALL /VALVE | NJBC-BU-DRWTP-TRMT | P203 | INSV | INST | ROSSIGP | H |  |  |  | MANUAL | ISOLATION | N | XX |  |  | XX |  | Maint Look Functional Location | Ops Look Functional Location | XX |  | 999.00 TN | XX |  | AW | MANUAL PVLV | XX |  |  |  |  | XX | BALL | NJBC-BU-DRWTP-TRMT
10872031 | UNKNOWN | DRWTP-TRMT W-14 cl2 Intr BALL /VALVE | NJBC-BU-DRWTP-TRMT | P203 | INSV | INST | ROSSIGP | H |  |  |  | MANUAL | ISOLATION | N | XX |  |  | XX |  | Maint Look Functional Location | Ops Look Functional Location | XX |  | 999.00 TN | XX |  | AW | MANUAL PVLV | XX |  |  |  |  | XX | BALL | NJBC-BU-DRWTP-TRMT
10872055 | UNKNOWN | DRWTP-TRMT CS-22 cl2 post BALL /VALVE | NJBC-BU-DRWTP-TRMT | P203 | INSV | INST | ROSSIGP | H |  |  |  | MANUAL | ISOLATION | N | XX |  |  | XX |  | Maint Look Functional Location | Ops Look Functional Location | XX |  | 999.00 TN | XX |  | AW | MANUAL PVLV | XX |  |  |  |  | XX | BALL | NJBC-BU-DRWTP-TRMT
10896209 | UNKNOWN | DRWTP-TRMT-OZNE GEN4 O2 FILT BYPS /VALVE | NJBC-BU-DRWTP-TRMT-OZNE | P203 | INSV | INST | TAYLORDM | H |  |  |  | MANUAL | BYPASS | N | XX |  |  | XX |  | Maint Look Functional Location | Ops Look Functional Location | XX |  | 999.00 TN | XX |  | AW | MANUAL PVLV | XX |  |  |  |  | XX | BUTTERFLY | NJBC-BU-DRWTP-TRMT-OZNE
10872315 | UNKNOWN | DRWTP-TRMT CS10PRE CL2 FEED CL2 BALLVLVE | NJBC-BU-DRWTP-TRMT | P203 | INSV | INST | BUCKLEJ | H |  |  |  | MANUAL | ISOLATION | N | XX |  |  | XX |  | Maint Look Functional Location | Ops Look Functional Location | XX |  | 999.00 TN | XX |  | AW | MANUAL PVLV | XX |  |  |  |  | XX | BALL | NJBC-BU-DRWTP-TRMT
10872314 | UNKNOWN | DRWTP-TRMT CS-1Pre CL2 FEED BALL /VALVE | NJBC-BU-DRWTP-TRMT | P203 | INSV | INST | BUCKLEJ | H |  |  |  | MANUAL | ISOLATION | N | XX |  |  | XX |  | Maint Look Functional Location | Ops Look Functional Location | XX |  | 999.00 TN | XX |  | AW | MANUAL PVLV | XX |  |  |  |  | XX | BALL | NJBC-BU-DRWTP-TRMT
10872313 | UNKNOWN | DRWTP-TRMT CV-9CHLOR RM CL2 BALL /VALVE | NJBC-BU-DRWTP-TRMT | P203 | INSV | INST | BUCKLEJ | H |  |  |  | MANUAL | ISOLATION | N | XX |  |  | XX |  | Maint Look Functional Location | Ops Look Functional Location | XX |  | 999.00 TN | XX |  | AW | MANUAL PVLV | XX |  |  |  |  | XX | BALL | NJBC-BU-DRWTP-TRMT
10872312 | UNKNOWN | DRWTP-TRMT CV-8CHLOR RM CL2 BALL /VALVE | NJBC-BU-DRWTP-TRMT | P203 | INSV | INST | BUCKLEJ | H |  |  |  | MANUAL | ISOLATION | N | XX |  |  | XX |  | Maint Look Functional Location | Ops Look Functional Location | XX |  | 999.00 TN | XX |  | AW | MANUAL PVLV | XX |  |  |  |  | XX | BALL | NJBC-BU-DRWTP-TRMT
10872311 | UNKNOWN | DRWTP-TRMT CV-7CHLOR RM CL2 BALL /VALVE | NJBC-BU-DRWTP-TRMT | P203 | INSV | INST | BUCKLEJ | H |  |  |  | MANUAL | ISOLATION | N | XX |  |  | XX |  | Maint Look Functional Location | Ops Look Functional Location | XX |  | 999.00 TN | XX |  | AW | MANUAL PVLV | XX |  |  |  |  | XX | BALL | NJBC-BU-DRWTP-TRMT
10872310 | UNKNOWN | DRWTP-TRMT CV-6BTON CL2 RM CL2 BALL VLVE | NJBC-BU-DRWTP-TRMT | P203 | INSV | INST | BUCKLEJ | H |  |  |  | MANUAL | ISOLATION | N | XX |  |  | XX |  | Maint Look Functional Location | Ops Look Functional Location | XX |  | 999.00 TN | XX |  | AW | MANUAL PVLV | XX |  |  |  |  | XX | BALL | NJBC-BU-DRWTP-TRMT
10872309 | UNKNOWN | DRWTP-TRMT CV-6ATON CL2 RM CL2 BALL VLVE | NJBC-BU-DRWTP-TRMT | P203 | INSV | INST | BUCKLEJ | H |  |  |  | MANUAL | ISOLATION | N | XX |  |  | XX |  | Maint Look Functional Location | Ops Look Functional Location | XX |  | 999.00 TN | XX |  | AW | MANUAL PVLV | XX |  |  |  |  | XX | BALL | NJBC-BU-DRWTP-TRMT
10872308 | UNKNOWN | DRWTP-TRMT CV-6TON CL2 RM CL2 BALL /VLVE | NJBC-BU-DRWTP-TRMT | P203 | INSV | INST | BUCKLEJ | H |  |  |  | MANUAL | ISOLATION | N | XX |  |  | XX |  | Maint Look Functional Location | Ops Look Functional Location | XX |  | 999.00 TN | XX |  | AW | MANUAL PVLV | XX |  |  |  |  | XX | BALL | NJBC-BU-DRWTP-TRMT
10872307 | UNKNOWN | DRWTP-TRMT CV-5TON CL2 RM CL2 BALL /VLVE | NJBC-BU-DRWTP-TRMT | P203 | INSV | INST | BUCKLEJ | H |  |  |  | MANUAL | ISOLATION | N | XX |  |  | XX |  | Maint Look Functional Location | Ops Look Functional Location | XX |  | 999.00 TN | XX |  | AW | MANUAL PVLV | XX |  |  |  |  | XX | BALL | NJBC-BU-DRWTP-TRMT
10872306 | UNKNOWN | DRWTP-TRMT CV-4TON CL2 RM CL2 BALL /VLVE | NJBC-BU-DRWTP-TRMT | P203 | INSV | INST | BUCKLEJ | H |  |  |  | MANUAL | ISOLATION | N | XX |  |  | XX |  | Maint Look Functional Location | Ops Look Functional Location | XX |  | 999.00 TN | XX |  | AW | MANUAL PVLV | XX |  |  |  |  | XX | BALL | NJBC-BU-DRWTP-TRMT
10872305 | UNKNOWN | DRWTP-TRMT CV-3TON CL2 RM CL2 BALL /VLVE | NJBC-BU-DRWTP-TRMT | P203 | INSV | INST | BUCKLEJ | H |  |  |  | MANUAL | ISOLATION | N | XX |  |  | XX |  | Maint Look Functional Location | Ops Look Functional Location | XX |  | 999.00 TN | XX |  | AW | MANUAL PVLV | XX |  |  |  |  | XX | BALL | NJBC-BU-DRWTP-TRMT
10872304 | UNKNOWN | DRWTP-TRMT CV-24POST CL2 BALL /VALVE | NJBC-BU-DRWTP-TRMT | P203 | INSV | INST | BUCKLEJ | H |  |  |  | MANUAL | ISOLATION | N | XX |  |  | XX |  | Maint Look Functional Location | Ops Look Functional Location | XX |  | 999.00 TN | XX |  | AW | MANUAL PVLV | XX |  |  |  |  | XX | BALL | NJBC-BU-DRWTP-TRMT
10872303 | UNKNOWN | DRWTP-TRMT CV-23CHLOR RM CL2 BALL /VALVE | NJBC-BU-DRWTP-TRMT | P203 | INSV | INST | BUCKLEJ | H |  |  |  | MANUAL | ISOLATION | N | XX |  |  | XX |  | Maint Look Functional Location | Ops Look Functional Location | XX |  | 999.00 TN | XX |  | AW | MANUAL PVLV | XX |  |  |  |  | XX | BALL | NJBC-BU-DRWTP-TRMT
10872302 | UNKNOWN | DRWTP-TRMT CV-22CHLOR RM CL2 BALL /VALVE | NJBC-BU-DRWTP-TRMT | P203 | INSV | INST | BUCKLEJ | H |  |  |  | MANUAL | ISOLATION | N | XX |  |  | XX |  | Maint Look Functional Location | Ops Look Functional Location | XX |  | 999.00 TN | XX |  | AW | MANUAL PVLV | XX |  |  |  |  | XX | BALL | NJBC-BU-DRWTP-TRMT
10872301 | UNKNOWN | DRWTP-TRMT CV-21CHLOR RM CL2 BALL /VALVE | NJBC-BU-DRWTP-TRMT | P203 | INSV | INST | BUCKLEJ | H |  |  |  | MANUAL | ISOLATION | N | XX |  |  | XX |  | Maint Look Functional Location | Ops Look Functional Location | XX |  | 999.00 TN | XX |  | AW | MANUAL PVLV | XX |  |  |  |  | XX | BALL | NJBC-BU-DRWTP-TRMT
10872300 | UNKNOWN | DRWTP-TRMT CV-20CHLOR RM CL2 BALL /VALVE | NJBC-BU-DRWTP-TRMT | P203 | INSV | INST | BUCKLEJ | H |  |  |  | MANUAL | ISOLATION | N | XX |  |  | XX |  | Maint Look Functional Location | Ops Look Functional Location | XX |  | 999.00 TN | XX |  | AW | MANUAL PVLV | XX |  |  |  |  | XX | BALL | NJBC-BU-DRWTP-TRMT
10872062 | UNKNOWN | DRWTP-TRMT CS-9 cl2 pre BALL /VALVE | NJBC-BU-DRWTP-TRMT | P203 | INSV | INST | ROSSIGP | H |  |  |  | MANUAL | ISOLATION | N | XX |  |  | XX |  | Maint Look Functional Location | Ops Look Functional Location | XX |  | 999.00 TN | XX |  | AW | MANUAL PVLV | XX |  |  |  |  | XX | BALL | NJBC-BU-DRWTP-TRMT
10872061 | UNKNOWN | DRWTP-TRMT CS-8 cl2 pre BALL /VALVE | NJBC-BU-DRWTP-TRMT | P203 | INSV | INST | ROSSIGP | H |  |  |  | MANUAL | ISOLATION | N | XX |  |  | XX |  | Maint Look Functional Location | Ops Look Functional Location | XX |  | 999.00 TN | XX |  | AW | MANUAL PVLV | XX |  |  |  |  | XX | BALL | NJBC-BU-DRWTP-TRMT
10872060 | UNKNOWN | DRWTP-TRMT CS-7 cl2 pre BALL /VALVE | NJBC-BU-DRWTP-TRMT | P203 | INSV | INST | ROSSIGP | H |  |  |  | MANUAL | ISOLATION | N | XX |  |  | XX |  | Maint Look Functional Location | Ops Look Functional Location | XX |  | 999.00 TN | XX |  | AW | MANUAL PVLV | XX |  |  |  |  | XX | BALL | NJBC-BU-DRWTP-TRMT
10872059 | UNKNOWN | DRWTP-TRMT CS-6 cl2 pre BALL /VALVE | NJBC-BU-DRWTP-TRMT | P203 | INSV | INST | ROSSIGP | H |  |  |  | MANUAL | ISOLATION | N | XX |  |  | XX |  | Maint Look Functional Location | Ops Look Functional Location | XX |  | 999.00 TN | XX |  | AW | MANUAL PVLV | XX |  |  |  |  | XX | BALL | NJBC-BU-DRWTP-TRMT
10872058 | UNKNOWN | DRWTP-TRMT CS-5 cl2 pre BALL /VALVE | NJBC-BU-DRWTP-TRMT | P203 | INSV | INST | ROSSIGP | H |  |  |  | MANUAL | ISOLATION | N | XX |  |  | XX |  | Maint Look Functional Location | Ops Look Functional Location | XX |  | 999.00 TN | XX |  | AW | MANUAL PVLV | XX |  |  |  |  | XX | BALL | NJBC-BU-DRWTP-TRMT
10872057 | UNKNOWN | DRWTP-TRMT CS-4 cl2 pre BALL /VALVE | NJBC-BU-DRWTP-TRMT | P203 | INSV | INST | ROSSIGP | H |  |  |  | MANUAL | ISOLATION | N | XX |  |  | XX |  | Maint Look Functional Location | Ops Look Functional Location | XX |  | 999.00 TN | XX |  | AW | MANUAL PVLV | XX |  |  |  |  | XX | BALL | NJBC-BU-DRWTP-TRMT
10872056 | UNKNOWN | DRWTP-TRMT CS-3 cl2 pre BALL /VALVE | NJBC-BU-DRWTP-TRMT | P203 | INSV | INST | ROSSIGP | H |  |  |  | MANUAL | ISOLATION | N | XX |  |  | XX |  | Maint Look Functional Location | Ops Look Functional Location | XX |  | 999.00 TN | XX |  | AW | MANUAL PVLV | XX |  |  |  |  | XX | BALL | NJBC-BU-DRWTP-TRMT
10870901 | PRATT | GREEN Filter 2 Influent /Valve | NJBC-MH-GREEN | P203 | INSV | INST | TAYLORDM | L |  | FL |  |  |  | Y | N |  |  | FLANGED |  | Maint Look Functional Location | Ops Look Functional Location | OPEN |  | 999.00 TN | LEFT |  | AW | ELECTRIC MOTOR PVLV | 150 |  |  |  |  | 10 | BUTTERFLY | NJBC-MH-GREEN
10870804 | PRATT | GREEN Backwash Flow Control /VALVE | NJBC-MH-GREEN | P203 | INSV | INST | OPCZYNE | L |  |  |  |  | FLOW CONTROL | Y | N |  |  | FLANGED |  | Maint Look Functional Location | Ops Look Functional Location | CLOSED |  | 999.00 TN | LEFT |  | AW | ELECTRIC MOTOR PVLV | 150 |  |  |  |  | 10 | BUTTERFLY | NJBC-MH-GREEN
10870803 | PRATT | GREEN Backwash PRV Isolation /VALVE | NJBC-MH-GREEN | P203 | INSV | INST | OPCZYNE | M |  |  |  |  | ISOLATION | N | N |  |  | FLANGED |  | Maint Look Functional Location | Ops Look Functional Location | OPEN |  | 999.00 TN | LEFT |  | AW | MANUAL PVLV | 150 |  |  |  |  | 10 | BUTTERFLY | NJBC-MH-GREEN
10870802 | CLA-VAL | GREEN Backwash PRV /VALVE | NJBC-MH-GREEN | P203 | INSV | INST | OPCZYNE | M |  | 690-01BPSVY |  |  | PRESSURE REGULATION |  | N |  |  | FLANGED |  | Maint Look Functional Location | Ops Look Functional Location | CLOSED |  | 999.00 TN | XX |  | AW | MANUAL PVLV | XX |  |  |  |  | 10 | PRES REGULATOR | NJBC-MH-GREEN
10870612 | PRATT | GREEN Combined Waste /Valve | NJBC-MH-GREEN | P203 | INSV | INST | TAYLORDM | M |  | FL |  |  |  | Y | N |  |  | FLANGED |  | Maint Look Functional Location | Ops Look Functional Location | CLOSED |  | 999.00 TN | LEFT |  | AW | ELECTRIC MOTOR PVLV | 150 |  |  |  |  | 10 | BUTTERFLY | NJBC-MH-GREEN
10870611 | PRATT | GREEN Filter 1 Filter Effulent /Valve | NJBC-MH-GREEN | P203 | INSV | INST | TAYLORDM | L |  | FL |  |  |  | Y | N |  |  | FLANGED |  | Maint Look Functional Location | Ops Look Functional Location | OPEN |  | 999.00 TN | LEFT |  | AW | ELECTRIC MOTOR PVLV | 150 |  |  |  |  | 10 | BUTTERFLY | NJBC-MH-GREEN
10870610 | PRATT | GREEN Filter 1 Filter to Waste /Valve | NJBC-MH-GREEN | P203 | INSV | INST | TAYLORDM | L |  | FL |  |  |  | Y | N |  |  | FLANGED |  | Maint Look Functional Location | Ops Look Functional Location | CLOSED |  | 999.00 TN | LEFT |  | AW | ELECTRIC MOTOR PVLV | 150 |  |  |  |  | 10 | BUTTERFLY | NJBC-MH-GREEN
10870609 | PRATT | GREEN Filter 1 Wash Wtr Influent /Valve | NJBC-MH-GREEN | P203 | INSV | INST | TAYLORDM | L |  | FL |  |  |  | Y | N |  |  | FLANGED |  | Maint Look Functional Location | Ops Look Functional Location | CLOSED |  | 999.00 TN | LEFT |  | AW | ELECTRIC MOTOR PVLV | 150 |  |  |  |  | 10 | BUTTERFLY | NJBC-MH-GREEN
10870608 | PRATT | GREEN Filter 1 Backwash Waste /Valve | NJBC-MH-GREEN | P203 | INSV | INST | TAYLORDM | L |  | FL |  |  |  | Y | N |  |  | FLANGED |  | Maint Look Functional Location | Ops Look Functional Location | CLOSED |  | 999.00 TN | LEFT |  | AW | ELECTRIC MOTOR PVLV | 150 |  |  |  |  | 10 | BUTTERFLY | NJBC-MH-GREEN
10870607 | PRATT | GREEN Filter 1 Cell C /Valve | NJBC-MH-GREEN | P203 | INSV | INST | TAYLORDM | L |  | FL |  |  |  | Y | N |  |  | FLANGED |  | Maint Look Functional Location | Ops Look Functional Location | OPEN |  | 999.00 TN | LEFT |  | AW | ELECTRIC MOTOR PVLV | 150 |  |  |  |  | 8 | BUTTERFLY | NJBC-MH-GREEN
10870606 | PRATT | GREEN Filter 1 Cell B /Valve | NJBC-MH-GREEN | P203 | INSV | INST | TAYLORDM | L |  | FL |  |  |  | Y | N |  |  | FLANGED |  | Maint Look Functional Location | Ops Look Functional Location | OPEN |  | 999.00 TN | LEFT |  | AW | ELECTRIC MOTOR PVLV | 150 |  |  |  |  | 8 | BUTTERFLY | NJBC-MH-GREEN
10870605 | PRATT | GREEN Filter 1 Cell A /Valve | NJBC-MH-GREEN | P203 | INSV | INST | TAYLORDM | L |  | FL |  |  |  | Y | N |  |  | FLANGED |  | Maint Look Functional Location | Ops Look Functional Location | OPEN |  | 999.00 TN | LEFT |  | AW | ELECTRIC MOTOR PVLV | 150 |  |  |  |  | 8 | BUTTERFLY | NJBC-MH-GREEN
10870604 | PRATT | GREEN Filter 1 Filter Influent /Valve | NJBC-MH-GREEN | P203 | INSV | INST | TAYLORDM | L |  | FL |  |  |  | Y | N |  |  | FLANGED |  | Maint Look Functional Location | Ops Look Functional Location | CLOSED |  | 999.00 TN | LEFT |  | AW | ELECTRIC MOTOR PVLV | 150 |  |  |  |  | 10 | BUTTERFLY | NJBC-MH-GREEN
10870603 | PRATT | GREEN Filter 2 Filter Effulent /Valve | NJBC-MH-GREEN | P203 | INSV | INST | TAYLORDM | L |  | FL |  |  |  | Y | N |  |  | FLANGED |  | Maint Look Functional Location | Ops Look Functional Location | OPEN |  | 999.00 TN | LEFT |  | AW | ELECTRIC MOTOR PVLV | 150 |  |  |  |  | 10 | BUTTERFLY | NJBC-MH-GREEN
10870602 | PRATT | GREEN Filter 2 Filter to Waste /Valve | NJBC-MH-GREEN | P203 | INSV | INST | TAYLORDM | L |  | FL |  |  |  | Y | N |  |  | FLANGED |  | Maint Look Functional Location | Ops Look Functional Location | CLOSED |  | 999.00 TN | LEFT |  | AW | ELECTRIC MOTOR PVLV | 150 |  |  |  |  | 10 | BUTTERFLY | NJBC-MH-GREEN
10870601 | PRATT | GREEN Filter 2 Backwash Waste /Valve | NJBC-MH-GREEN | P203 | INSV | INST | TAYLORDM | L |  | FL |  |  |  | Y | N |  |  | FLANGED |  | Maint Look Functional Location | Ops Look Functional Location | CLOSED |  | 999.00 TN | LEFT |  | AW | ELECTRIC MOTOR PVLV | 150 |  |  |  |  | 10 | BUTTERFLY | NJBC-MH-GREEN
10678982 | UNKNOWN | DRWTP-TRMT-OZNE PSU4 IN COOL PSRG /VALVE | NJBC-BU-DRWTP-TRMT-OZNE | P203 | INSV | INST | CROCEJ | H | [6 empty] | XX |  |  | XX |  | Maint Look Functional Location | Ops Look Functional Location | XX |  | 999.00 TN | XX |  | AW | HYDRAULIC ONLY PVLV | XX |  |  |  |  | XX |  | NJBC-BU-DRWTP-TRMT-OZNE
10678980 | UNKNOWN | DRWTP-TRMT PSU4 WTR PRES CTRL /VALVE | NJBC-BU-DRWTP-TRMT | P203 | INSV | INST | CROCEJ | H | [6 empty] | XX |  |  | XX |  | Maint Look Functional Location | Ops Look Functional Location | XX |  | 999.00 TN | XX |  | AW | HYDRAULIC ONLY PVLV | XX |  |  |  |  | XX |  | NJBC-BU-DRWTP-TRMT
10678977 | UNKNOWN | DRWTP-TRMT PSU4 IN PRES /VALVE | NJBC-BU-DRWTP-TRMT | P203 | INSV | INST | CROCEJ | H | [6 empty] | XX |  |  | XX |  | Maint Look Functional Location | Ops Look Functional Location | XX |  | 999.00 TN | XX |  | AW | HYDRAULIC ONLY PVLV | XX |  |  |  |  | XX |  | NJBC-BU-DRWTP-TRMT
10678974 | UNKNOWN | DRWTP-TRMT PSU4 CLD H2O FD PRV /VALVE | NJBC-BU-DRWTP-TRMT | P203 | INSV | INST | CROCEJ | H | [6 empty] | XX |  |  | XX |  | Maint Look Functional Location | Ops Look Functional Location | XX |  | 999.00 TN | XX |  | AW | HYDRAULIC ONLY PVLV | XX |  |  |  |  | XX |  | NJBC-BU-DRWTP-TRMT
10678971 | UNKNOWN | DRWTP-TRMT-OZNE GEN4 O2 FILT DWN /VALVE | NJBC-BU-DRWTP-TRMT-OZNE | P203 | INSV | INST | CROCEJ | H | [6 empty] | XX |  |  | XX |  | Maint Look Functional Location | Ops Look Functional Location | XX | 0 PSI | 999.00 TN | XX |  | AW | MANUAL PVLV | XX |  |  |  |  | XX |  | NJBC-BU-DRWTP-TRMT-OZNE
10678968 | UNKNOWN | DRWTP-TRMT-OZNE GEN4 O2 FILT UP /VALVE | NJBC-BU-DRWTP-TRMT-OZNE | P203 | INSV | INST | CROCEJ | H | [6 empty] | XX |  |  | XX |  | Maint Look Functional Location | Ops Look Functional Location | XX | 0 PSI | 999.00 TN | XX |  | AW | MANUAL PVLV | XX |  |  |  |  | XX |  | NJBC-BU-DRWTP-TRMT-OZNE
10678965 | UNKNOWN | DRWTP-TRMT-OZNE GEN4 O2 FILT BYPS /VALVE | NJBC-BU-DRWTP-TRMT-OZNE | P203 | INSV | INST | CROCEJ | H | [6 empty] | XX |  |  | XX |  | Maint Look Functional Location | Ops Look Functional Location | XX |  | 999.00 TN | XX |  | AW | MANUAL PVLV | XX |  |  |  |  | XX |  | NJBC-BU-DRWTP-TRMT-OZNE
10653006 | UNKNOWN | DRWTP MIXING AREA BYPASS RPZ /VALVE | NJBC-BU-DRWTP-TRMT-MXBN | P203 | INSV | INST | CROCEJ | H |  |  |  |  | BYPASS |  | Y |  |  | XX |  | Maint Look Functional Location | Ops Look Functional Location | XX |  | 999.00 TN | XX |  | AW | BACKFLOW W-TEST PORTS PVLV | XX |  |  |  |  | XX | RPZ | NJBC-BU-DRWTP-TRMT-MXBN
10870902 | PRATT | GREEN Filter 2 Cell A /Valve | NJBC-MH-GREEN | P203 | INSV | INST | TAYLORDM | L |  | FL |  |  |  | Y | N |  |  | FLANGED |  | Maint Look Functional Location | Ops Look Functional Location | OPEN |  | 999.00 TN | LEFT |  | AW | ELECTRIC MOTOR PVLV | 150 |  |  |  |  | 8 | BUTTERFLY | NJBC-MH-GREEN
10872030 | UNKNOWN | DRWTP-TRMT W-13A cl2 pst alt BALL /VALVE | NJBC-BU-DRWTP-TRMT | P203 | INSV | INST | ROSSIGP | H |  |  |  | MANUAL | ISOLATION | N | XX |  |  | XX |  | Maint Look Functional Location | Ops Look Functional Location | XX |  | 999.00 TN | XX |  | AW | MANUAL PVLV | XX |  |  |  |  | XX | BALL | NJBC-BU-DRWTP-TRMT
10872029 | UNKNOWN | DRWTP-TRMT W-13 cl2 post alt BALL /VALVE | NJBC-BU-DRWTP-TRMT | P203 | INSV | INST | ROSSIGP | H |  |  |  | MANUAL | ISOLATION | N | XX |  |  | XX |  | Maint Look Functional Location | Ops Look Functional Location | XX |  | 999.00 TN | XX |  | AW | MANUAL PVLV | XX |  |  |  |  | XX | BALL | NJBC-BU-DRWTP-TRMT
10872028 | UNKNOWN | DRWTP-TRMT W-12 cl2 post alt BALL /VALVE | NJBC-BU-DRWTP-TRMT | P203 | INSV | INST | ROSSIGP | H |  |  |  | MANUAL | ISOLATION | N | XX |  |  | XX |  | Maint Look Functional Location | Ops Look Functional Location | XX |  | 999.00 TN | XX |  | AW | MANUAL PVLV | XX |  |  |  |  | XX | BALL | NJBC-BU-DRWTP-TRMT
10872027 | UNKNOWN | DRWTP-TRMT W-11 cl2 post alt BALL /VALVE | NJBC-BU-DRWTP-TRMT | P203 | INSV | INST | ROSSIGP | H |  |  |  | MANUAL | ISOLATION | N | XX |  |  | XX |  | Maint Look Functional Location | Ops Look Functional Location | XX |  | 999.00 TN | XX |  | AW | MANUAL PVLV | XX |  |  |  |  | XX | BALL | NJBC-BU-DRWTP-TRMT
10872026 | UNKNOWN | DRWTP-TRMT W-10 cl2 post alt BALL /VALVE | NJBC-BU-DRWTP-TRMT | P203 | INSV | INST | ROSSIGP | H |  |  |  | MANUAL | ISOLATION | N | XX |  |  | XX |  | Maint Look Functional Location | Ops Look Functional Location | XX |  | 999.00 TN | XX |  | AW | MANUAL PVLV | XX |  |  |  |  | XX | BALL | NJBC-BU-DRWTP-TRMT
10872025 | UNKNOWN | DRWTP-TRMT W-1 cl2 pre-feed BALL /VALVE | NJBC-BU-DRWTP-TRMT | P203 | INSV | INST | ROSSIGP | H |  |  |  | MANUAL | ISOLATION | N | XX |  |  | XX |  | Maint Look Functional Location | Ops Look Functional Location | XX |  | 999.00 TN | XX |  | AW | MANUAL PVLV | XX |  |  |  |  | XX | BALL | NJBC-BU-DRWTP-TRMT
10871499 | UNKNOWN | DRWTP-TRMT CV-19ACHLOR RM CL2 BALL /VLVE | NJBC-BU-DRWTP-TRMT | P203 | INSV | INST | BUCKLEJ | H |  |  |  | MANUAL | ISOLATION | N | XX |  |  | XX |  | Maint Look Functional Location | Ops Look Functional Location | XX |  | 999.00 TN | XX |  | AW | MANUAL PVLV | XX |  |  |  |  | XX | BALL | NJBC-BU-DRWTP-TRMT
10871498 | UNKNOWN | DRWTP-TRMT CV-19CHLOR RM CL2 BALL /VALVE | NJBC-BU-DRWTP-TRMT | P203 | INSV | INST | BUCKLEJ | H |  |  |  | MANUAL | ISOLATION | N | XX |  |  | XX |  | Maint Look Functional Location | Ops Look Functional Location | XX |  | 999.00 TN | XX |  | AW | MANUAL PVLV | XX |  |  |  |  | XX | BALL | NJBC-BU-DRWTP-TRMT
10871497 | UNKNOWN | DRWTP-TRMT CV-18A PRE CL2 BALL /VALVE | NJBC-BU-DRWTP-TRMT | P203 | INSV | INST | BUCKLEJ | H |  |  |  | MANUAL | ISOLATION | N | XX |  |  | XX |  | Maint Look Functional Location | Ops Look Functional Location | XX |  | 999.00 TN | XX |  | AW | MANUAL PVLV | XX |  |  |  |  | XX | BALL | NJBC-BU-DRWTP-TRMT
10871045 | UNKNOWN | DRWTP-TRMT CV-18CHLOR RM PRE CL2 B/VLVE | NJBC-BU-DRWTP-TRMT | P203 | INSV | INST | BUCKLEJ | H |  |  |  | MANUAL | ISOLATION | N | XX |  |  | XX |  | Maint Look Functional Location | Ops Look Functional Location | XX |  | 999.00 TN | XX |  | AW | MANUAL PVLV | XX |  |  |  |  | XX | BALL | NJBC-BU-DRWTP-TRMT
10871044 | UNKNOWN | DRWTP-TRMT CV-17CHLOR RM CL2 BALL /VALVE | NJBC-BU-DRWTP-TRMT | P203 | INSV | INST | BUCKLEJ | H |  |  |  | MANUAL | ISOLATION | N | XX |  |  | XX |  | Maint Look Functional Location | Ops Look Functional Location | XX |  | 999.00 TN | XX |  | AW | MANUAL PVLV | XX |  |  |  |  | XX | BALL | NJBC-BU-DRWTP-TRMT
10871043 | UNKNOWN | DRWTP-TRMT CV-16CHLOR RM CL2 BALL /VALVE | NJBC-BU-DRWTP-TRMT | P203 | INSV | INST | BUCKLEJ | H |  |  |  | MANUAL | ISOLATION | N | XX |  |  | XX |  | Maint Look Functional Location | Ops Look Functional Location | XX |  | 999.00 TN | XX |  | AW | MANUAL PVLV | XX |  |  |  |  | XX | BALL | NJBC-BU-DRWTP-TRMT
10871042 | UNKNOWN | DRWTP-TRMT CV-15CHLOR RM CL2 BALL /VALVE | NJBC-BU-DRWTP-TRMT | P203 | INSV | INST | TAYLORDM | H |  |  |  | MANUAL | ISOLATION | N | XX |  |  | XX |  | Maint Look Functional Location | Ops Look Functional Location | XX |  | 999.00 TN | XX |  | AW | MANUAL PVLV | XX |  |  |  |  | XX | BALL | NJBC-BU-DRWTP-TRMT
10871041 | UNKNOWN | DRWTP-TRMT CV-14CHLOR RM CL2 BALL /VALVE | NJBC-BU-DRWTP-TRMT | P203 | INSV | INST | TAYLORDM | H |  |  |  | MANUAL | ISOLATION | N | XX |  |  | XX |  | Maint Look Functional Location | Ops Look Functional Location | XX |  | 999.00 TN | XX |  | AW | MANUAL PVLV | XX |  |  |  |  | XX | BALL | NJBC-BU-DRWTP-TRMT
10871040 | UNKNOWN | DRWTP-TRMT CV-14ACHLORRM CL2 BALL /VALVE | NJBC-BU-DRWTP-TRMT | P203 | INSV | INST | TAYLORDM | H |  |  |  | MANUAL | ISOLATION | N | XX |  |  | XX |  | Maint Look Functional Location | Ops Look Functional Location | XX |  | 999.00 TN | XX |  | AW | MANUAL PVLV | XX |  |  |  |  | XX | BALL | NJBC-BU-DRWTP-TRMT
10871039 | UNKNOWN | DRWTP-TRMT CV-14CHLOR RM CL2 BALL /VALVE | NJBC-BU-DRWTP-TRMT | P203 | INSV | INST | TAYLORDM | H |  |  |  | MANUAL | ISOLATION | N | XX |  |  | XX |  | Maint Look Functional Location | Ops Look Functional Location | XX |  | 999.00 TN | XX |  | AW | MANUAL PVLV | XX |  |  |  |  | XX | BALL | NJBC-BU-DRWTP-TRMT
10871038 | UNKNOWN | DRWTP-TRMT CV-13CHLOR RM CL2 BALL /VALVE | NJBC-BU-DRWTP-TRMT | P203 | INSV | INST | TAYLORDM | H |  |  |  | MANUAL | ISOLATION | N | XX |  |  | XX |  | Maint Look Functional Location | Ops Look Functional Location | XX |  | 999.00 TN | XX |  | AW | MANUAL PVLV | XX |  |  |  |  | XX | BALL | NJBC-BU-DRWTP-TRMT
10871037 | UNKNOWN | DRWTP-TRMT CV-12CHLOR RM CL2 BALL /VALVE | NJBC-BU-DRWTP-TRMT | P203 | INSV | INST | TAYLORDM | H |  |  |  | MANUAL | ISOLATION | N | XX |  |  | XX |  | Maint Look Functional Location | Ops Look Functional Location | XX |  | 999.00 TN | XX |  | AW | MANUAL PVLV | XX |  |  |  |  | XX | BALL | NJBC-BU-DRWTP-TRMT
10871036 | UNKNOWN | DRWTP-TRMT CV-11CHLOR RM CL2 BALL /VALVE | NJBC-BU-DRWTP-TRMT | P203 | INSV | INST | TAYLORDM | H |  |  |  | MANUAL | ISOLATION | N | XX |  |  | XX |  | Maint Look Functional Location | Ops Look Functional Location | XX |  | 999.00 TN | XX |  | AW | MANUAL PVLV | XX |  |  |  |  | XX | BALL | NJBC-BU-DRWTP-TRMT
10871035 | UNKNOWN | DRWTP-TRMT CV-10CHLOR RM CL2 BALL /VALVE | NJBC-BU-DRWTP-TRMT | P203 | INSV | INST | TAYLORDM | H |  |  |  | MANUAL | ISOLATION | N | XX |  |  | XX |  | Maint Look Functional Location | Ops Look Functional Location | XX |  | 999.00 TN | XX |  | AW | MANUAL PVLV | XX |  |  |  |  | XX | BALL | NJBC-BU-DRWTP-TRMT
10871000 | PRATT | GREEN RAW WATER INTAKE /VALVE | NJBC-MH-GREEN | P203 | INSV | INST | WRIGHTM1 | L | 1743797-7-1-HP | FL |  |  |  | N | N |  |  | FLANGED |  | Maint Look Functional Location | Ops Look Functional Location | OPEN |  | 999.00 TN | XX |  | AW | MANUAL PVLV | 150 |  |  |  |  | 16 | BUTTERFLY | NJBC-MH-GREEN
10870905 | PRATT | GREEN Filter 2 Cell C /Valve | NJBC-MH-GREEN | P203 | INSV | INST | TAYLORDM | L |  | FL |  |  |  | Y | N |  |  | FLANGED |  | Maint Look Functional Location | Ops Look Functional Location | OPEN |  | 999.00 TN | LEFT |  | AW | ELECTRIC MOTOR PVLV | 150 |  |  |  |  | 8 | BUTTERFLY | NJBC-MH-GREEN
10870904 | PRATT | GREEN Filter 2 Cell B /Valve | NJBC-MH-GREEN | P203 | INSV | INST | TAYLORDM | L |  | FL |  |  |  | Y | N |  |  | FLANGED |  | Maint Look Functional Location | Ops Look Functional Location | OPEN |  | 999.00 TN | LEFT |  | AW | ELECTRIC MOTOR PVLV | 150 |  |  |  |  | 8 | BUTTERFLY | NJBC-MH-GREEN
10870903 | PRATT | GREEN Filter 2 Wash Wtr Influent /Valve | NJBC-MH-GREEN | P203 | INSV | INST | TAYLORDM | L |  | FL |  |  |  | Y | N |  |  | FLANGED |  | Maint Look Functional Location | Ops Look Functional Location | CLOSED |  | 999.00 TN | LEFT |  | AW | ELECTRIC MOTOR PVLV | 150 |  |  |  |  | 10 | BUTTERFLY | NJBC-MH-GREEN
10896210 | UNKNOWN | DRWTP-TRMT-OZNE GEN4 O2 FILT DWN /VALVE | NJBC-BU-DRWTP-TRMT-OZNE | P203 | INSV | INST | TAYLORDM | H |  |  |  | MANUAL | ISOLATION | N | XX |  |  | XX |  | Maint Look Functional Location | Ops Look Functional Location | XX |  | 999.00 TN | XX |  | AW | MANUAL PVLV | XX |  |  |  |  | XX | BUTTERFLY | NJBC-BU-DRWTP-TRMT-OZNE
10899492 | PRATT | ELKAUIC SUCTBTRFLY Effluent /VALVE | NJBC-GL-ELKAU | P203 | INSV | INST | TAYLORDM | M |  | FL |  | MANUAL | ISOLATION | N | N |  |  | FLANGED |  | Maint Look Functional Location | Ops Look Functional Location | XX |  |  | XX |  | AW | MANUAL PVLV | 150 |  |  |  |  | 8 | BUTTERFLY | NJBC-GL-ELKAU
10897672 | EIM COMPANY | RANN GSF 4 RINSE EFFLUENT ACTUATR /VALVE | NJPG-PG-RANN.-TRT. | P203 | INSV | INST | CROCEJ | M |  | HQ0050-4 | [9 empty] | Maint Look Functional Location | Ops Look Functional Location | OPEN |  |  |  |  | AW | XX | [7 empty] | NJPG-PG-RANN.-TRT.
10897671 | EIM COMPANY | RANN GSF 4 BW EFFLUENT ACTUATR /VALVE | NJPG-PG-RANN.-TRT. | P203 | INSV | INST | CROCEJ | M |  | HQ0050-8 | [9 empty] | Maint Look Functional Location | Ops Look Functional Location | OPEN |  |  |  |  | AW | XX | [7 empty] | NJPG-PG-RANN.-TRT.
10897670 | EIM COMPANY | RANN GSF 4 INFLUENT ACTUATR /VALVE | NJPG-PG-RANN.-TRT. | P203 | INSV | INST | CROCEJ | M |  | HQ0050-8 | [9 empty] | Maint Look Functional Location | Ops Look Functional Location | OPEN |  |  |  |  | AW | XX | [7 empty] | NJPG-PG-RANN.-TRT.
10897669 | EIM COMPANY | RANN GSF 3 RINSE EFFLUENT ACTUATR /VALVE | NJPG-PG-RANN.-TRT. | P203 | INSV | INST | CROCEJ | M |  | HQ0050-4 | [9 empty] | Maint Look Functional Location | Ops Look Functional Location | OPEN |  |  |  |  | AW | XX | [7 empty] | NJPG-PG-RANN.-TRT.
10897668 | EIM COMPANY | RANN GSF 3 BW EFFLUENT ACTUATR /VALVE | NJPG-PG-RANN.-TRT. | P203 | INSV | INST | CROCEJ | M |  | HQ0050-8 | [9 empty] | Maint Look Functional Location | Ops Look Functional Location | OPEN |  |  |  |  | AW | XX | [7 empty] | NJPG-PG-RANN.-TRT.
10897667 | EIM COMPANY | RANN GSF 3 INFLUENT ACTUATR /VALVE | NJPG-PG-RANN.-TRT. | P203 | INSV | INST | CROCEJ | M |  | HQ0050-8 | [9 empty] | Maint Look Functional Location | Ops Look Functional Location | OPEN |  |  |  |  | AW | XX | [7 empty] | NJPG-PG-RANN.-TRT.
10897666 | EIM COMPANY | RANN GSF 2 RINSE EFFLUENT ACTUATR /VALVE | NJPG-PG-RANN.-TRT. | P203 | INSV | INST | CROCEJ | M |  | HQ0050-4 | [9 empty] | Maint Look Functional Location | Ops Look Functional Location | OPEN |  |  |  |  | AW | XX | [7 empty] | NJPG-PG-RANN.-TRT.
10897665 | EIM COMPANY | RANN GSF 2 BW EFFLUENT ACTUATR /VALVE | NJPG-PG-RANN.-TRT. | P203 | INSV | INST | CROCEJ | M |  | HQ0050-8 | [9 empty] | Maint Look Functional Location | Ops Look Functional Location | OPEN |  |  |  |  | AW | XX | [7 empty] | NJPG-PG-RANN.-TRT.
10897664 | EIM COMPANY | RANN GSF 2 INFLUENT ACTUATR /VALVE | NJPG-PG-RANN.-TRT. | P203 | INSV | INST | CROCEJ | M |  | HQ0050-8 | [9 empty] | Maint Look Functional Location | Ops Look Functional Location | OPEN |  |  |  |  | AW | XX | [7 empty] | NJPG-PG-RANN.-TRT.
10897663 | EIM COMPANY | RANN GSF 1 RINSE EFFLUENT ACTUATR /VALVE | NJPG-PG-RANN.-TRT. | P203 | INSV | INST | CROCEJ | M |  | HQ0050-4 | [9 empty] | Maint Look Functional Location | Ops Look Functional Location | OPEN |  |  |  |  | AW | XX | [7 empty] | NJPG-PG-RANN.-TRT.
10897662 | EIM COMPANY | RANN GSF 1 BW EFFLUENT ACTUATR /VALVE | NJPG-PG-RANN.-TRT. | P203 | INSV | INST | CROCEJ | M |  | HQ0050-8 | [9 empty] | Maint Look Functional Location | Ops Look Functional Location | OPEN |  |  |  |  | AW | XX | [7 empty] | NJPG-PG-RANN.-TRT.
10897661 | EIM COMPANY | RANN GSF 1 INFLUENT ACTUATOR /VALVE | NJPG-PG-RANN.-TRT. | P203 | INSV | INST | CROCEJ | M |  | HQ0050-8 | [9 empty] | Maint Look Functional Location | Ops Look Functional Location | OPEN |  |  |  |  | AW | XX | [7 empty] | NJPG-PG-RANN.-TRT.
10897660 | EIM COMPANY | RANN GSF 4 EFF / BW INLET ACTUATR /VALVE | NJPG-PG-RANN.-TRT. | P203 | INSV | INST | CROCEJ | M |  | HQ0050-8 | [9 empty] | Maint Look Functional Location | Ops Look Functional Location | OPEN |  |  |  |  | AW | XX | [7 empty] | NJPG-PG-RANN.-TRT.
10897659 | EIM COMPANY | RANN GSF 3 EFF / BW INLET ACTUATR /VALVE | NJPG-PG-RANN.-TRT. | P203 | INSV | INST | CROCEJ | M |  | HQ0050-8 | [9 empty] | Maint Look Functional Location | Ops Look Functional Location | OPEN |  |  |  |  | AW | XX | [7 empty] | NJPG-PG-RANN.-TRT.
10897658 | EIM COMPANY | RANN GSF 2 EFF / BW INLET ACTUATR /VALVE | NJPG-PG-RANN.-TRT. | P203 | INSV | INST | CROCEJ | M |  | HQ0050-8 | [9 empty] | Maint Look Functional Location | Ops Look Functional Location | OPEN |  |  |  |  | AW | XX | [7 empty] | NJPG-PG-RANN.-TRT.
10897657 | EIM COMPANY | RANN GSF 1 EFF / BW INLET ACTUATR /VALVE | NJPG-PG-RANN.-TRT. | P203 | INSV | INST | CROCEJ | M |  | HQ0050-8 | [9 empty] | Maint Look Functional Location | Ops Look Functional Location | OPEN |  |  |  |  | AW | XX | [7 empty] | NJPG-PG-RANN.-TRT.
10897656 | PRATT | RANN GSF 4 EFFLUENT ISOLATION /VALVE | NJPG-PG-RANN.-TRT. | P203 | INSV | INST | CROCEJ | M |  | 2F2 | [9 empty] | Maint Look Functional Location | Ops Look Functional Location | OPEN |  |  |  |  | AW | XX | [7 empty] | NJPG-PG-RANN.-TRT.
10897655 | PRATT | RANN GSF 4 INFLUENT ISOLATION /VALVE | NJPG-PG-RANN.-TRT. | P203 | INSV | INST | CROCEJ | M |  | 2F2 | [9 empty] | Maint Look Functional Location | Ops Look Functional Location | OPEN |  |  |  |  | AW | XX | [7 empty] | NJPG-PG-RANN.-TRT.
10897654 | PRATT | RANN GSF 3 EFFLUENT ISOLATION /VALVE | NJPG-PG-RANN.-TRT. | P203 | INSV | INST | CROCEJ | M |  | 2F2 | [9 empty] | Maint Look Functional Location | Ops Look Functional Location | OPEN |  |  |  |  | AW | XX | [7 empty] | NJPG-PG-RANN.-TRT.
10897653 | PRATT | RANN GSF 3 INFLUENT ISOLATION /VALVE | NJPG-PG-RANN.-TRT. | P203 | INSV | INST | CROCEJ | M |  | 2F2 | [9 empty] | Maint Look Functional Location | Ops Look Functional Location | OPEN |  |  |  |  | AW | XX | [7 empty] | NJPG-PG-RANN.-TRT.
10897652 | PRATT | RANN GSF 2 EFFLUENT ISOLATION /VALVE | NJPG-PG-RANN.-TRT. | P203 | INSV | INST | CROCEJ | M |  | 2F2 | [9 empty] | Maint Look Functional Location | Ops Look Functional Location | OPEN |  |  |  |  | AW | XX | [7 empty] | NJPG-PG-RANN.-TRT.
10897651 | PRATT | RANN GSF 2 INFLUENT ISOLATION /VALVE | NJPG-PG-RANN.-TRT. | P203 | INSV | INST | CROCEJ | M |  | 2F2 | [9 empty] | Maint Look Functional Location | Ops Look Functional Location | OPEN |  |  |  |  | AW | XX | [7 empty] | NJPG-PG-RANN.-TRT.
10897650 | PRATT | RANN GSF 1 EFFLUENT ISOLATION /VALVE | NJPG-PG-RANN.-TRT. | P203 | INSV | INST | CROCEJ | M |  | 2F2 | [9 empty] | Maint Look Functional Location | Ops Look Functional Location | OPEN |  |  |  |  | AW | XX | [7 empty] | NJPG-PG-RANN.-TRT.
10899493 | PRATT | ELKAUIC DISCHGBTRFLY Effluent /VALVE | NJBC-GL-ELKAU | P203 | INSV | INST | TAYLORDM | L |  | FL |  | MANUAL | ISOLATION | N | N |  |  | FLANGED |  | Maint Look Functional Location | Ops Look Functional Location | XX |  |  | XX |  | AW | MANUAL PVLV | 150 |  |  |  |  | 8 | BUTTERFLY | NJBC-GL-ELKAU
10917615 | EIM COMPANY | COMM System Actuator /VALVE | NJLO-Z1-COMM. | P203 | INSV | INST | TAYLORDM | M | [11 empty] | Maint Look Functional Location | Ops Look Functional Location | OPEN |  |  |  |  | AW | XX | [7 empty] | NJLO-Z1-COMM.
10916701 | UNKNOWN | DRWTP-RWPS RIVER TIDE DRAIN /VALVE | NJBC-BU-DRWTP-RWPS | P203 | INSV | INST | TAYLORDM | M |  |  |  | MANUAL |  | N | XX |  |  | XX |  | Maint Look Functional Location | Ops Look Functional Location | CLOSED | 0 PSI | 999.00 TN | XX |  | AW | MANUAL PVLV | XX |  |  |  |  | XX | CHECK | NJBC-BU-DRWTP-RWPS
10900402 | PRATT | ELKAUIC SUCTBTRFLY Influent /VALVE | NJBC-GL-ELKAU | P203 | INSV | INST | TAYLORDM | L |  | FL |  | MANUAL | ISOLATION | N | N |  |  | FLANGED |  | Maint Look Functional Location | Ops Look Functional Location | XX |  |  | XX |  | AW | MANUAL PVLV | 150 |  |  |  |  | 6 | BUTTERFLY | NJBC-GL-ELKAU
10900401 | PRATT | ELKAUIC Pump 1 Discharge BTRFLY /VALVE | NJBC-GL-ELKAU | P203 | INSV | INST | TAYLORDM | L |  | FL |  | MANUAL | ISOLATION | N | N |  |  | FLANGED |  | Maint Look Functional Location | Ops Look Functional Location | XX |  |  | XX |  | AW | MANUAL PVLV | 150 |  |  |  |  | 6 | BUTTERFLY | NJBC-GL-ELKAU
10900400 | PRATT | ELKAUIC Pump 2 Discharge BTRFLY /VALVE | NJBC-GL-ELKAU | P203 | INSV | INST | TAYLORDM | L |  | FL |  | MANUAL | ISOLATION | N | N |  |  | FLANGED |  | Maint Look Functional Location | Ops Look Functional Location | XX |  |  | XX |  | AW | MANUAL PVLV | 150 |  |  |  |  | 6 | BUTTERFLY | NJBC-GL-ELKAU
10900075 | VAL-MATIC | ELK2WIC Effluent Air Release /VALVE | NJBC-GL-ELK2W | P203 | INSV | INST | TAYLORDM | L |  | 15A |  |  | AIR RELEASE | N | N |  |  | THREADED |  | Maint Look Functional Location | Ops Look Functional Location | XX |  |  | XX |  | AW | HYDRAULIC ONLY PVLV | [5 empty] | 0.5 | AIR RELIEF | NJBC-GL-ELK2W
10900074 | VAL-MATIC | ELK2WIC Influent Air Release /VALVE | NJBC-GL-ELK2W | P203 | INSV | INST | TAYLORDM | L |  | 15A |  |  | AIR RELEASE | N | N |  |  | THREADED |  | Maint Look Functional Location | Ops Look Functional Location | XX |  |  | XX |  | AW | HYDRAULIC ONLY PVLV | [5 empty] | 0.5 | AIR RELIEF | NJBC-GL-ELK2W
10900073 | UNKNOWN | ELK2WIC Meter BYPASS GATE /VALVE | NJBC-GL-ELK2W | P203 | INSV | INST | TAYLORDM | L |  | 4067-02 |  | MANUAL | ISOLATION | N | N |  |  | FLANGED |  | Maint Look Functional Location | Ops Look Functional Location | XX |  |  | XX |  | AW | MANUAL PVLV | 150 |  |  |  |  | 6 | GATE | NJBC-GL-ELK2W
10900071 | UNKNOWN | ELK2WIC Meter Influ Iso GATE VLV /VALVE | NJBC-GL-ELK2W | P203 | INSV | INST | TAYLORDM | L |  | 4067-02 |  | MANUAL | ISOLATION | N | N |  |  | FLANGED |  | Maint Look Functional Location | Ops Look Functional Location | XX |  |  | XX |  | AW | MANUAL PVLV | 150 |  |  |  |  | 6 | GATE | NJBC-GL-ELK2W
10900070 | UNKNOWN | ELK2WIC Meter Efflu Iso GATE VLV /VALVE | NJBC-GL-ELK2W | P203 | INSV | INST | TAYLORDM | L |  | 4067-02 |  | MANUAL | ISOLATION | N | N |  |  | FLANGED |  | Maint Look Functional Location | Ops Look Functional Location | XX |  |  | XX |  | AW | MANUAL PVLV | 150 |  |  |  |  | 6 | GATE | NJBC-GL-ELK2W
10900069 | UNKNOWN | ELK2WIC Meter Isolation GATE VLV /VALVE | NJBC-GL-ELK2W | P203 | INSV | INST | TAYLORDM | L |  | 4067-02 |  | MANUAL | ISOLATION | N | N |  |  | FLANGED |  | Maint Look Functional Location | Ops Look Functional Location | XX |  |  | XX |  | AW | MANUAL PVLV | 150 |  |  |  |  | 6 | GATE | NJBC-GL-ELK2W
10900068 | PRATT | ELK2WIC DISCHG BTRFLY Effluent /VALVE | NJBC-GL-ELK2W | P203 | INSV | INST | TAYLORDM | L |  | FL |  | MANUAL | ISOLATION | N | N |  |  | FLANGED |  | Maint Look Functional Location | Ops Look Functional Location | XX |  |  | XX |  | AW | MANUAL PVLV | 150 |  |  |  |  | 6 | BUTTERFLY | NJBC-GL-ELK2W
10900067 | PRATT | ELK2WIC SUCTBTRFLY Influent /VALVE | NJBC-GL-ELK2W | P203 | INSV | INST | TAYLORDM | L |  | FL |  | MANUAL | ISOLATION | N | N |  |  | FLANGED |  | Maint Look Functional Location | Ops Look Functional Location | XX |  |  | XX |  | AW | MANUAL PVLV | 150 |  |  |  |  | 6 | BUTTERFLY | NJBC-GL-ELK2W
10900066 | GOLDEN ANDERSON | ELKAUIC CHECK VLV /VALVE | NJBC-GL-ELKAU | P203 | INSV | INST | TAYLORDM | M | 432007323 | 2500DS | [9 empty] | Maint Look Functional Location | Ops Look Functional Location | CLOSED |  |  |  |  | AW | HYDRAULIC ONLY PVLV | [7 empty] | NJBC-GL-ELKAU
10900065 | PRATT | ELKAUIC Chk Vlv Iso Efflu BTRFLY /VALVE | NJBC-GL-ELKAU | P203 | INSV | INST | TAYLORDM | L |  | FL |  | MANUAL | ISOLATION | N | N |  |  | FLANGED |  | Maint Look Functional Location | Ops Look Functional Location | XX |  |  | XX |  | AW | MANUAL PVLV | 150 |  |  |  |  | 6 | BUTTERFLY | NJBC-GL-ELKAU
10900064 | PRATT | ELKAUIC Chk Vlv Iso Influ BTRFLY /VALVE | NJBC-GL-ELKAU | P203 | INSV | INST | TAYLORDM | L |  | FL |  | MANUAL | ISOLATION | N | N |  |  | FLANGED |  | Maint Look Functional Location | Ops Look Functional Location | XX |  |  | XX |  | AW | MANUAL PVLV | 150 |  |  |  |  | 6 | BUTTERFLY | NJBC-GL-ELKAU
10900063 | CLA-VAL | ELKAUIC Pressure Relief /VALVE | NJBC-GL-ELKAU | P203 | INSV | INST | TAYLORDM | M |  | 50-01BD |  |  |  | Y | N |  |  | FLANGED |  | Maint Look Functional Location | Ops Look Functional Location | CLOSED | 0 PSI | 999.00 TN | XX |  | AW | HYDRAULIC W-PILOTS PVLV | XX |  |  |  |  | 6 | PRES REGULATOR | NJBC-GL-ELKAU
10900062 | PRATT | ELKAUIC Flow Control Actuator /VALVE | NJBC-GL-ELKAU | P203 | INSV | INST | TAYLORDM | L |  |  | EIM COMPANY | ELECTRIC | FLOW CONTROL | Y | N |  |  | FLANGED |  | Maint Look Functional Location | Ops Look Functional Location | XX |  | 999.00 TN | LEFT |  | AW | ELECTRIC MOTOR PVLV | [5 empty] | 6 | BUTTERFLY | NJBC-GL-ELKAU
10899499 | PRATT | ELKAUIC Pump 2 Suction BTRFLY /VALVE | NJBC-GL-ELKAU | P203 | INSV | INST | TAYLORDM | L |  | FL |  | MANUAL | ISOLATION | N | N |  |  | FLANGED |  | Maint Look Functional Location | Ops Look Functional Location | XX |  |  | XX |  | AW | MANUAL PVLV | 150 |  |  |  |  | 6 | BUTTERFLY | NJBC-GL-ELKAU
10899498 | PRATT | ELKAUIC Pump 1 Suction BTRFLY /VALVE | NJBC-GL-ELKAU | P203 | INSV | INST | TAYLORDM | L |  | FL |  | MANUAL | ISOLATION | N | N |  |  | FLANGED |  | Maint Look Functional Location | Ops Look Functional Location | XX |  |  | XX |  | AW | MANUAL PVLV | 150 |  |  |  |  | 6 | BUTTERFLY | NJBC-GL-ELKAU
10899497 | PRATT | ELKAUIC Meter Isolation BTRFLY /VALVE | NJBC-GL-ELKAU | P203 | INSV | INST | TAYLORDM | L |  | FL |  | MANUAL | ISOLATION | N | N |  |  | FLANGED |  | Maint Look Functional Location | Ops Look Functional Location | XX |  |  | XX |  | AW | MANUAL PVLV | 150 |  |  |  |  | 6 | BUTTERFLY | NJBC-GL-ELKAU
10899496 | PRATT | ELKAUIC PR Iso BTRFLY Effluent /VALVE | NJBC-GL-ELKAU | P203 | INSV | INST | TAYLORDM | L |  | FL |  | MANUAL | ISOLATION | N | N |  |  | FLANGED |  | Maint Look Functional Location | Ops Look Functional Location | XX |  |  | XX |  | AW | MANUAL PVLV | 150 |  |  |  |  | 6 | BUTTERFLY | NJBC-GL-ELKAU
10899495 | PRATT | ELKAUIC PR Iso BTRFLY Influent /VALVE | NJBC-GL-ELKAU | P203 | INSV | INST | TAYLORDM | L |  | FL |  | MANUAL | ISOLATION | N | N |  |  | FLANGED |  | Maint Look Functional Location | Ops Look Functional Location | XX |  |  | XX |  | AW | MANUAL PVLV | 150 |  |  |  |  | 6 | BUTTERFLY | NJBC-GL-ELKAU
10899494 | PRATT | ELKAUIC Meter BYPASS BTRFLY /VALVE | NJBC-GL-ELKAU | P203 | INSV | INST | TAYLORDM | L |  | FL |  | MANUAL | ISOLATION | N | N |  |  | FLANGED |  | Maint Look Functional Location | Ops Look Functional Location | XX |  |  | XX |  | AW | MANUAL PVLV | 150 |  |  |  |  | 6 | BUTTERFLY | NJBC-GL-ELKAU
10897624 | PRATT | RANN GSF 1 BW EFFLUENT /VALVE | NJPG-PG-RANN.-TRT. | P203 | INSV | INST | CROCEJ | M |  | MKII | [9 empty] | Maint Look Functional Location | Ops Look Functional Location | OPEN |  |  |  |  | AW | BACKFLOW W-TEST PORTS PVLV | [7 empty] | NJPG-PG-RANN.-TRT.
10897623 | PRATT | RANN GSF 1 INFLUENT /VALVE | NJPG-PG-RANN.-TRT. | P203 | INSV | INST | CROCEJ | M |  | MKII | [9 empty] | Maint Look Functional Location | Ops Look Functional Location | OPEN |  |  |  |  | AW | BACKFLOW W-TEST PORTS PVLV | [7 empty] | NJPG-PG-RANN.-TRT.
10897622 | PRATT | RANN GSF 4 EFF / BW INLET /VALVE | NJPG-PG-RANN.-TRT. | P203 | INSV | INST | CROCEJ | M |  | MKII | [9 empty] | Maint Look Functional Location | Ops Look Functional Location | OPEN |  |  |  |  | AW | BACKFLOW W-TEST PORTS PVLV | [7 empty] | NJPG-PG-RANN.-TRT.
10897621 | PRATT | RANN GSF 3 EFF / BW INLET /VALVE | NJPG-PG-RANN.-TRT. | P203 | INSV | INST | CROCEJ | M |  | MKII | [9 empty] | Maint Look Functional Location | Ops Look Functional Location | OPEN |  |  |  |  | AW | BACKFLOW W-TEST PORTS PVLV | [7 empty] | NJPG-PG-RANN.-TRT.
10897620 | PRATT | RANN GSF 2 EFF / BW INLET /VALVE | NJPG-PG-RANN.-TRT. | P203 | INSV | INST | CROCEJ | M |  | MKII | [9 empty] | Maint Look Functional Location | Ops Look Functional Location | OPEN |  |  |  |  | AW | BACKFLOW W-TEST PORTS PVLV | [7 empty] | NJPG-PG-RANN.-TRT.
10897619 | PRATT | RANN GSF 1 EFF / BW INLET /VALVE | NJPG-PG-RANN.-TRT. | P203 | INSV | INST | CROCEJ | M |  | MKII | [9 empty] | Maint Look Functional Location | Ops Look Functional Location | OPEN |  |  |  |  | AW | BACKFLOW W-TEST PORTS PVLV | [7 empty] | NJPG-PG-RANN.-TRT.
10897618 | GOLDEN ANDERSON | RANN SLDG PMP 2 CHECK /VALVE | NJPG-PG-RANN.-TRT. | P203 | INSV | INST | CROCEJ | M |  | X250-DS | [9 empty] | Maint Look Functional Location | Ops Look Functional Location | OPEN |  |  |  |  | AW | BACKFLOW W-TEST PORTS PVLV | [7 empty] | NJPG-PG-RANN.-TRT.
10897617 | GOLDEN ANDERSON | RANN SLDG PMP 1 CHECK /VALVE | NJPG-PG-RANN.-TRT. | P203 | INSV | INST | CROCEJ | M |  | X250-DS | [9 empty] | Maint Look Functional Location | Ops Look Functional Location | OPEN |  |  |  |  | AW | BACKFLOW W-TEST PORTS PVLV | [7 empty] | NJPG-PG-RANN.-TRT.
10897616 | GOLDEN ANDERSON | RANN DECANT PMP 2 CHECK /VALVE | NJPG-PG-RANN.-TRT. | P203 | INSV | INST | CROCEJ | M |  | X250-DS | [9 empty] | Maint Look Functional Location | Ops Look Functional Location | OPEN |  |  |  |  | AW | BACKFLOW W-TEST PORTS PVLV | [7 empty] | NJPG-PG-RANN.-TRT.
10897615 | GOLDEN ANDERSON | RANN DECANT PMP 1 CHECK /VALVE | NJPG-PG-RANN.-TRT. | P203 | INSV | INST | CROCEJ | M |  | X250-DS | [9 empty] | Maint Look Functional Location | Ops Look Functional Location | OPEN |  |  |  |  | AW | BACKFLOW W-TEST PORTS PVLV | [7 empty] | NJPG-PG-RANN.-TRT.
10897614 | GOLDEN ANDERSON | RANN FILTER EFF CHECK VLV /VALVE | NJPG-PG-RANN.-TRT. | P203 | INSV | INST | CROCEJ | M |  | X250-DS | [9 empty] | Maint Look Functional Location | Ops Look Functional Location | OPEN |  |  |  |  | AW | BACKFLOW W-TEST PORTS PVLV | [7 empty] | NJPG-PG-RANN.-TRT.
10897613 | GOLDEN ANDERSON | RANN BW SUPPLY CHECK VLV 2 /VALVE | NJPG-PG-RANN.-TRT. | P203 | INSV | INST | CROCEJ | M |  | 290 | [9 empty] | Maint Look Functional Location | Ops Look Functional Location | OPEN |  |  |  |  | AW | BACKFLOW W-TEST PORTS PVLV | [7 empty] | NJPG-PG-RANN.-TRT.
10897612 | GOLDEN ANDERSON | RANN BW SUPPLY CHECK VLV 1 /VALVE | NJPG-PG-RANN.-TRT. | P203 | INSV | INST | CROCEJ | M |  | 290 | [9 empty] | Maint Look Functional Location | Ops Look Functional Location | OPEN |  |  |  |  | AW | BACKFLOW W-TEST PORTS PVLV | [7 empty] | NJPG-PG-RANN.-TRT.
10897611 | MUELLER | RANN WELL 7 CHECK VLV /VALVE | NJPG-PG-RANN.-W7.. | P203 | INSV | INST | CROCEJ | M | [11 empty] | Maint Look Functional Location | Ops Look Functional Location | OPEN |  |  |  |  | AW | BACKFLOW W-TEST PORTS PVLV | [7 empty] | NJPG-PG-RANN.-W7..
10897610 | KENNEDY | RANN WELL 2B CHECK VLV /VALVE | NJPG-PG-RANN.-W2B. | P203 | INSV | INST | CROCEJ | M | [11 empty] | Maint Look Functional Location | Ops Look Functional Location | OPEN |  |  |  |  | AW | BACKFLOW W-TEST PORTS PVLV | [7 empty] | NJPG-PG-RANN.-W2B.
10897609 | UNKNOWN | RANN WELL 1A CHECK VLV /VALVE | NJPG-PG-RANN.-W1A. | P203 | INSV | INST | CROCEJ | M | [11 empty] | Maint Look Functional Location | Ops Look Functional Location | OPEN |  |  |  |  | AW | BACKFLOW W-TEST PORTS PVLV | [7 empty] | NJPG-PG-RANN.-W1A.
10897608 | MUELLER | LAYT WELL 11A CHECK VLV /VALVE | NJPG-PG-LAYT.-W11A | P203 | INSV | INST | CROCEJ | M | [11 empty] | Maint Look Functional Location | Ops Look Functional Location | OPEN |  |  |  |  | AW | BACKFLOW W-TEST PORTS PVLV | [7 empty] | NJPG-PG-LAYT.-W11A
10897607 | UNKNOWN | LAYT WELL 4 CHECK VLV /VALVE | NJPG-PG-LAYT.-W04. | P203 | INSV | INST | CROCEJ | M | [11 empty] | Maint Look Functional Location | Ops Look Functional Location | OPEN |  |  |  |  | AW | BACKFLOW W-TEST PORTS PVLV | [7 empty] | NJPG-PG-LAYT.-W04.
10897606 | UNKNOWN | LAYT WELL 2 CHECK VLV /VALVE | NJPG-PG-LAYT.-W02. | P203 | INSV | INST | CROCEJ | M | [11 empty] | Maint Look Functional Location | Ops Look Functional Location | OPEN |  |  |  |  | AW | BACKFLOW W-TEST PORTS PVLV | [7 empty] | NJPG-PG-LAYT.-W02.
10896215 | UNKNOWN | DRWTP-TRMT-OZNE AS417 Air Sep /VALVE | NJBC-BU-DRWTP-TRMT-OZNE | P203 | INSV | INST | TAYLORDM | H |  |  |  | MANUAL | PRESSURE REGULATION | N | XX |  |  | XX |  | Maint Look Functional Location | Ops Look Functional Location | XX | 0 PSI | 999.00 TN | XX |  | AW | MANUAL PVLV | XX |  |  |  |  | XX |  | NJBC-BU-DRWTP-TRMT-OZNE
10896214 | UNKNOWN | DRWTP-TRMT-O3 DIS HDR PRV B ROOF /VALVE | NJBC-BU-DRWTP-TRMT-OZNE | P203 | INSV | INST | TAYLORDM | H |  |  |  | MANUAL | PRESSURE REGULATION | N | XX |  |  | XX |  | Maint Look Functional Location | Ops Look Functional Location | XX |  | 999.00 TN | XX |  | AW | MANUAL PVLV | XX |  |  |  |  | XX |  | NJBC-BU-DRWTP-TRMT-OZNE
10896213 | UNKNOWN | DRWTP-TRMT-OZNE GEN4 CL H2O PRV /VALVE | NJBC-BU-DRWTP-TRMT-OZNE | P203 | INSV | INST | TAYLORDM | H |  |  |  | PNEUMATIC | PRESSURE REGULATION | Y | XX |  |  | XX |  | Maint Look Functional Location | Ops Look Functional Location | XX |  | 999.00 TN | XX |  | AW | PNEUMATIC PVLV | XX |  |  |  |  | XX | PRES RELIEF | NJBC-BU-DRWTP-TRMT-OZNE
10896212 | UNKNOWN | DRWTP-TRMT-OZNE GEN4 IN O2 PRES /VALVE | NJBC-BU-DRWTP-TRMT-OZNE | P203 | INSV | INST | TAYLORDM | H |  |  |  | PNEUMATIC | PRESSURE REGULATION | Y | XX |  |  | XX |  | Maint Look Functional Location | Ops Look Functional Location | XX |  | 999.00 TN | XX |  | AW | PNEUMATIC PVLV | XX |  |  |  |  | XX | PRES RELIEF | NJBC-BU-DRWTP-TRMT-OZNE
10896211 | UNKNOWN | DRWTP-TRMT-OZNE GEN4 O2 FILT UP /VALVE | NJBC-BU-DRWTP-TRMT-OZNE | P203 | INSV | INST | TAYLORDM | H |  |  |  | MANUAL | ISOLATION | N | XX |  |  | XX |  | Maint Look Functional Location | Ops Look Functional Location | XX |  | 999.00 TN | XX |  | AW | MANUAL PVLV | XX |  |  |  |  | XX | BUTTERFLY | NJBC-BU-DRWTP-TRMT-OZNE
10897625 | PRATT | RANN GSF 1 RINSE EFFLUENT /VALVE | NJPG-PG-RANN.-TRT. | P203 | INSV | INST | CROCEJ | M |  | MKII | [9 empty] | Maint Look Functional Location | Ops Look Functional Location | OPEN |  |  |  |  | AW | BACKFLOW W-TEST PORTS PVLV | [7 empty] | NJPG-PG-RANN.-TRT.
10897649 | PRATT | RANN GSF 1 INFLUENT ISOLATION /VALVE | NJPG-PG-RANN.-TRT. | P203 | INSV | INST | CROCEJ | M |  | 2F2 | [9 empty] | Maint Look Functional Location | Ops Look Functional Location | OPEN |  |  |  |  | AW | XX | [7 empty] | NJPG-PG-RANN.-TRT.
10897648 | UNKNOWN | RANN WELL 7 ISOLATION /VALVE | NJPG-PG-RANN.-W7.. | P203 | INSV | INST | CROCEJ | M | [11 empty] | Maint Look Functional Location | Ops Look Functional Location | OPEN |  |  |  |  | AW | XX | [7 empty] | NJPG-PG-RANN.-W7..
10897647 | UNKNOWN | RANN WELL 2B ISOLATION /VALVE | NJPG-PG-RANN.-W2B. | P203 | INSV | INST | CROCEJ | M | [11 empty] | Maint Look Functional Location | Ops Look Functional Location | OPEN |  |  |  |  | AW | XX | [7 empty] | NJPG-PG-RANN.-W2B.
10897646 | KENNEDY | RANN WELL 1A ISOLATION /VALVE | NJPG-PG-RANN.-W1A. | P203 | INSV | INST | CROCEJ | M | [11 empty] | Maint Look Functional Location | Ops Look Functional Location | OPEN |  |  |  |  | AW | XX | [7 empty] | NJPG-PG-RANN.-W1A.
10897645 | MUELLER | LAYT WELL 11A ISOLATION /VALVE | NJPG-PG-LAYT.-W11A | P203 | INSV | INST | CROCEJ | M | [11 empty] | Maint Look Functional Location | Ops Look Functional Location | OPEN |  |  |  |  | AW | XX | [7 empty] | NJPG-PG-LAYT.-W11A
10897644 | PRATT | LAYT WELL 4 ISOLATION /VALVE | NJPG-PG-LAYT.-W04. | P203 | INSV | INST | CROCEJ | M | [11 empty] | Maint Look Functional Location | Ops Look Functional Location | OPEN |  |  |  |  | AW | XX | [7 empty] | NJPG-PG-LAYT.-W04.
10897643 | UNKNOWN | LAYT WELL 2 ISOLATION /VALVE | NJPG-PG-LAYT.-W02. | P203 | INSV | INST | CROCEJ | M | [11 empty] | Maint Look Functional Location | Ops Look Functional Location | OPEN |  |  |  |  | AW | XX | [7 empty] | NJPG-PG-LAYT.-W02.
10897642 | EIM COMPANY | RANN BW TNK 2 SLUDGE ACTUATOR /VALVE | NJPG-PG-RANN.-TRT. | P203 | INSV | INST | CROCEJ | M |  | HQ0050-6 | [9 empty] | Maint Look Functional Location | Ops Look Functional Location | OPEN |  |  |  |  | AW | XX | [7 empty] | NJPG-PG-RANN.-TRT.
10897641 | EIM COMPANY | RANN BW TNK 1 SLUDGE ACTUATOR /VALVE | NJPG-PG-RANN.-TRT. | P203 | INSV | INST | CROCEJ | M |  | HQ0050-6 | [9 empty] | Maint Look Functional Location | Ops Look Functional Location | OPEN |  |  |  |  | AW | XX | [7 empty] | NJPG-PG-RANN.-TRT.
10897640 | EIM COMPANY | RANN BW TNK 2 DECANT ACTUATOR /VALVE | NJPG-PG-RANN.-TRT. | P203 | INSV | INST | CROCEJ | M |  | HQ0050-6 | [9 empty] | Maint Look Functional Location | Ops Look Functional Location | OPEN |  |  |  |  | AW | XX | [7 empty] | NJPG-PG-RANN.-TRT.
10897639 | EIM COMPANY | RANN BW TNK 1 DECANT ACTUATOR /VALVE | NJPG-PG-RANN.-TRT. | P203 | INSV | INST | CROCEJ | M |  | HQ0050-6 | [9 empty] | Maint Look Functional Location | Ops Look Functional Location | OPEN |  |  |  |  | AW | XX | [7 empty] | NJPG-PG-RANN.-TRT.
10897638 | PRATT | RANN BW TNK 2 INLET /VALVE | NJPG-PG-RANN.-TRT. | P203 | INSV | INST | CROCEJ | M |  | 2F2 | [9 empty] | Maint Look Functional Location | Ops Look Functional Location | OPEN |  |  |  |  | AW | XX | [7 empty] | NJPG-PG-RANN.-TRT.
10897637 | PRATT | RANN BW TNK 1 INLET /VALVE | NJPG-PG-RANN.-TRT. | P203 | INSV | INST | CROCEJ | M |  | 2F2 | [9 empty] | Maint Look Functional Location | Ops Look Functional Location | OPEN |  |  |  |  | AW | XX | [7 empty] | NJPG-PG-RANN.-TRT.
10897636 | EIM COMPANY | RANN GSF BW VLV ACTUATOR /VALVE | NJPG-PG-RANN.-TRT. | P203 | INSV | INST | CROCEJ | M |  | HQ0050-6 | [9 empty] | Maint Look Functional Location | Ops Look Functional Location | OPEN |  |  |  |  | AW | XX | [7 empty] | NJPG-PG-RANN.-TRT.
10897635 | PRATT | RANN GSF BW SUPPLY VLV /VALVE | NJPG-PG-RANN.-TRT. | P203 | INSV | INST | CROCEJ | M |  | 2F2 | [9 empty] | Maint Look Functional Location | Ops Look Functional Location | OPEN |  |  |  |  | AW | XX | [7 empty] | NJPG-PG-RANN.-TRT.
10897634 | PRATT | RANN GSF 4 RINSE EFFLUENT /VALVE | NJPG-PG-RANN.-TRT. | P203 | INSV | INST | CROCEJ | M |  | MKII | [9 empty] | Maint Look Functional Location | Ops Look Functional Location | OPEN |  |  |  |  | AW | XX | [7 empty] | NJPG-PG-RANN.-TRT.
10897633 | PRATT | RANN GSF 4 BW EFFLUENT /VALVE | NJPG-PG-RANN.-TRT. | P203 | INSV | INST | CROCEJ | M |  | MKII | [9 empty] | Maint Look Functional Location | Ops Look Functional Location | OPEN |  |  |  |  | AW | XX | [7 empty] | NJPG-PG-RANN.-TRT.
10897632 | PRATT | RANN GSF 4 INFLUENT /VALVE | NJPG-PG-RANN.-TRT. | P203 | INSV | INST | CROCEJ | M |  | MKII | [9 empty] | Maint Look Functional Location | Ops Look Functional Location | OPEN |  |  |  |  | AW | XX | [7 empty] | NJPG-PG-RANN.-TRT.
10897631 | PRATT | RANN GSF 3 RINSE EFFLUENT /VALVE | NJPG-PG-RANN.-TRT. | P203 | INSV | INST | CROCEJ | M |  | MKII | [9 empty] | Maint Look Functional Location | Ops Look Functional Location | OPEN |  |  |  |  | AW | BACKFLOW W-TEST PORTS PVLV | [7 empty] | NJPG-PG-RANN.-TRT.
10897630 | PRATT | RANN GSF 3 BW EFFLUENT /VALVE | NJPG-PG-RANN.-TRT. | P203 | INSV | INST | CROCEJ | M |  | MKII | [9 empty] | Maint Look Functional Location | Ops Look Functional Location | OPEN |  |  |  |  | AW | BACKFLOW W-TEST PORTS PVLV | [7 empty] | NJPG-PG-RANN.-TRT.
10897629 | PRATT | RANN GSF 3 INFLUENT /VALVE | NJPG-PG-RANN.-TRT. | P203 | INSV | INST | CROCEJ | M |  | MKII | [9 empty] | Maint Look Functional Location | Ops Look Functional Location | OPEN |  |  |  |  | AW | BACKFLOW W-TEST PORTS PVLV | [7 empty] | NJPG-PG-RANN.-TRT.
10897628 | PRATT | RANN GSF 2 RINSE EFFLUENT /VALVE | NJPG-PG-RANN.-TRT. | P203 | INSV | INST | CROCEJ | M |  | MKII | [9 empty] | Maint Look Functional Location | Ops Look Functional Location | OPEN |  |  |  |  | AW | BACKFLOW W-TEST PORTS PVLV | [7 empty] | NJPG-PG-RANN.-TRT.
10897627 | PRATT | RANN GSF 2 BW EFFLUENT /VALVE | NJPG-PG-RANN.-TRT. | P203 | INSV | INST | CROCEJ | M |  | MKII | [9 empty] | Maint Look Functional Location | Ops Look Functional Location | OPEN |  |  |  |  | AW | BACKFLOW W-TEST PORTS PVLV | [7 empty] | NJPG-PG-RANN.-TRT.
10897626 | PRATT | RANN GSF 2 INFLUENT /VALVE | NJPG-PG-RANN.-TRT. | P203 | INSV | INST | CROCEJ | M |  | MKII | [9 empty] | Maint Look Functional Location | Ops Look Functional Location | OPEN |  |  |  |  | AW | BACKFLOW W-TEST PORTS PVLV | [7 empty] | NJPG-PG-RANN.-TRT.
10634866 | UNKNOWN | PURE Wash for Filter 1 /Valve | NJLO-Z1-PURE. | P203 | INSV | INST | CROCEJ | L | [5 empty] | Y | XX |  |  | XX |  | Maint Look Functional Location | Ops Look Functional Location | XX |  | 999.00 TN | XX |  | AW | MANUAL PVLV | XX |  |  |  |  | XX | BUTTERFLY | NJLO-Z1-PURE.
10591857 | UNKNOWN | DRWTP-TRMT-SUPR P 2 SLDG BL DWN 4 /VALVE | NJBC-BU-DRWTP-TRMT-SUPR | P203 | INSV | INST | CROCEJ | M |  |  |  | PNEUMATIC | IN PLANT | Y | XX |  |  | XX |  | Maint Look Functional Location | Ops Look Functional Location | XX |  | 999.00 TN | XX |  | AW | PNEUMATIC PVLV | XX |  |  |  |  | XX | PLUG | NJBC-BU-DRWTP-TRMT-SUPR
10591854 | UNKNOWN | DRWTP-TRMT-SUPR P 2 SLDG BL DWN 3 /VALVE | NJBC-BU-DRWTP-TRMT-SUPR | P203 | INSV | INST | CROCEJ | M |  |  |  | PNEUMATIC | IN PLANT | Y | XX |  |  | XX |  | Maint Look Functional Location | Ops Look Functional Location | XX | 0 PSI | 999.00 TN | XX |  | AW | PNEUMATIC PVLV | XX |  |  |  |  | XX | PLUG | NJBC-BU-DRWTP-TRMT-SUPR
10591851 | UNKNOWN | DRWTP-TRMT-SUPR P 2 SLDG BL DWN 2 /VALVE | NJBC-BU-DRWTP-TRMT-SUPR | P203 | INSV | INST | CROCEJ | M |  |  |  | PNEUMATIC | IN PLANT | Y | XX |  |  | XX |  | Maint Look Functional Location | Ops Look Functional Location | XX |  | 999.00 TN | XX |  | AW | PNEUMATIC PVLV | XX |  |  |  |  | XX | PLUG | NJBC-BU-DRWTP-TRMT-SUPR
10591849 | UNKNOWN | DRWTP-TRMT-SUPR P 2 SLDG BL DWN 1 /VALVE | NJBC-BU-DRWTP-TRMT-SUPR | P203 | INSV | INST | CROCEJ | M |  |  |  | PNEUMATIC | IN PLANT | Y | XX |  |  | XX |  | Maint Look Functional Location | Ops Look Functional Location | XX | 0 PSI | 999.00 TN | XX |  | AW | PNEUMATIC PVLV | XX |  |  |  |  | XX | PLUG | NJBC-BU-DRWTP-TRMT-SUPR
10591846 | UNKNOWN | DRWTP-TRMT-SUPR P 1 SLDG BL DWN 9 /VALVE | NJBC-BU-DRWTP-TRMT-SUPR | P203 | INSV | INST | CROCEJ | M |  |  |  | PNEUMATIC | IN PLANT | Y | XX |  |  | XX |  | Maint Look Functional Location | Ops Look Functional Location | XX |  | 999.00 TN | XX |  | AW | PNEUMATIC PVLV | XX |  |  |  |  | XX | PLUG | NJBC-BU-DRWTP-TRMT-SUPR
10591844 | UNKNOWN | DRWTP-TRMT-SUPR P 1 SLDG BL DWN 8 /VALVE | NJBC-BU-DRWTP-TRMT-SUPR | P203 | INSV | INST | CROCEJ | M |  |  |  | PNEUMATIC | IN PLANT | Y | XX |  |  | XX |  | Maint Look Functional Location | Ops Look Functional Location | XX |  | 999.00 TN | XX |  | AW | PNEUMATIC PVLV | XX |  |  |  |  | XX | PLUG | NJBC-BU-DRWTP-TRMT-SUPR
10591841 | UNKNOWN | DRWTP-TRMT-SUPR P 1 SLDG BL DWN 7 /VALVE | NJBC-BU-DRWTP-TRMT-SUPR | P203 | INSV | INST | CROCEJ | M |  |  |  | PNEUMATIC | IN PLANT | Y | XX |  |  | XX |  | Maint Look Functional Location | Ops Look Functional Location | XX |  | 999.00 TN | XX |  | AW | PNEUMATIC PVLV | XX |  |  |  |  | XX | PLUG | NJBC-BU-DRWTP-TRMT-SUPR
10591838 | UNKNOWN | DRWTP-TRMT-SUPR P 1 SLDG BL DWN 6 /VALVE | NJBC-BU-DRWTP-TRMT-SUPR | P203 | INSV | INST | CROCEJ | M |  |  |  | PNEUMATIC | IN PLANT | Y | XX |  |  | XX |  | Maint Look Functional Location | Ops Look Functional Location | XX | 0 PSI | 999.00 TN | XX |  | AW | PNEUMATIC PVLV | XX |  |  |  |  | XX | PLUG | NJBC-BU-DRWTP-TRMT-SUPR
10591835 | UNKNOWN | DRWTP-TRMT-SUPR P 1 SLDG BL DWN 5 /VALVE | NJBC-BU-DRWTP-TRMT-SUPR | P203 | INSV | INST | CROCEJ | M |  |  |  | PNEUMATIC | IN PLANT | Y | XX |  |  | XX |  | Maint Look Functional Location | Ops Look Functional Location | XX |  | 999.00 TN | XX |  | AW | PNEUMATIC PVLV | XX |  |  |  |  | XX | PLUG | NJBC-BU-DRWTP-TRMT-SUPR
10591832 | UNKNOWN | DRWTP-TRMT-SUPR P 1 SLDG BL DWN 4 /VALVE | NJBC-BU-DRWTP-TRMT-SUPR | P203 | INSV | INST | CROCEJ | M |  |  |  | PNEUMATIC | IN PLANT | Y | XX |  |  | XX |  | Maint Look Functional Location | Ops Look Functional Location | XX |  | 999.00 TN | XX |  | AW | PNEUMATIC PVLV | XX |  |  |  |  | XX | PLUG | NJBC-BU-DRWTP-TRMT-SUPR
10591829 | UNKNOWN | DRWTP-TRMT-SUPR P 1 SLDG BL DWN 3 /VALVE | NJBC-BU-DRWTP-TRMT-SUPR | P203 | INSV | INST | CROCEJ | M |  |  |  | PNEUMATIC | IN PLANT | Y | XX |  |  | XX |  | Maint Look Functional Location | Ops Look Functional Location | XX | 0 PSI | 999.00 TN | XX |  | AW | PNEUMATIC PVLV | XX |  |  |  |  | XX | PLUG | NJBC-BU-DRWTP-TRMT-SUPR
10591827 | UNKNOWN | DRWTP-TRMT-SUPR P 1 SLDG BL DWN 2 /VALVE | NJBC-BU-DRWTP-TRMT-SUPR | P203 | INSV | INST | CROCEJ | M |  |  |  | PNEUMATIC | IN PLANT | Y | XX |  |  | XX |  | Maint Look Functional Location | Ops Look Functional Location | XX | 0 PSI | 999.00 TN | XX |  | AW | PNEUMATIC PVLV | XX |  |  |  |  | XX | PLUG | NJBC-BU-DRWTP-TRMT-SUPR
10591824 | UNKNOWN | DRWTP-TRMT-SUPR P 1 SLDG BL DWN 1 /VALVE | NJBC-BU-DRWTP-TRMT-SUPR | P203 | INSV | INST | CROCEJ | M |  |  |  | PNEUMATIC | IN PLANT | Y | XX |  |  | XX |  | Maint Look Functional Location | Ops Look Functional Location | XX |  | 999.00 TN | XX |  | AW | PNEUMATIC PVLV | XX |  |  |  |  | XX | PLUG | NJBC-BU-DRWTP-TRMT-SUPR
10591822 | UNKNOWN | DRWTP-TRMT BOILER RM LAWN BFP /VALVE | NJBC-BU-DRWTP-TRMT | P203 | INSV | INST | CROCEJ | H |  |  |  | HYDRAULIC | BACKFLOW PREVENTION | Y | XX |  |  | XX |  | Maint Look Functional Location | Ops Look Functional Location | XX |  | 999.00 TN | XX |  | AW | BACKFLOW W-TEST PORTS PVLV | XX |  |  |  |  | 1.5 | RPZ | NJBC-BU-DRWTP-TRMT
10591819 | UNKNOWN | DRWTP-TRMT-SUPR SUPER P LAWN BFP /VALVE | NJBC-BU-DRWTP-TRMT-SUPR | P203 | INSV | INST | CROCEJ | M |  |  |  | HYDRAULIC | BACKFLOW PREVENTION | Y | XX |  |  | XX |  | Maint Look Functional Location | Ops Look Functional Location | XX |  | 999.00 TN | XX |  | AW | BACKFLOW W-TEST PORTS PVLV | XX |  |  |  |  | 1.5 | RPZ | NJBC-BU-DRWTP-TRMT-SUPR
10591816 | UNKNOWN | DRWTP-TRMT HS BSMNT BFP /VALVE | NJBC-BU-DRWTP-TRMT | P203 | INSV | INST | CROCEJ | H |  |  |  | HYDRAULIC | BACKFLOW PREVENTION | Y | XX |  |  | XX |  | Maint Look Functional Location | Ops Look Functional Location | XX | 0 PSI | 999.00 TN | XX |  | AW | BACKFLOW W-TEST PORTS PVLV | XX |  |  |  |  | 4 | RPZ | NJBC-BU-DRWTP-TRMT
10591814 | UNKNOWN | DRWTP-TRMT STATIC MIXER AREA BFP /VALVE | NJBC-BU-DRWTP-TRMT | P203 | INSV | INST | CROCEJ | H |  |  |  | HYDRAULIC | BACKFLOW PREVENTION | Y | XX |  |  | XX |  | Maint Look Functional Location | Ops Look Functional Location | XX | 0 PSI | 999.00 TN | XX |  | AW | BACKFLOW W-TEST PORTS PVLV | XX |  |  |  |  | 8 | RPZ | NJBC-BU-DRWTP-TRMT
10591811 | UNKNOWN | DRWTP-TRMT RESIDUALS CABINET BFP /VALVE | NJBC-BU-DRWTP-TRMT | P203 | INSV | INST | CROCEJ | H |  |  |  | HYDRAULIC | BACKFLOW PREVENTION | Y | XX |  |  | XX |  | Maint Look Functional Location | Ops Look Functional Location | XX | 0 PSI | 999.00 TN | XX |  | AW | BACKFLOW W-TEST PORTS PVLV | XX |  |  |  |  | 1.5 | RPZ | NJBC-BU-DRWTP-TRMT
10591809 | UNKNOWN | DRWTP-TRMT-ZINC FD SYSTEM BFP /VALVE | NJBC-BU-DRWTP-TRMT-ZINC | P203 | INSV | INST | CROCEJ | M |  |  |  | HYDRAULIC | BACKFLOW PREVENTION | Y | XX |  |  | XX |  | Maint Look Functional Location | Ops Look Functional Location | XX | 0 PSI | 999.00 TN | XX |  | AW | BACKFLOW W-TEST PORTS PVLV | XX |  |  |  |  | 1.5 | RPZ | NJBC-BU-DRWTP-TRMT-ZINC
10591806 | UNKNOWN | DRWTP-TRMT PLNT BOILER RM BFP /VALVE | NJBC-BU-DRWTP-TRMT | P203 | INSV | INST | CROCEJ | H |  |  |  | HYDRAULIC | BACKFLOW PREVENTION | Y | XX |  |  | XX |  | Maint Look Functional Location | Ops Look Functional Location | XX | 0 PSI | 999.00 TN | XX |  | AW | BACKFLOW W-TEST PORTS PVLV | XX |  |  |  |  | 1.5 | RPZ | NJBC-BU-DRWTP-TRMT
10591803 | UNKNOWN | DRWTP-RSHS GRAV THICK POLYMER /VALVE | NJBC-BU-DRWTP-RSHS | P203 | INSV | INST | CROCEJ | M |  |  |  | HYDRAULIC | BACKFLOW PREVENTION | Y | XX |  |  | XX |  | Maint Look Functional Location | Ops Look Functional Location | XX | 0 PSI | 999.00 TN | XX |  | AW | BACKFLOW W-TEST PORTS PVLV | XX |  |  |  |  | 2 | RPZ | NJBC-BU-DRWTP-RSHS
10591801 | UNKNOWN | DRWTP-RSHS GRAV THICK MAIN LINE /VALVE | NJBC-BU-DRWTP-RSHS | P203 | INSV | INST | CROCEJ | M |  |  |  | HYDRAULIC | BACKFLOW PREVENTION | Y | XX |  |  | XX |  | Maint Look Functional Location | Ops Look Functional Location | XX | 0 PSI | 999.00 TN | XX |  | AW | BACKFLOW W-TEST PORTS PVLV | XX |  |  |  |  | 3 | RPZ | NJBC-BU-DRWTP-RSHS
10590698 | UNKNOWN | DRWTP-LLPS BSMNT RPZ 2 /VALVE | NJBC-BU-DRWTP-LLPS | P203 | INSV | INST | CROCEJ | M |  |  |  | HYDRAULIC | BACKFLOW PREVENTION | Y | XX |  |  | XX |  | Maint Look Functional Location | Ops Look Functional Location | XX | 0 PSI | 999.00 TN | XX |  | AW | BACKFLOW W-TEST PORTS PVLV | XX |  |  |  |  | 8 | RPZ | NJBC-BU-DRWTP-LLPS
10590696 | WILKINS-ZURN | DRWTP-RWPS BOILER RM BFP /VALVE | NJBC-BU-DRWTP-RWPS | P203 | INSV | INST | CROCEJ | H | 152566 | 975RP |  | HYDRAULIC | BACKFLOW PREVENTION | Y | XX |  |  | XX |  | Maint Look Functional Location | Ops Look Functional Location | XX | 0 PSI | 999.00 TN | XX |  | AW | BACKFLOW W-TEST PORTS PVLV | XX |  |  |  |  | 1 | RPZ | NJBC-BU-DRWTP-RWPS
10591859 | UNKNOWN | DRWTP-TRMT-SUPR P 2 SLDG BL DWN 5 /VALVE | NJBC-BU-DRWTP-TRMT-SUPR | P203 | INSV | INST | CROCEJ | M |  |  |  | PNEUMATIC | IN PLANT | Y | XX |  |  | XX |  | Maint Look Functional Location | Ops Look Functional Location | XX |  | 999.00 TN | XX |  | AW | PNEUMATIC PVLV | XX |  |  |  |  | XX | PLUG | NJBC-BU-DRWTP-TRMT-SUPR
10593320 | UNKNOWN | DRWTP-RWPS RIVER SCRN 5&6 SOUTH /VALVE | NJBC-BU-DRWTP-RWPS | P203 | INSV | INST | CROCEJ | M |  |  |  | MANUAL |  | N | XX |  |  | XX |  | Maint Look Functional Location | Ops Look Functional Location | XX |  | 999.00 TN | XX |  | AW | MANUAL PVLV | XX |  |  |  |  | 54 | OTHER | NJBC-BU-DRWTP-RWPS
10593317 | UNKNOWN | DRWTP-RWPS RIVER SCRN 1&2 NORTH /VALVE | NJBC-BU-DRWTP-RWPS | P203 | INSV | INST | CROCEJ | M |  |  |  | MANUAL |  | N | XX |  |  | XX |  | Maint Look Functional Location | Ops Look Functional Location | XX |  | 999.00 TN | XX |  | AW | MANUAL PVLV | XX |  |  |  |  | 54 | OTHER | NJBC-BU-DRWTP-RWPS
10593314 | UNKNOWN | DRWTP-TRMT-SUPR P 4 SLDG BL DWN 9 /VALVE | NJBC-BU-DRWTP-TRMT-SUPR | P203 | INSV | INST | CROCEJ | M |  |  |  | PNEUMATIC | IN PLANT | Y | XX |  |  | XX |  | Maint Look Functional Location | Ops Look Functional Location | XX |  | 999.00 TN | XX |  | AW | PNEUMATIC PVLV | XX |  |  |  |  | XX | PLUG | NJBC-BU-DRWTP-TRMT-SUPR
10593312 | UNKNOWN | DRWTP-TRMT-SUPR P 4 SLDG BL DWN 8 /VALVE | NJBC-BU-DRWTP-TRMT-SUPR | P203 | INSV | INST | CROCEJ | M |  |  |  | PNEUMATIC | IN PLANT | Y | XX |  |  | XX |  | Maint Look Functional Location | Ops Look Functional Location | XX |  | 999.00 TN | XX |  | AW | PNEUMATIC PVLV | XX |  |  |  |  | XX | PLUG | NJBC-BU-DRWTP-TRMT-SUPR
10593310 | UNKNOWN | DRWTP-TRMT-SUPR P 4 SLDG BL DWN 7 /VALVE | NJBC-BU-DRWTP-TRMT-SUPR | P203 | INSV | INST | CROCEJ | M |  |  |  | PNEUMATIC | IN PLANT | Y | XX |  |  | XX |  | Maint Look Functional Location | Ops Look Functional Location | XX |  | 999.00 TN | XX |  | AW | PNEUMATIC PVLV | XX |  |  |  |  | XX | PLUG | NJBC-BU-DRWTP-TRMT-SUPR
10593307 | UNKNOWN | DRWTP-TRMT-SUPR P 4 SLDG BL DWN 6 /VALVE | NJBC-BU-DRWTP-TRMT-SUPR | P203 | INSV | INST | CROCEJ | M |  |  |  | PNEUMATIC | IN PLANT | Y | XX |  |  | XX |  | Maint Look Functional Location | Ops Look Functional Location | XX |  | 999.00 TN | XX |  | AW | PNEUMATIC PVLV | XX |  |  |  |  | XX | PLUG | NJBC-BU-DRWTP-TRMT-SUPR
10593304 | UNKNOWN | DRWTP-TRMT-SUPR P 4 SLDG BL DWN 5 /VALVE | NJBC-BU-DRWTP-TRMT-SUPR | P203 | INSV | INST | CROCEJ | M |  |  |  | PNEUMATIC | IN PLANT | Y | XX |  |  | XX |  | Maint Look Functional Location | Ops Look Functional Location | XX |  | 999.00 TN | XX |  | AW | PNEUMATIC PVLV | XX |  |  |  |  | XX | PLUG | NJBC-BU-DRWTP-TRMT-SUPR
10593303 | UNKNOWN | DRWTP-TRMT-SUPR P 4 SLDG BL DWN 4 /VALVE | NJBC-BU-DRWTP-TRMT-SUPR | P203 | INSV | INST | CROCEJ | M |  |  |  | PNEUMATIC | IN PLANT | Y | XX |  |  | XX |  | Maint Look Functional Location | Ops Look Functional Location | XX |  | 999.00 TN | XX |  | AW | PNEUMATIC PVLV | XX |  |  |  |  | XX | PLUG | NJBC-BU-DRWTP-TRMT-SUPR
10593300 | UNKNOWN | DRWTP-TRMT-SUPR P 4 SLDG BL DWN 3 /VALVE | NJBC-BU-DRWTP-TRMT-SUPR | P203 | INSV | INST | CROCEJ | M |  |  |  | PNEUMATIC | IN PLANT | Y | XX |  |  | XX |  | Maint Look Functional Location | Ops Look Functional Location | XX |  | 999.00 TN | XX |  | AW | PNEUMATIC PVLV | XX |  |  |  |  | XX | PLUG | NJBC-BU-DRWTP-TRMT-SUPR
10591897 | UNKNOWN | DRWTP-TRMT-SUPR P 4 SLDG BL DWN 2 /VALVE | NJBC-BU-DRWTP-TRMT-SUPR | P203 | INSV | INST | CROCEJ | M |  |  |  | PNEUMATIC | IN PLANT | Y | XX |  |  | XX |  | Maint Look Functional Location | Ops Look Functional Location | XX |  | 999.00 TN | XX |  | AW | PNEUMATIC PVLV | XX |  |  |  |  | XX | PLUG | NJBC-BU-DRWTP-TRMT-SUPR
10591894 | UNKNOWN | DRWTP-TRMT-SUPR P 4 SLDG BL DWN 1 /VALVE | NJBC-BU-DRWTP-TRMT-SUPR | P203 | INSV | INST | CROCEJ | M |  |  |  | PNEUMATIC | IN PLANT | Y | XX |  |  | XX |  | Maint Look Functional Location | Ops Look Functional Location | XX |  | 999.00 TN | XX |  | AW | PNEUMATIC PVLV | XX |  |  |  |  | XX | PLUG | NJBC-BU-DRWTP-TRMT-SUPR
10591891 | UNKNOWN | DRWTP-TRMT-SUPR P 3 SLDG BL DWN 9 /VALVE | NJBC-BU-DRWTP-TRMT-SUPR | P203 | INSV | INST | CROCEJ | M |  |  |  | PNEUMATIC | IN PLANT | Y | XX |  |  | XX |  | Maint Look Functional Location | Ops Look Functional Location | XX |  | 999.00 TN | XX |  | AW | PNEUMATIC PVLV | XX |  |  |  |  | XX | PLUG | NJBC-BU-DRWTP-TRMT-SUPR
10591889 | UNKNOWN | DRWTP-TRMT-SUPR P 3 SLDG BL DWN 8 /VALVE | NJBC-BU-DRWTP-TRMT-SUPR | P203 | INSV | INST | CROCEJ | M |  |  |  | PNEUMATIC | IN PLANT | Y | XX |  |  | XX |  | Maint Look Functional Location | Ops Look Functional Location | XX |  | 999.00 TN | XX |  | AW | PNEUMATIC PVLV | XX |  |  |  |  | XX | PLUG | NJBC-BU-DRWTP-TRMT-SUPR
10591887 | UNKNOWN | DRWTP-TRMT-SUPR P 3 SLDG BL DWN 7 /VALVE | NJBC-BU-DRWTP-TRMT-SUPR | P203 | INSV | INST | CROCEJ | M |  |  |  | PNEUMATIC | IN PLANT | Y | XX |  |  | XX |  | Maint Look Functional Location | Ops Look Functional Location | XX |  | 999.00 TN | XX |  | AW | PNEUMATIC PVLV | XX |  |  |  |  | XX | PLUG | NJBC-BU-DRWTP-TRMT-SUPR
10591884 | UNKNOWN | DRWTP-TRMT-SUPR P 3 SLDG BL DWN 6 /VALVE | NJBC-BU-DRWTP-TRMT-SUPR | P203 | INSV | INST | CROCEJ | M |  |  |  | PNEUMATIC | IN PLANT | Y | XX |  |  | XX |  | Maint Look Functional Location | Ops Look Functional Location | XX |  | 999.00 TN | XX |  | AW | PNEUMATIC PVLV | XX |  |  |  |  | XX | PLUG | NJBC-BU-DRWTP-TRMT-SUPR
10591882 | UNKNOWN | DRWTP-TRMT-SUPR P 3 SLDG BL DWN 5 /VALVE | NJBC-BU-DRWTP-TRMT-SUPR | P203 | INSV | INST | CROCEJ | M |  |  |  | PNEUMATIC | IN PLANT | Y | XX |  |  | XX |  | Maint Look Functional Location | Ops Look Functional Location | XX |  | 999.00 TN | XX |  | AW | PNEUMATIC PVLV | XX |  |  |  |  | XX | PLUG | NJBC-BU-DRWTP-TRMT-SUPR
10591880 | UNKNOWN | DRWTP-TRMT-SUPR P 3 SLDG BL DWN 4 /VALVE | NJBC-BU-DRWTP-TRMT-SUPR | P203 | INSV | INST | CROCEJ | M |  |  |  | PNEUMATIC | IN PLANT | Y | XX |  |  | XX |  | Maint Look Functional Location | Ops Look Functional Location | XX |  | 999.00 TN | XX |  | AW | PNEUMATIC PVLV | XX |  |  |  |  | XX | PLUG | NJBC-BU-DRWTP-TRMT-SUPR
10591877 | UNKNOWN | DRWTP-TRMT-SUPR P 3 SLDG BL DWN 3 /VALVE | NJBC-BU-DRWTP-TRMT-SUPR | P203 | INSV | INST | CROCEJ | M |  |  |  | PNEUMATIC | IN PLANT | Y | XX |  |  | XX |  | Maint Look Functional Location | Ops Look Functional Location | XX |  | 999.00 TN | XX |  | AW | PNEUMATIC PVLV | XX |  |  |  |  | XX | PLUG | NJBC-BU-DRWTP-TRMT-SUPR
10591874 | UNKNOWN | DRWTP-TRMT-SUPR P 3 SLDG BL DWN 2 /VALVE | NJBC-BU-DRWTP-TRMT-SUPR | P203 | INSV | INST | CROCEJ | M |  |  |  | PNEUMATIC | IN PLANT | Y | XX |  |  | XX |  | Maint Look Functional Location | Ops Look Functional Location | XX |  | 999.00 TN | XX |  | AW | PNEUMATIC PVLV | XX |  |  |  |  | XX | PLUG | NJBC-BU-DRWTP-TRMT-SUPR
10591872 | UNKNOWN | DRWTP-TRMT-SUPR P 3 SLDG BL DWN 1 /VALVE | NJBC-BU-DRWTP-TRMT-SUPR | P203 | INSV | INST | CROCEJ | M |  |  |  | PNEUMATIC | IN PLANT | Y | XX |  |  | XX |  | Maint Look Functional Location | Ops Look Functional Location | XX |  | 999.00 TN | XX |  | AW | PNEUMATIC PVLV | XX |  |  |  |  | XX | PLUG | NJBC-BU-DRWTP-TRMT-SUPR
10591870 | UNKNOWN | DRWTP-TRMT-SUPR P 2 SLDG BL DWN 9 /VALVE | NJBC-BU-DRWTP-TRMT-SUPR | P203 | INSV | INST | CROCEJ | M |  |  |  | PNEUMATIC | IN PLANT | Y | XX |  |  | XX |  | Maint Look Functional Location | Ops Look Functional Location | XX |  | 999.00 TN | XX |  | AW | PNEUMATIC PVLV | XX |  |  |  |  | XX | PLUG | NJBC-BU-DRWTP-TRMT-SUPR
10591867 | UNKNOWN | DRWTP-TRMT-SUPR P 2 SLDG BL DWN 8 /VALVE | NJBC-BU-DRWTP-TRMT-SUPR | P203 | INSV | INST | CROCEJ | M |  |  |  | PNEUMATIC | IN PLANT | Y | XX |  |  | XX |  | Maint Look Functional Location | Ops Look Functional Location | XX |  | 999.00 TN | XX |  | AW | PNEUMATIC PVLV | XX |  |  |  |  | XX | PLUG | NJBC-BU-DRWTP-TRMT-SUPR
10591864 | UNKNOWN | DRWTP-TRMT-SUPR P 2 SLDG BL DWN 7 /VALVE | NJBC-BU-DRWTP-TRMT-SUPR | P203 | INSV | INST | CROCEJ | M |  |  |  | PNEUMATIC | IN PLANT | Y | XX |  |  | XX |  | Maint Look Functional Location | Ops Look Functional Location | XX |  | 999.00 TN | XX |  | AW | PNEUMATIC PVLV | XX |  |  |  |  | XX | PLUG | NJBC-BU-DRWTP-TRMT-SUPR
10591861 | UNKNOWN | DRWTP-TRMT-SUPR P 2 SLDG BL DWN 6 /VALVE | NJBC-BU-DRWTP-TRMT-SUPR | P203 | INSV | INST | CROCEJ | M |  |  |  | PNEUMATIC | IN PLANT | Y | XX |  |  | XX |  | Maint Look Functional Location | Ops Look Functional Location | XX |  | 999.00 TN | XX |  | AW | PNEUMATIC PVLV | XX |  |  |  |  | XX | PLUG | NJBC-BU-DRWTP-TRMT-SUPR
10590617 | UNKNOWN | DRWTP-RWPS 5 RIVER SCRN AIR 467 /VALVE | NJBC-BU-DRWTP-RWPS | P203 | INSV | INST | CROCEJ | M |  |  |  | PNEUMATIC | ISOLATION | Y | XX |  |  | XX |  | Maint Look Functional Location | Ops Look Functional Location | XX |  | 999.00 TN | XX |  | AW | PNEUMATIC PVLV | XX |  |  |  |  | XX | AIR RELIEF | NJBC-BU-DRWTP-RWPS
10590614 | UNKNOWN | DRWTP-RWPS 5 RIVER SCRN AIR 466 /VALVE | NJBC-BU-DRWTP-RWPS | P203 | INSV | INST | CROCEJ | M |  |  |  | PNEUMATIC | ISOLATION | Y | XX |  |  | XX |  | Maint Look Functional Location | Ops Look Functional Location | XX |  | 999.00 TN | XX |  | AW | PNEUMATIC PVLV | XX |  |  |  |  | XX | AIR RELIEF | NJBC-BU-DRWTP-RWPS
10590613 | UNKNOWN | DRWTP-RWPS 5 RIVER SCRN AIR 465 /VALVE | NJBC-BU-DRWTP-RWPS | P203 | INSV | INST | CROCEJ | M |  |  |  | PNEUMATIC | ISOLATION | Y | XX |  |  | XX |  | Maint Look Functional Location | Ops Look Functional Location | XX |  | 999.00 TN | XX |  | AW | PNEUMATIC PVLV | XX |  |  |  |  | XX | AIR RELIEF | NJBC-BU-DRWTP-RWPS
10590610 | UNKNOWN | DRWTP-RWPS SCRN 4&5 HDR AIR 470 /VALVE | NJBC-BU-DRWTP-RWPS | P203 | INSV | INST | CROCEJ | M |  |  |  | PNEUMATIC | ISOLATION | Y | XX |  |  | XX |  | Maint Look Functional Location | Ops Look Functional Location | XX |  | 999.00 TN | XX |  | AW | PNEUMATIC PVLV | XX |  |  |  |  | XX | AIR RELIEF | NJBC-BU-DRWTP-RWPS
10590607 | UNKNOWN | DRWTP-RWPS 4 RIVER SCRN AIR 469 /VALVE | NJBC-BU-DRWTP-RWPS | P203 | INSV | INST | CROCEJ | M |  |  |  | PNEUMATIC | ISOLATION | Y | XX |  |  | XX |  | Maint Look Functional Location | Ops Look Functional Location | XX |  | 999.00 TN | XX |  | AW | PNEUMATIC PVLV | XX |  |  |  |  | XX | AIR RELIEF | NJBC-BU-DRWTP-RWPS
10590604 | UNKNOWN | DRWTP-RWPS SCRN 3&4 HDR AIR 473 /VALVE | NJBC-BU-DRWTP-RWPS | P203 | INSV | INST | CROCEJ | M |  |  |  | PNEUMATIC | ISOLATION | Y | XX |  |  | XX |  | Maint Look Functional Location | Ops Look Functional Location | XX |  | 999.00 TN | XX |  | AW | PNEUMATIC PVLV | XX |  |  |  |  | XX | AIR RELIEF | NJBC-BU-DRWTP-RWPS
10590603 | UNKNOWN | DRWTP-RWPS 3 RIVER SCRN AIR 472 /VALVE | NJBC-BU-DRWTP-RWPS | P203 | INSV | INST | CROCEJ | M |  |  |  | PNEUMATIC | ISOLATION | Y | XX |  |  | XX |  | Maint Look Functional Location | Ops Look Functional Location | XX |  | 999.00 TN | XX |  | AW | PNEUMATIC PVLV | XX |  |  |  |  | XX | AIR RELIEF | NJBC-BU-DRWTP-RWPS
10590600 | UNKNOWN | DRWTP-RWPS SCRN 3&4 HDR AIR 476 /VALVE | NJBC-BU-DRWTP-RWPS | P203 | INSV | INST | CROCEJ | M |  |  |  | PNEUMATIC | ISOLATION | Y | XX |  |  | XX |  | Maint Look Functional Location | Ops Look Functional Location | XX |  | 999.00 TN | XX |  | AW | PNEUMATIC PVLV | XX |  |  |  |  | XX | AIR RELIEF | NJBC-BU-DRWTP-RWPS
10589197 | UNKNOWN | DRWTP-RWPS 2 RIVER SCRN AIR 479 /VALVE | NJBC-BU-DRWTP-RWPS | P203 | INSV | INST | CROCEJ | M |  |  |  | PNEUMATIC | ISOLATION | Y | XX |  |  | XX |  | Maint Look Functional Location | Ops Look Functional Location | XX |  | 999.00 TN | XX |  | AW | PNEUMATIC PVLV | XX |  |  |  |  | XX | AIR RELIEF | NJBC-BU-DRWTP-RWPS
10589194 | UNKNOWN | DRWTP-RWPS 2 RIVER SCRN AIR 477 /VALVE | NJBC-BU-DRWTP-RWPS | P203 | INSV | INST | CROCEJ | M |  |  |  | PNEUMATIC | ISOLATION | Y | XX |  |  | XX |  | Maint Look Functional Location | Ops Look Functional Location | XX |  | 999.00 TN | XX |  | AW | PNEUMATIC PVLV | XX |  |  |  |  | XX | AIR RELIEF | NJBC-BU-DRWTP-RWPS
10589193 | UNKNOWN | DRWTP-RWPS 2 RIVER SCRN AIR 475 /VALVE | NJBC-BU-DRWTP-RWPS | P203 | INSV | INST | CROCEJ | M |  |  |  | PNEUMATIC | ISOLATION | Y | XX |  |  | XX |  | Maint Look Functional Location | Ops Look Functional Location | XX |  | 999.00 TN | XX |  | AW | PNEUMATIC PVLV | XX |  |  |  |  | XX | AIR RELIEF | NJBC-BU-DRWTP-RWPS
10589190 | UNKNOWN | DRWTP-RWPS 2 RIVER SCRN AIR 474 /VALVE | NJBC-BU-DRWTP-RWPS | P203 | INSV | INST | CROCEJ | M |  |  |  | PNEUMATIC | ISOLATION | Y | XX |  |  | XX |  | Maint Look Functional Location | Ops Look Functional Location | XX |  | 999.00 TN | XX |  | AW | PNEUMATIC PVLV | XX |  |  |  |  | XX | AIR RELIEF | NJBC-BU-DRWTP-RWPS
10589187 | UNKNOWN | DRWTP-RWPS SCRN 1&2 HDR AIR 478 /VALVE | NJBC-BU-DRWTP-RWPS | P203 | INSV | INST | CROCEJ | M |  |  |  | PNEUMATIC | ISOLATION | Y | XX |  |  | XX |  | Maint Look Functional Location | Ops Look Functional Location | XX |  | 999.00 TN | XX |  | AW | PNEUMATIC PVLV | XX |  |  |  |  | XX | AIR RELIEF | NJBC-BU-DRWTP-RWPS
10589184 | UNKNOWN | DRWTP-RWPS 1 RIVER SCRN AIR 483 /VALVE | NJBC-BU-DRWTP-RWPS | P203 | INSV | INST | CROCEJ | M |  |  |  | PNEUMATIC | ISOLATION | Y | XX |  |  | XX |  | Maint Look Functional Location | Ops Look Functional Location | XX |  | 999.00 TN | XX |  | AW | PNEUMATIC PVLV | XX |  |  |  |  | XX | AIR RELIEF | NJBC-BU-DRWTP-RWPS
10589182 | UNKNOWN | DRWTP-RWPS 1 RIVER SCRN AIR 482 /VALVE | NJBC-BU-DRWTP-RWPS | P203 | INSV | INST | CROCEJ | M |  |  |  | PNEUMATIC | ISOLATION | Y | XX |  |  | XX |  | Maint Look Functional Location | Ops Look Functional Location | XX |  | 999.00 TN | XX |  | AW | PNEUMATIC PVLV | XX |  |  |  |  | XX | AIR RELIEF | NJBC-BU-DRWTP-RWPS
10589180 | UNKNOWN | DRWTP-RWPS 1 RIVER SCRN AIR 481 /VALVE | NJBC-BU-DRWTP-RWPS | P203 | INSV | INST | CROCEJ | M |  |  |  | PNEUMATIC | ISOLATION | Y | XX |  |  | XX |  | Maint Look Functional Location | Ops Look Functional Location | XX |  | 999.00 TN | XX |  | AW | PNEUMATIC PVLV | XX |  |  |  |  | XX | AIR RELIEF | NJBC-BU-DRWTP-RWPS
10589177 | UNKNOWN | DRWTP-RWPS 1 RIVER SCRN AIR 480 /VALVE | NJBC-BU-DRWTP-RWPS | P203 | INSV | INST | CROCEJ | M |  |  |  | PNEUMATIC | ISOLATION | Y | XX |  |  | XX |  | Maint Look Functional Location | Ops Look Functional Location | XX |  | 999.00 TN | XX |  | AW | PNEUMATIC PVLV | XX |  |  |  |  | XX | AIR RELIEF | NJBC-BU-DRWTP-RWPS
10589174 | UNKNOWN | DRWTP-LLPS BSMNT RPZ 1 /VALVE | NJBC-BU-DRWTP-LLPS | P203 | INSV | INST | CROCEJ | M |  |  |  | HYDRAULIC | PRESSURE REGULATION | Y | XX |  |  | XX |  | Maint Look Functional Location | Ops Look Functional Location | XX | 0 PSI | 999.00 TN | XX |  | AW | BACKFLOW W-TEST PORTS PVLV | XX |  |  |  |  | 8 | RPZ | NJBC-BU-DRWTP-LLPS
10589172 | UNKNOWN | DRWTP-TRMT ADMIN BSMNT RM 4 RPZ /VALVE | NJBC-BU-DRWTP-TRMT | P203 | INSV | INST | CROCEJ | H |  |  |  | HYDRAULIC | PRESSURE REGULATION | Y | XX |  |  | XX |  | Maint Look Functional Location | Ops Look Functional Location | XX | 0 PSI | 999.00 TN | XX |  | AW | BACKFLOW W-TEST PORTS PVLV | XX |  |  |  |  | 1 | RPZ | NJBC-BU-DRWTP-TRMT
10589170 | UNKNOWN | DRWTP-TRMT POST CL2 BSMNT RPZ /VALVE | NJBC-BU-DRWTP-TRMT | P203 | INSV | INST | CROCEJ | H |  |  |  | HYDRAULIC | PRESSURE REGULATION | Y | XX |  |  | XX |  | Maint Look Functional Location | Ops Look Functional Location | XX | 0 PSI | 999.00 TN | XX |  | AW | BACKFLOW W-TEST PORTS PVLV | XX |  |  |  |  | 4 | RPZ | NJBC-BU-DRWTP-TRMT
10589167 | UNKNOWN | DRWTP-TRMT POTABLE WTR R RPZ /VALVE | NJBC-BU-DRWTP-TRMT | P203 | INSV | INST | CROCEJ | H |  |  |  | HYDRAULIC | PRESSURE REGULATION | Y | XX |  |  | XX |  | Maint Look Functional Location | Ops Look Functional Location | XX | 0 PSI | 999.00 TN | XX |  | AW | BACKFLOW W-TEST PORTS PVLV | XX |  |  |  |  | 10 | RPZ | NJBC-BU-DRWTP-TRMT
10589164 | UNKNOWN | DRWTP-TRMT POTABLE WTR (L) RPZ /VALVE | NJBC-BU-DRWTP-TRMT | P203 | INSV | INST | CROCEJ | H |  |  |  | HYDRAULIC | PRESSURE REGULATION | Y | XX |  |  | XX |  | Maint Look Functional Location | Ops Look Functional Location | XX | 0 PSI | 999.00 TN | XX |  | AW | BACKFLOW W-TEST PORTS PVLV | XX |  |  |  |  | 10 | RPZ | NJBC-BU-DRWTP-TRMT
10589162 | WILKINS-ZURN | DRWTP-RWPS BSMNT 3" RPZ /VALVE | NJBC-BU-DRWTP-RWPS | P203 | INSV | INST | CROCEJ | H | B07731 | 975 |  | HYDRAULIC | PRESSURE REGULATION | Y | XX |  |  | XX |  | Maint Look Functional Location | Ops Look Functional Location | XX | 0 PSI | 999.00 TN | XX |  | AW | BACKFLOW W-TEST PORTS PVLV | XX |  |  |  |  | 3 | RPZ | NJBC-BU-DRWTP-RWPS
10589159 | WILKINS-ZURN | DRWTP-RWPS BSMNT 2" RPZ /VALVE | NJBC-BU-DRWTP-RWPS | P203 | INSV | INST | CROCEJ | H | 228040 | 975 |  | HYDRAULIC | PRESSURE REGULATION | Y | XX |  |  | XX |  | Maint Look Functional Location | Ops Look Functional Location | XX | 0 PSI | 999.00 TN | XX |  | AW | BACKFLOW W-TEST PORTS PVLV | XX |  |  |  |  | 2 | RPZ | NJBC-BU-DRWTP-RWPS
10590620 | UNKNOWN | DRWTP-RWPS 5 RIVER SCRN AIR 471 /VALVE | NJBC-BU-DRWTP-RWPS | P203 | INSV | INST | CROCEJ | M |  |  |  | PNEUMATIC | ISOLATION | Y | XX |  |  | XX |  | Maint Look Functional Location | Ops Look Functional Location | XX |  | 999.00 TN | XX |  | AW | PNEUMATIC PVLV | XX |  |  |  |  | XX | AIR RELIEF | NJBC-BU-DRWTP-RWPS
10590693 | UNKNOWN | DRWTP FIRE SPRNKLR SERV - HSP /VALVE | NJBC-BU-DRWTP | P203 | INSV | INST | CROCEJ | M |  |  |  | HYDRAULIC | BACKFLOW PREVENTION | Y | XX |  |  | XX |  | Maint Look Functional Location | Ops Look Functional Location | XX |  | 999.00 TN | XX |  | AW | BACKFLOW W-TEST PORTS PVLV | XX |  |  |  |  | XX | RPZ | NJBC-BU-DRWTP
10590689 | UNKNOWN | DRWTP FIRE SPRNKLR SERV - ADMIN /VALVE | NJBC-BU-DRWTP | P203 | INSV | INST | CROCEJ | M |  |  |  | HYDRAULIC | BACKFLOW PREVENTION | Y | XX |  |  | XX |  | Maint Look Functional Location | Ops Look Functional Location | XX |  | 999.00 TN | XX |  | AW | BACKFLOW W-TEST PORTS PVLV | XX |  |  |  |  | XX | RPZ | NJBC-BU-DRWTP
10590686 | UNKNOWN | DRWTP-LLPS FIRE SPRNKLR SERV /VALVE | NJBC-BU-DRWTP-LLPS | P203 | INSV | INST | CROCEJ | M |  |  |  | HYDRAULIC | BACKFLOW PREVENTION | Y | XX |  |  | XX |  | Maint Look Functional Location | Ops Look Functional Location | XX |  | 999.00 TN | XX |  | AW | BACKFLOW W-TEST PORTS PVLV | XX |  |  |  |  | XX | RPZ | NJBC-BU-DRWTP-LLPS
10590683 | UNKNOWN | DRWTP-RWPS FIRE SPRNKLR SERV /VALVE | NJBC-BU-DRWTP-RWPS | P203 | INSV | INST | CROCEJ | M |  |  |  | HYDRAULIC | BACKFLOW PREVENTION | Y | XX |  |  | XX |  | Maint Look Functional Location | Ops Look Functional Location | XX |  | 999.00 TN | XX |  | AW | BACKFLOW W-TEST PORTS PVLV | XX |  |  |  |  | XX | RPZ | NJBC-BU-DRWTP-RWPS
10590680 | UNKNOWN | DRWTP-RWPS 6 SCRN CHASE H2O 447 /VALVE | NJBC-BU-DRWTP-RWPS | P203 | INSV | INST | CROCEJ | M |  |  |  | MANUAL | ISOLATION | N | XX |  |  | XX |  | Maint Look Functional Location | Ops Look Functional Location | XX |  | 999.00 TN | XX |  | AW | MANUAL PVLV | XX |  |  |  |  | XX | BUTTERFLY | NJBC-BU-DRWTP-RWPS
10590677 | UNKNOWN | DRWTP-RWPS 6 SCRN CHASE H2O 446 /VALVE | NJBC-BU-DRWTP-RWPS | P203 | INSV | INST | CROCEJ | M |  |  |  | MANUAL | ISOLATION | N | XX |  |  | XX |  | Maint Look Functional Location | Ops Look Functional Location | XX |  | 999.00 TN | XX |  | AW | MANUAL PVLV | XX |  |  |  |  | XX | BUTTERFLY | NJBC-BU-DRWTP-RWPS
10590674 | UNKNOWN | DRWTP-RWPS 6 SCRN CHASE H2O 445 /VALVE | NJBC-BU-DRWTP-RWPS | P203 | INSV | INST | CROCEJ | M |  |  |  | MANUAL | ISOLATION | N | XX |  |  | XX |  | Maint Look Functional Location | Ops Look Functional Location | XX |  | 999.00 TN | XX |  | AW | MANUAL PVLV | XX |  |  |  |  | XX | BUTTERFLY | NJBC-BU-DRWTP-RWPS
10590670 | UNKNOWN | DRWTP-RWPS 5 SCRN CHASE H2O 451 /VALVE | NJBC-BU-DRWTP-RWPS | P203 | INSV | INST | CROCEJ | M |  |  |  | MANUAL | ISOLATION | N | XX |  |  | XX |  | Maint Look Functional Location | Ops Look Functional Location | XX |  | 999.00 TN | XX |  | AW | MANUAL PVLV | XX |  |  |  |  | XX | BUTTERFLY | NJBC-BU-DRWTP-RWPS
10590667 | UNKNOWN | DRWTP-RWPS 5 SCRN CHASE H2O 450 /VALVE | NJBC-BU-DRWTP-RWPS | P203 | INSV | INST | CROCEJ | M |  |  |  | MANUAL | ISOLATION | N | XX |  |  | XX |  | Maint Look Functional Location | Ops Look Functional Location | XX |  | 999.00 TN | XX |  | AW | MANUAL PVLV | XX |  |  |  |  | XX | BUTTERFLY | NJBC-BU-DRWTP-RWPS
10590664 | UNKNOWN | DRWTP-RWPS 5 SCRN CHASE H2O 449 /VALVE | NJBC-BU-DRWTP-RWPS | P203 | INSV | INST | CROCEJ | M |  |  |  | MANUAL | ISOLATION | N | XX |  |  | XX |  | Maint Look Functional Location | Ops Look Functional Location | XX |  | 999.00 TN | XX |  | AW | MANUAL PVLV | XX |  |  |  |  | XX | BUTTERFLY | NJBC-BU-DRWTP-RWPS
10590660 | UNKNOWN | DRWTP-RWPS 2 SCRN CHASE H2O 455 /VALVE | NJBC-BU-DRWTP-RWPS | P203 | INSV | INST | CROCEJ | M |  |  |  | MANUAL | ISOLATION | N | XX |  |  | XX |  | Maint Look Functional Location | Ops Look Functional Location | XX |  | 999.00 TN | XX |  | AW | MANUAL PVLV | XX |  |  |  |  | XX | BUTTERFLY | NJBC-BU-DRWTP-RWPS
10590657 | UNKNOWN | DRWTP-RWPS 2 SCRN CHASE H2O 454 /VALVE | NJBC-BU-DRWTP-RWPS | P203 | INSV | INST | CROCEJ | M |  |  |  | MANUAL | ISOLATION | N | XX |  |  | XX |  | Maint Look Functional Location | Ops Look Functional Location | XX |  | 999.00 TN | XX |  | AW | MANUAL PVLV | XX |  |  |  |  | XX | BUTTERFLY | NJBC-BU-DRWTP-RWPS
10590654 | UNKNOWN | DRWTP-RWPS 2 SCRN CHASE H2O 453 /VALVE | NJBC-BU-DRWTP-RWPS | P203 | INSV | INST | CROCEJ | M |  |  |  | MANUAL | ISOLATION | N | XX |  |  | XX |  | Maint Look Functional Location | Ops Look Functional Location | XX |  | 999.00 TN | XX |  | AW | MANUAL PVLV | XX |  |  |  |  | XX | BUTTERFLY | NJBC-BU-DRWTP-RWPS
10590650 | UNKNOWN | DRWTP-RWPS 1 SCRN CHASE H2O 459 /VALVE | NJBC-BU-DRWTP-RWPS | P203 | INSV | INST | CROCEJ | M |  |  |  | MANUAL | ISOLATION | N | XX |  |  | XX |  | Maint Look Functional Location | Ops Look Functional Location | XX |  | 999.00 TN | XX |  | AW | MANUAL PVLV | XX |  |  |  |  | XX | BUTTERFLY | NJBC-BU-DRWTP-RWPS
10590647 | UNKNOWN | DRWTP-RWPS 1 SCRN CHASE H2O 458 /VALVE | NJBC-BU-DRWTP-RWPS | P203 | INSV | INST | CROCEJ | M |  |  |  | MANUAL | ISOLATION | N | XX |  |  | XX |  | Maint Look Functional Location | Ops Look Functional Location | XX |  | 999.00 TN | XX |  | AW | MANUAL PVLV | XX |  |  |  |  | XX | BUTTERFLY | NJBC-BU-DRWTP-RWPS
10590644 | UNKNOWN | DRWTP-RWPS 1 SCRN CHASE H2O 457 /VALVE | NJBC-BU-DRWTP-RWPS | P203 | INSV | INST | CROCEJ | M |  |  |  | MANUAL | ISOLATION | N | XX |  |  | XX |  | Maint Look Functional Location | Ops Look Functional Location | XX |  | 999.00 TN | XX |  | AW | MANUAL PVLV | XX |  |  |  |  | XX | BUTTERFLY | NJBC-BU-DRWTP-RWPS
10590641 | UNKNOWN | DRWTP-RWPS AIR WASH MN RISER 488 /VALVE | NJBC-BU-DRWTP-RWPS | P203 | INSV | INST | CROCEJ | M |  |  |  | MANUAL | ISOLATION | N | XX |  |  | XX |  | Maint Look Functional Location | Ops Look Functional Location | XX |  | 999.00 TN | XX |  | AW | MANUAL PVLV | XX |  |  |  |  | XX | BUTTERFLY | NJBC-BU-DRWTP-RWPS
10590638 | UNKNOWN | DRWTP-RWPS AIR WASH MN RISER 486 /VALVE | NJBC-BU-DRWTP-RWPS | P203 | INSV | INST | CROCEJ | M |  |  |  | MANUAL | ISOLATION | N | XX |  |  | XX |  | Maint Look Functional Location | Ops Look Functional Location | XX |  | 999.00 TN | XX |  | AW | MANUAL PVLV | XX |  |  |  |  | XX | BUTTERFLY | NJBC-BU-DRWTP-RWPS
10590636 | UNKNOWN | DRWTP-RWPS SCRN 6&7 HDR AIR 484 /VALVE | NJBC-BU-DRWTP-RWPS | P203 | INSV | INST | CROCEJ | M |  |  |  | PNEUMATIC | ISOLATION | Y | XX |  |  | XX |  | Maint Look Functional Location | Ops Look Functional Location | XX |  | 999.00 TN | XX |  | AW | PNEUMATIC PVLV | XX |  |  |  |  | XX | AIR RELIEF | NJBC-BU-DRWTP-RWPS
10590633 | UNKNOWN | DRWTP-RWPS 6 RIVER SCRN AIR 464 /VALVE | NJBC-BU-DRWTP-RWPS | P203 | INSV | INST | CROCEJ | M |  |  |  | PNEUMATIC | ISOLATION | Y | XX |  |  | XX |  | Maint Look Functional Location | Ops Look Functional Location | XX |  | 999.00 TN | XX |  | AW | PNEUMATIC PVLV | XX |  |  |  |  | XX | AIR RELIEF | NJBC-BU-DRWTP-RWPS
10590630 | UNKNOWN | DRWTP-RWPS 6 RIVER SCRN AIR 463 /VALVE | NJBC-BU-DRWTP-RWPS | P203 | INSV | INST | CROCEJ | M |  |  |  | PNEUMATIC | ISOLATION | Y | XX |  |  | XX |  | Maint Look Functional Location | Ops Look Functional Location | XX |  | 999.00 TN | XX |  | AW | PNEUMATIC PVLV | XX |  |  |  |  | XX | AIR RELIEF | NJBC-BU-DRWTP-RWPS
10590628 | UNKNOWN | DRWTP-RWPS 6 RIVER SCRN AIR 462 /VALVE | NJBC-BU-DRWTP-RWPS | P203 | INSV | INST | CROCEJ | M |  |  |  | PNEUMATIC | ISOLATION | Y | XX |  |  | XX |  | Maint Look Functional Location | Ops Look Functional Location | XX |  | 999.00 TN | XX |  | AW | PNEUMATIC PVLV | XX |  |  |  |  | XX | AIR RELIEF | NJBC-BU-DRWTP-RWPS
10590625 | UNKNOWN | DRWTP-RWPS 6 RIVER SCRN AIR 461 /VALVE | NJBC-BU-DRWTP-RWPS | P203 | INSV | INST | CROCEJ | M |  |  |  | PNEUMATIC | ISOLATION | Y | XX |  |  | XX |  | Maint Look Functional Location | Ops Look Functional Location | XX |  | 999.00 TN | XX |  | AW | PNEUMATIC PVLV | XX |  |  |  |  | XX | AIR RELIEF | NJBC-BU-DRWTP-RWPS
10590623 | UNKNOWN | DRWTP-RWPS SCRN 5&6 HDR AIR 468 /VALVE | NJBC-BU-DRWTP-RWPS | P203 | INSV | INST | CROCEJ | M |  |  |  | PNEUMATIC | ISOLATION | Y | XX |  |  | XX |  | Maint Look Functional Location | Ops Look Functional Location | XX |  | 999.00 TN | XX |  | AW | PNEUMATIC PVLV | XX |  |  |  |  | XX | AIR RELIEF | NJBC-BU-DRWTP-RWPS
10593321 | UNKNOWN | DRWTP-RWPS BTWN IN CHMBR (DECK) /VALVE | NJBC-BU-DRWTP-RWPS | P203 | INSV | INST | CROCEJ | M |  |  |  | MANUAL |  | N | XX |  |  | XX |  | Maint Look Functional Location | Ops Look Functional Location | XX |  | 999.00 TN | XX |  | AW | MANUAL PVLV | XX |  |  |  |  | XX | TELESCOPIC | NJBC-BU-DRWTP-RWPS
10633882 | UNKNOWN | BIRCH Decant Sludge tank 1 /Valve | NJLO-Z1-BIRCH | P203 | INSV | INST | CROCEJ | L |  |  |  | MANUAL | ISOLATION | N | XX |  |  | XX |  | Maint Look Functional Location | Ops Look Functional Location | XX |  | 999.00 TN | XX |  | AW | MANUAL PVLV | XX |  |  |  |  | XX | BALL | NJLO-Z1-BIRCH
10633879 | UNKNOWN | BIRCH Decant backwash Tank /Valve | NJLO-Z1-BIRCH | P203 | INSV | INST | CROCEJ | L |  |  |  |  | IN PLANT | Y | XX |  |  | XX |  | Maint Look Functional Location | Ops Look Functional Location | XX |  | 999.00 TN | XX |  | AW | ELECTRIC MOTOR PVLV | XX |  |  |  |  | XX | BUTTERFLY | NJLO-Z1-BIRCH
10633875 | UNKNOWN | BIRCH Discharge for Backwash Pump /Valve | NJLO-Z1-BIRCH | P203 | INSV | INST | CROCEJ | L |  |  |  |  | IN PLANT | Y | XX |  |  | XX |  | Maint Look Functional Location | Ops Look Functional Location | XX |  | 999.00 TN | XX |  | AW | HYDRAULIC ONLY PVLV | XX |  |  |  |  | XX | BUTTERFLY | NJLO-Z1-BIRCH
10633872 | UNKNOWN | BIRCH Waste for Filter 3 /Valve | NJLO-Z1-BIRCH | P203 | INSV | INST | CROCEJ | L |  |  |  |  | IN PLANT | Y | XX |  |  | XX |  | Maint Look Functional Location | Ops Look Functional Location | XX |  | 999.00 TN | XX |  | AW | ELECTRIC MOTOR PVLV | XX |  |  |  |  | XX | BUTTERFLY | NJLO-Z1-BIRCH
10633868 | UNKNOWN | BIRCH Waste for Filter 2 /Valve | NJLO-Z1-BIRCH | P203 | INSV | INST | CROCEJ | L |  |  |  |  | IN PLANT | Y | XX |  |  | XX |  | Maint Look Functional Location | Ops Look Functional Location | XX |  | 999.00 TN | XX |  | AW | ELECTRIC MOTOR PVLV | XX |  |  |  |  | XX | BUTTERFLY | NJLO-Z1-BIRCH
10633865 | UNKNOWN | BIRCH Waste for Filter 1 /Valve | NJLO-Z1-BIRCH | P203 | INSV | INST | CROCEJ | L |  |  |  |  | IN PLANT | Y | XX |  |  | XX |  | Maint Look Functional Location | Ops Look Functional Location | XX |  | 999.00 TN | XX |  | AW | ELECTRIC MOTOR PVLV | XX |  |  |  |  | XX | BUTTERFLY | NJLO-Z1-BIRCH
10633862 | UNKNOWN | BIRCH Influent for Filter 3 /Valve | NJLO-Z1-BIRCH | P203 | INSV | INST | CROCEJ | L |  |  |  |  | IN PLANT | Y | XX |  |  | XX |  | Maint Look Functional Location | Ops Look Functional Location | XX |  | 999.00 TN | XX |  | AW | ELECTRIC MOTOR PVLV | XX |  |  |  |  | XX | BUTTERFLY | NJLO-Z1-BIRCH
10633858 | UNKNOWN | BIRCH Influent for Filter 2 /Valve | NJLO-Z1-BIRCH | P203 | INSV | INST | CROCEJ | L |  |  |  |  | IN PLANT | Y | XX |  |  | XX |  | Maint Look Functional Location | Ops Look Functional Location | XX |  | 999.00 TN | XX |  | AW | ELECTRIC MOTOR PVLV | XX |  |  |  |  | XX | BUTTERFLY | NJLO-Z1-BIRCH
10633856 | UNKNOWN | BIRCH Influent for Filter 1 /Valve | NJLO-Z1-BIRCH | P203 | INSV | INST | CROCEJ | L |  |  |  |  | IN PLANT | Y | XX |  |  | XX |  | Maint Look Functional Location | Ops Look Functional Location | XX |  | 999.00 TN | XX |  | AW | ELECTRIC MOTOR PVLV | XX |  |  |  |  | XX | BUTTERFLY | NJLO-Z1-BIRCH
10633852 | UNKNOWN | BIRCH Backwash for Filter 3 /Valve | NJLO-Z1-BIRCH | P203 | INSV | INST | CROCEJ | L |  |  |  |  | IN PLANT | Y | XX |  |  | XX |  | Maint Look Functional Location | Ops Look Functional Location | XX |  | 999.00 TN | XX |  | AW | ELECTRIC MOTOR PVLV | XX |  |  |  |  | XX | BUTTERFLY | NJLO-Z1-BIRCH
10633849 | UNKNOWN | BIRCH Effluent for Filter 3 /Valve | NJLO-Z1-BIRCH | P203 | INSV | INST | CROCEJ | L |  |  |  |  | IN PLANT | Y | XX |  |  | XX |  | Maint Look Functional Location | Ops Look Functional Location | XX |  | 999.00 TN | XX |  | AW | ELECTRIC MOTOR PVLV | XX |  |  |  |  | XX | BUTTERFLY | NJLO-Z1-BIRCH
10633847 | UNKNOWN | BIRCH Effluent for Filter 2 /Valve | NJLO-Z1-BIRCH | P203 | INSV | INST | CROCEJ | L |  |  |  |  | IN PLANT | Y | XX |  |  | XX |  | Maint Look Functional Location | Ops Look Functional Location | XX |  | 999.00 TN | XX |  | AW | ELECTRIC MOTOR PVLV | XX |  |  |  |  | XX | BUTTERFLY | NJLO-Z1-BIRCH
10633843 | UNKNOWN | BIRCH Effluent for Filter 1 /Valve | NJLO-Z1-BIRCH | P203 | INSV | INST | CROCEJ | L |  |  |  |  | IN PLANT | Y | XX |  |  | XX |  | Maint Look Functional Location | Ops Look Functional Location | XX |  | 999.00 TN | XX |  | AW | ELECTRIC MOTOR PVLV | XX |  |  |  |  | XX | BUTTERFLY | NJLO-Z1-BIRCH
10633839 | UNKNOWN | BECK Wash for Filter 1 /Valve | NJLO-Z1-BECK. | P203 | INSV | INST | CROCEJ | L |  |  |  |  | IN PLANT | Y | XX |  |  | XX |  | Maint Look Functional Location | Ops Look Functional Location | XX | 0 PSI | 999.00 TN | XX |  | AW | ELECTRIC MOTOR PVLV | XX |  |  |  |  | XX | BUTTERFLY | NJLO-Z1-BECK.
10633835 | UNKNOWN | BECK Wash for Filter 2 /Valve | NJLO-Z1-BECK. | P203 | INSV | INST | CROCEJ | L |  |  |  |  | IN PLANT | Y | XX |  |  | XX |  | Maint Look Functional Location | Ops Look Functional Location | XX | 0 PSI | 999.00 TN | XX |  | AW | ELECTRIC MOTOR PVLV | XX |  |  |  |  | XX | BUTTERFLY | NJLO-Z1-BECK.
10633828 | UNKNOWN | BECK Wash for Filter 3 /Valve | NJLO-Z1-BECK. | P203 | INSV | INST | CROCEJ | L |  |  |  |  | IN PLANT | Y | XX |  |  | XX |  | Maint Look Functional Location | Ops Look Functional Location | XX | 0 PSI | 999.00 TN | XX |  | AW | ELECTRIC MOTOR PVLV | XX |  |  |  |  | XX | BUTTERFLY | NJLO-Z1-BECK.
10633803 | UNKNOWN | BECK DISCHRG 4 WST PIT PMP2 /VALVE | NJLO-Z1-BECK. | P203 | INSV | INST | CROCEJ | L |  |  |  | MANUAL | ISOLATION | N | XX |  |  | XX |  | Maint Look Functional Location | Ops Look Functional Location | XX |  | 999.00 TN | XX |  | AW | MANUAL PVLV | XX |  |  |  |  | XX | GATE | NJLO-Z1-BECK.
10632275 | UNKNOWN | BECK DISCHRG 4 WST PIT PMP1 /VALVE | NJLO-Z1-BECK. | P203 | INSV | INST | CROCEJ | L |  |  |  | MANUAL | ISOLATION | N | XX |  |  | XX |  | Maint Look Functional Location | Ops Look Functional Location | XX |  | 999.00 TN | XX |  | AW | MANUAL PVLV | XX |  |  |  |  | XX | GATE | NJLO-Z1-BECK.
10632272 | UNKNOWN | BECK DISCHRG 4 SLDGE PMP3 /VALVE | NJLO-Z1-BECK. | P203 | INSV | INST | CROCEJ | L |  |  |  | MANUAL | ISOLATION | N | XX |  |  | XX |  | Maint Look Functional Location | Ops Look Functional Location | XX |  | 999.00 TN | XX |  | AW | MANUAL PVLV | XX |  |  |  |  | XX | BALL | NJLO-Z1-BECK.
10632270 | UNKNOWN | BECK Discharge for Sludge pump #2 /Valve | NJLO-Z1-BECK. | P203 | INSV | INST | CROCEJ | L |  |  |  | MANUAL | ISOLATION | N | XX |  |  | XX |  | Maint Look Functional Location | Ops Look Functional Location | XX |  | 999.00 TN | XX |  | AW | MANUAL PVLV | XX |  |  |  |  | XX | BALL | NJLO-Z1-BECK.
10632267 | UNKNOWN | BECK DISCHRG 4 SLDGE PMP1 /VALVE | NJLO-Z1-BECK. | P203 | INSV | INST | CROCEJ | L |  |  |  | MANUAL | ISOLATION | N | XX |  |  | XX |  | Maint Look Functional Location | Ops Look Functional Location | XX |  | 999.00 TN | XX |  | AW | MANUAL PVLV | XX |  |  |  |  | XX | BALL | NJLO-Z1-BECK.
10632257 | UNKNOWN | BECK Discharge for Backwash Pump /Valve | NJLO-Z1-BECK. | P203 | INSV | INST | CROCEJ | L |  |  |  |  | IN PLANT | Y | XX |  |  | XX |  | Maint Look Functional Location | Ops Look Functional Location | XX | 0 PSI | 999.00 TN | XX |  | AW | HYDRAULIC W-PILOTS PVLV | XX |  |  |  |  | XX | PRES REGULATOR | NJLO-Z1-BECK.
10632249 | UNKNOWN | BECK DISCHRG 4 HS PMP4 /VALVE | NJLO-Z1-BECK. | P203 | INSV | INST | CROCEJ | L |  |  |  |  | PUMP DISCHARGE | Y | XX |  |  | XX |  | Maint Look Functional Location | Ops Look Functional Location | XX | 0 PSI | 999.00 TN | XX |  | AW | HYDRAULIC W-PILOTS PVLV | XX |  |  |  |  | XX | PRES REGULATOR | NJLO-Z1-BECK.
10632246 | UNKNOWN | BECK DISCHRG 4 HS PMP3 /VALVE | NJLO-Z1-BECK. | P203 | INSV | INST | CROCEJ | L |  |  |  |  | PUMP DISCHARGE | Y | XX |  |  | XX |  | Maint Look Functional Location | Ops Look Functional Location | XX | 0 PSI | 999.00 TN | XX |  | AW | HYDRAULIC W-PILOTS PVLV | XX |  |  |  |  | XX | PRES REGULATOR | NJLO-Z1-BECK.
10633885 | UNKNOWN | BIRCH Decant Sludge tank 2 /Valve | NJLO-Z1-BIRCH | P203 | INSV | INST | CROCEJ | L |  |  |  | MANUAL | ISOLATION | N | XX |  |  | XX |  | Maint Look Functional Location | Ops Look Functional Location | XX |  | 999.00 TN | XX |  | AW | MANUAL PVLV | XX |  |  |  |  | XX | BALL | NJLO-Z1-BIRCH
10634863 | UNKNOWN | PURE Wash for Filter 2 /Valve | NJLO-Z1-PURE. | P203 | INSV | INST | CROCEJ | L | [5 empty] | Y | XX |  |  | XX |  | Maint Look Functional Location | Ops Look Functional Location | XX |  | 999.00 TN | XX |  | AW | MANUAL PVLV | XX |  |  |  |  | XX | BUTTERFLY | NJLO-Z1-PURE.
10634861 | UNKNOWN | PURE-W05 DISCHRG 4 WL PMP5 /VALVE | NJLO-Z1-PURE.-W05. | P203 | OOS | INST | CROCEJ | L | [5 empty] | Y | XX |  |  | XX |  | Maint Look Functional Location | Ops Look Functional Location | XX |  | 999.00 TN | XX |  | AW | MANUAL PVLV | XX |  |  |  |  | XX | BUTTERFLY | NJLO-Z1-PURE.-W05.
10634857 | UNKNOWN | PURE backwash Tank /Valve | NJLO-Z1-PURE. | P203 | INSV | INST | CROCEJ | L | [5 empty] | Y | XX |  |  | XX |  | Maint Look Functional Location | Ops Look Functional Location | XX |  | 999.00 TN | XX |  | AW | MANUAL PVLV | XX |  |  |  |  | XX | BUTTERFLY | NJLO-Z1-PURE.
10634853 | UNKNOWN | PURE Decant Sludge tank 1 /Valve | NJLO-Z1-PURE. | P203 | INSV | INST | CROCEJ | L | [5 empty] | Y | XX |  |  | XX |  | Maint Look Functional Location | Ops Look Functional Location | XX |  | 999.00 TN | XX |  | AW | MANUAL PVLV | XX |  |  |  |  | XX | BUTTERFLY | NJLO-Z1-PURE.
10634849 | UNKNOWN | PURE Waste for Filter 1 /Valve | NJLO-Z1-PURE. | P203 | INSV | INST | CROCEJ | L | [5 empty] | Y | XX |  |  | XX |  | Maint Look Functional Location | Ops Look Functional Location | XX |  | 999.00 TN | XX |  | AW | MANUAL PVLV | XX |  |  |  |  | XX | BUTTERFLY | NJLO-Z1-PURE.
10634848 | UNKNOWN | PURE Waste for Filter 2 /Valve | NJLO-Z1-PURE. | P203 | INSV | INST | CROCEJ | L | [5 empty] | Y | XX |  |  | XX |  | Maint Look Functional Location | Ops Look Functional Location | XX |  | 999.00 TN | XX |  | AW | MANUAL PVLV | XX |  |  |  |  | XX | BUTTERFLY | NJLO-Z1-PURE.
10634844 | UNKNOWN | PURE Influent for Filter 2 /Valve | NJLO-Z1-PURE. | P203 | INSV | INST | CROCEJ | L | [5 empty] | Y | XX |  |  | XX |  | Maint Look Functional Location | Ops Look Functional Location | XX |  | 999.00 TN | XX |  | AW | MANUAL PVLV | XX |  |  |  |  | XX | BUTTERFLY | NJLO-Z1-PURE.
10634841 | UNKNOWN | PURE Influent for Filter 1 /Valve | NJLO-Z1-PURE. | P203 | INSV | INST | CROCEJ | L | [5 empty] | Y | XX |  |  | XX |  | Maint Look Functional Location | Ops Look Functional Location | XX |  | 999.00 TN | XX |  | AW | MANUAL PVLV | XX |  |  |  |  | XX | BUTTERFLY | NJLO-Z1-PURE.
10634838 | UNKNOWN | PURE Filter to Waste for Filter 2 /Valve | NJLO-Z1-PURE. | P203 | INSV | INST | CROCEJ | L | [5 empty] | Y | XX |  |  | XX |  | Maint Look Functional Location | Ops Look Functional Location | XX |  | 999.00 TN | XX |  | AW | MANUAL PVLV | XX |  |  |  |  | XX | BUTTERFLY | NJLO-Z1-PURE.
10634835 | UNKNOWN | PURE Filter to Waste for Filter 1 /Valve | NJLO-Z1-PURE. | P203 | INSV | INST | CROCEJ | L | [5 empty] | Y | XX |  |  | XX |  | Maint Look Functional Location | Ops Look Functional Location | XX |  | 999.00 TN | XX |  | AW | MANUAL PVLV | XX |  |  |  |  | XX | BUTTERFLY | NJLO-Z1-PURE.
10634831 | UNKNOWN | PURE Effluent for Filter 2 /Valve | NJLO-Z1-PURE. | P203 | INSV | INST | CROCEJ | L | [5 empty] | Y | XX |  |  | XX |  | Maint Look Functional Location | Ops Look Functional Location | XX |  | 999.00 TN | XX |  | AW | MANUAL PVLV | XX |  |  |  |  | XX | BUTTERFLY | NJLO-Z1-PURE.
10634827 | UNKNOWN | PURE Effluent for Filter 1 /Valve | NJLO-Z1-PURE. | P203 | INSV | INST | CROCEJ | L | [5 empty] | Y | XX |  |  | XX |  | Maint Look Functional Location | Ops Look Functional Location | XX |  | 999.00 TN | XX |  | AW | MANUAL PVLV | XX |  |  |  |  | XX | BUTTERFLY | NJLO-Z1-PURE.
10634824 | UNKNOWN | COMM DISCHRG 4 BSTPMP3 /VALVE | NJLO-Z1-COMM. | P203 | INSV | INST | CROCEJ | L |  |  |  |  | PUMP DISCHARGE | Y | XX |  |  | XX |  | Maint Look Functional Location | Ops Look Functional Location | XX | 0 PSI | 999.00 TN | XX |  | AW | HYDRAULIC W-PILOTS PVLV | XX |  |  |  |  | XX | PRES REGULATOR | NJLO-Z1-COMM.
10634821 | UNKNOWN | COMM DISCHRG 4 BSTPMP2 /VALVE | NJLO-Z1-COMM. | P203 | INSV | INST | CROCEJ | L |  |  |  |  | PUMP DISCHARGE | Y | XX |  |  | XX |  | Maint Look Functional Location | Ops Look Functional Location | XX | 0 PSI | 999.00 TN | XX |  | AW | HYDRAULIC W-PILOTS PVLV | XX |  |  |  |  | XX | PRES REGULATOR | NJLO-Z1-COMM.
10634818 | UNKNOWN | COMM DISCHRG 4 BSTPMP1 /VALVE | NJLO-Z1-COMM. | P203 | INSV | INST | CROCEJ | L |  |  |  |  | PUMP DISCHARGE | Y | XX |  |  | XX |  | Maint Look Functional Location | Ops Look Functional Location | XX | 0 PSI | 999.00 TN | XX |  | AW | HYDRAULIC W-PILOTS PVLV | XX |  |  |  |  | XX | PRES REGULATOR | NJLO-Z1-COMM.
10634815 | UNKNOWN | COMM CLA-VAL ON YD TK FILL LN /VALVE | NJLO-Z1-COMM. | P203 | OOS | INST | CROCEJ | L |  |  |  |  | ALTITUDE | Y | XX |  |  | XX |  | Maint Look Functional Location | Ops Look Functional Location | XX | 0 PSI | 999.00 TN | XX |  | AW | HYDRAULIC W-PILOTS PVLV | XX |  |  |  |  | XX | PRES REGULATOR | NJLO-Z1-COMM.
10634811 | UNKNOWN | BIRCH Wash for Filter 3 /Valve | NJLO-Z1-BIRCH | P203 | INSV | INST | CROCEJ | L |  |  |  |  | IN PLANT | Y | XX |  |  | XX |  | Maint Look Functional Location | Ops Look Functional Location | XX |  | 999.00 TN | XX |  | AW | ELECTRIC MOTOR PVLV | XX |  |  |  |  | XX | BUTTERFLY | NJLO-Z1-BIRCH
10634807 | UNKNOWN | BIRCH Wash for Filter 2 /Valve | NJLO-Z1-BIRCH | P203 | INSV | INST | CROCEJ | L |  |  |  |  | IN PLANT | Y | XX |  |  | XX |  | Maint Look Functional Location | Ops Look Functional Location | XX |  | 999.00 TN | XX |  | AW | ELECTRIC MOTOR PVLV | XX |  |  |  |  | XX | BUTTERFLY | NJLO-Z1-BIRCH
10634804 | UNKNOWN | BIRCH Wash for Filter 1 /Valve | NJLO-Z1-BIRCH | P203 | INSV | INST | CROCEJ | L |  |  |  |  | IN PLANT | Y | XX |  |  | XX |  | Maint Look Functional Location | Ops Look Functional Location | XX |  | 999.00 TN | XX |  | AW | ELECTRIC MOTOR PVLV | XX |  |  |  |  | XX | BUTTERFLY | NJLO-Z1-BIRCH
10634802 | UNKNOWN | BIRCH DISCHRG 4 HS PMP1 /VALVE | NJLO-Z1-BIRCH | P203 | INSV | INST | CROCEJ | L |  |  |  |  | PUMP DISCHARGE | Y | XX |  |  | XX |  | Maint Look Functional Location | Ops Look Functional Location | XX | 0 PSI | 999.00 TN | XX |  | AW | HYDRAULIC W-PILOTS PVLV | XX |  |  |  |  | XX | PRES REGULATOR | NJLO-Z1-BIRCH
10633899 | UNKNOWN | BIRCH DISCHRG 4 HS PMP2 /VALVE | NJLO-Z1-BIRCH | P203 | INSV | INST | CROCEJ | L |  |  |  |  | PUMP DISCHARGE | Y | XX |  |  | XX |  | Maint Look Functional Location | Ops Look Functional Location | XX | 0 PSI | 999.00 TN | XX |  | AW | HYDRAULIC W-PILOTS PVLV | XX |  |  |  |  | XX | PRES REGULATOR | NJLO-Z1-BIRCH
10633895 | UNKNOWN | BIRCH DISCHRG 4 HS PMP3 /VALVE | NJLO-Z1-BIRCH | P203 | INSV | INST | CROCEJ | L |  |  |  |  | PUMP DISCHARGE | Y | XX |  |  | XX |  | Maint Look Functional Location | Ops Look Functional Location | XX | 0 PSI | 999.00 TN | XX |  | AW | HYDRAULIC W-PILOTS PVLV | XX |  |  |  |  | XX | PRES REGULATOR | NJLO-Z1-BIRCH
10633892 | UNKNOWN | BIRCH DISCHRG 4 CLRWL PMP2 /VALVE | NJLO-Z1-BIRCH | P203 | INSV | INST | CROCEJ | L |  |  |  |  | PUMP DISCHARGE | Y | XX |  |  | XX |  | Maint Look Functional Location | Ops Look Functional Location | XX | 0 PSI | 999.00 TN | XX |  | AW | HYDRAULIC W-PILOTS PVLV | XX |  |  |  |  | XX | PRES REGULATOR | NJLO-Z1-BIRCH
10633889 | UNKNOWN | BIRCH DISCHRG 4 CLRWL PMP1 /VALVE | NJLO-Z1-BIRCH | P203 | INSV | INST | CROCEJ | L |  |  |  |  | PUMP DISCHARGE | Y | XX |  |  | XX |  | Maint Look Functional Location | Ops Look Functional Location | XX | 0 PSI | 999.00 TN | XX |  | AW | HYDRAULIC W-PILOTS PVLV | XX |  |  |  |  | XX | PRES REGULATOR | NJLO-Z1-BIRCH
10630962 | UNKNOWN | BECK Effluent for Clarifier 2 /Valve | NJLO-Z1-BECK. | P203 | INSV | INST | CROCEJ | L |  |  |  |  | IN PLANT | Y | XX |  |  | XX |  | Maint Look Functional Location | Ops Look Functional Location | XX |  | 999.00 TN | XX |  | AW | ELECTRIC MOTOR PVLV | XX |  |  |  |  | XX | BUTTERFLY | NJLO-Z1-BECK.
10593382 | UNKNOWN | DRWTP-TRMT-SUPR P 4 VENT /VALVE | NJBC-BU-DRWTP-TRMT-SUPR | P203 | INSV | INST | CROCEJ | M |  |  |  | PNEUMATIC | IN PLANT | Y | XX |  |  | XX |  | Maint Look Functional Location | Ops Look Functional Location | XX | 0 PSI | 999.00 TN | XX |  | AW | PNEUMATIC PVLV | XX |  |  |  |  | XX | PLUG | NJBC-BU-DRWTP-TRMT-SUPR
10593379 | UNKNOWN | DRWTP-TRMT-SUPR P 3 VENT /VALVE | NJBC-BU-DRWTP-TRMT-SUPR | P203 | INSV | INST | CROCEJ | M |  |  |  | PNEUMATIC | IN PLANT | Y | XX |  |  | XX |  | Maint Look Functional Location | Ops Look Functional Location | XX |  | 999.00 TN | XX |  | AW | PNEUMATIC PVLV | XX |  |  |  |  | XX | PLUG | NJBC-BU-DRWTP-TRMT-SUPR
10593376 | UNKNOWN | DRWTP-TRMT-SUPR P 2 VENT /VALVE | NJBC-BU-DRWTP-TRMT-SUPR | P203 | INSV | INST | CROCEJ | M |  |  |  | PNEUMATIC | IN PLANT | Y | XX |  |  | XX |  | Maint Look Functional Location | Ops Look Functional Location | XX |  | 999.00 TN | XX |  | AW | PNEUMATIC PVLV | XX |  |  |  |  | XX | PLUG | NJBC-BU-DRWTP-TRMT-SUPR
10593373 | UNKNOWN | DRWTP-TRMT-SUPR P 1 VENT /VALVE | NJBC-BU-DRWTP-TRMT-SUPR | P203 | INSV | INST | CROCEJ | M |  |  |  | PNEUMATIC | IN PLANT | Y | XX |  |  | XX |  | Maint Look Functional Location | Ops Look Functional Location | XX |  | 999.00 TN | XX |  | AW | PNEUMATIC PVLV | XX |  |  |  |  | XX | PLUG | NJBC-BU-DRWTP-TRMT-SUPR
10593370 | UNKNOWN | DRWTP-HSPS STATION GATE /VALVE | NJBC-BU-DRWTP-HSPS | P203 | INSV | INST | CROCEJ | M |  |  |  | MANUAL | ISOLATION | N | XX |  |  | XX |  | Maint Look Functional Location | Ops Look Functional Location | XX |  | 999.00 TN | XX |  | AW | MANUAL PVLV | XX |  |  |  |  | XX | GATE | NJBC-BU-DRWTP-HSPS
10593369 | UNKNOWN | DRWTP-TRMT "D" BOX /VALVE | NJBC-BU-DRWTP-TRMT | P203 | INSV | INST | CROCEJ | M |  |  |  | MANUAL | ISOLATION | N | XX |  |  | XX |  | Maint Look Functional Location | Ops Look Functional Location | XX |  | 999.00 TN | XX |  | AW | MANUAL PVLV | XX |  |  |  |  | XX | BUTTERFLY | NJBC-BU-DRWTP-TRMT
10593366 | UNKNOWN | DRWTP-TRMT-MXBN /VALVE | NJBC-BU-DRWTP-TRMT-MXBN | P203 | INSV | INST | CROCEJ | M |  |  |  | MANUAL | ISOLATION | N | XX |  |  | XX |  | Maint Look Functional Location | Ops Look Functional Location | XX |  | 999.00 TN | XX |  | AW | MANUAL PVLV | XX |  |  |  |  | XX | OTHER | NJBC-BU-DRWTP-TRMT-MXBN
10593363 | UNKNOWN | DRWTP-LLPS RESV 2 UNITS /VALVE | NJBC-BU-DRWTP-LLPS | P203 | INSV | INST | CROCEJ | M |  |  |  | MANUAL | ISOLATION | N | XX |  |  | XX |  | Maint Look Functional Location | Ops Look Functional Location | XX |  | 999.00 TN | XX |  | AW | MANUAL PVLV | XX |  |  |  |  | XX | OTHER | NJBC-BU-DRWTP-LLPS
10593360 | UNKNOWN | DRWTP-LLPS BETWEEN WET WELL 1&2 /VALVE | NJBC-BU-DRWTP-LLPS | P203 | INSV | INST | CROCEJ | M |  |  |  | MANUAL | ISOLATION | N | XX |  |  | XX |  | Maint Look Functional Location | Ops Look Functional Location | XX |  | 999.00 TN | XX |  | AW | MANUAL PVLV | XX |  |  |  |  | XX | TELESCOPIC | NJBC-BU-DRWTP-LLPS
10593359 | UNKNOWN | DRWTP-LLPS WW 2 TOWARD PLANT /VALVE | NJBC-BU-DRWTP-LLPS | P203 | INSV | INST | CROCEJ | M |  |  |  | MANUAL | ISOLATION | N | XX |  |  | XX |  | Maint Look Functional Location | Ops Look Functional Location | XX |  | 999.00 TN | XX |  | AW | MANUAL PVLV | XX |  |  |  |  | XX | TELESCOPIC | NJBC-BU-DRWTP-LLPS
10593356 | UNKNOWN | DRWTP-LLPS WW 1 TOWARD RIVER /VALVE | NJBC-BU-DRWTP-LLPS | P203 | INSV | INST | CROCEJ | M |  |  |  | MANUAL | ISOLATION | N | XX |  |  | XX |  | Maint Look Functional Location | Ops Look Functional Location | XX |  | 999.00 TN | XX |  | AW | MANUAL PVLV | XX |  |  |  |  | XX | TELESCOPIC | NJBC-BU-DRWTP-LLPS
10593353 | UNKNOWN | DRWTP-LLPS BETWEEN FORE BAYS /VALVE | NJBC-BU-DRWTP-LLPS | P203 | INSV | INST | CROCEJ | M |  |  |  | MANUAL | ISOLATION | N | XX |  |  | XX |  | Maint Look Functional Location | Ops Look Functional Location | XX |  | 999.00 TN | XX |  | AW | MANUAL PVLV | XX |  |  |  |  | XX | TELESCOPIC | NJBC-BU-DRWTP-LLPS
10593350 | UNKNOWN | DRWTP-LLPS PLT DRN/DECNT RTRN /VALVE | NJBC-BU-DRWTP-LLPS | P203 | INSV | INST | CROCEJ | L |  |  |  | MANUAL | ISOLATION | N | XX |  |  | XX |  | Maint Look Functional Location | Ops Look Functional Location | XX |  | 999.00 TN | XX |  | AW | MANUAL PVLV | XX |  |  |  |  | XX | BUTTERFLY | NJBC-BU-DRWTP-LLPS
10593348 | UNKNOWN | DRWTP-LLPS RESV BYPS (BONEYARD) /VALVE | NJBC-BU-DRWTP-LLPS | P203 | INSV | INST | CROCEJ | M |  |  |  | MANUAL | ISOLATION | N | XX |  |  | XX |  | Maint Look Functional Location | Ops Look Functional Location | XX |  | 999.00 TN | XX |  | AW | MANUAL PVLV | XX |  |  |  |  | 54 | BUTTERFLY | NJBC-BU-DRWTP-LLPS
10593346 | UNKNOWN | DRWTP-LLPS UPR RESV INTAKE /VALVE | NJBC-BU-DRWTP-LLPS | P203 | INSV | INST | CROCEJ | M |  |  |  | MANUAL | ISOLATION | N | XX |  |  | XX |  | Maint Look Functional Location | Ops Look Functional Location | XX | 0 PSI | 999.00 TN | XX |  | AW | MANUAL PVLV | XX |  |  |  |  | XX | TELESCOPIC | NJBC-BU-DRWTP-LLPS
10593343 | UNKNOWN | DRWTP-LLPS LWR RESV INTAKE /VALVE | NJBC-BU-DRWTP-LLPS | P203 | INSV | INST | CROCEJ | M |  |  |  | MANUAL | ISOLATION | N | XX |  |  | XX |  | Maint Look Functional Location | Ops Look Functional Location | XX |  | 999.00 TN | XX |  | AW | MANUAL PVLV | XX |  |  |  |  | XX | TELESCOPIC | NJBC-BU-DRWTP-LLPS
10593340 | UNKNOWN | DRWTP-LLPS RESV DRN/DECNT RTRN /VALVE | NJBC-BU-DRWTP-LLPS | P203 | INSV | INST | CROCEJ | L |  |  |  | MANUAL |  | N | XX |  |  | XX |  | Maint Look Functional Location | Ops Look Functional Location | XX |  | 999.00 TN | XX |  | AW | MANUAL PVLV | XX |  |  |  |  | XX | TELESCOPIC | NJBC-BU-DRWTP-LLPS
10593337 | UNKNOWN | DRWTP-LLPS RESV NORTH LINE IN /VALVE | NJBC-BU-DRWTP-LLPS | P203 | INSV | INST | CROCEJ | M |  |  |  | MANUAL | ISOLATION | N | XX |  |  | XX |  | Maint Look Functional Location | Ops Look Functional Location | XX |  | 999.00 TN | XX |  | AW | MANUAL PVLV | XX |  |  |  |  | 54 | TELESCOPIC | NJBC-BU-DRWTP-LLPS
10593334 | UNKNOWN | DRWTP-RWPS BTW WET WELL 1&2 INSD /VALVE | NJBC-BU-DRWTP-RWPS | P203 | INSV | INST | CROCEJ | M |  |  |  | MANUAL | ISOLATION | N | XX |  |  | XX |  | Maint Look Functional Location | Ops Look Functional Location | XX |  | 999.00 TN | XX |  | AW | MANUAL PVLV | XX |  |  |  |  | XX | TELESCOPIC | NJBC-BU-DRWTP-RWPS
10593333 | UNKNOWN | DRWTP-RWPS IN CHMBR 2 SOUTH /VALVE | NJBC-BU-DRWTP-RWPS | P203 | INSV | INST | CROCEJ | M |  |  |  | MANUAL | ISOLATION | N | XX |  |  | XX |  | Maint Look Functional Location | Ops Look Functional Location | XX |  | 999.00 TN | XX |  | AW | MANUAL PVLV | XX |  |  |  |  | XX | TELESCOPIC | NJBC-BU-DRWTP-RWPS
10593330 | UNKNOWN | DRWTP-RWPS IN CHMBR 2 NORTH /VALVE | NJBC-BU-DRWTP-RWPS | P203 | INSV | INST | CROCEJ | M |  |  |  | MANUAL | ISOLATION | N | XX |  |  | XX |  | Maint Look Functional Location | Ops Look Functional Location | XX |  | 999.00 TN | XX |  | AW | MANUAL PVLV | XX |  |  |  |  | XX | TELESCOPIC | NJBC-BU-DRWTP-RWPS
10593327 | UNKNOWN | DRWTP-RWPS IN CHMBR 1 SOUTH /VALVE | NJBC-BU-DRWTP-RWPS | P203 | INSV | INST | CROCEJ | M |  |  |  | MANUAL | ISOLATION | N | XX |  |  | XX |  | Maint Look Functional Location | Ops Look Functional Location | XX |  | 999.00 TN | XX |  | AW | MANUAL PVLV | XX |  |  |  |  | XX | TELESCOPIC | NJBC-BU-DRWTP-RWPS
10593324 | UNKNOWN | DRWTP-RWPS IN CHMBR 1 NORTH /VALVE | NJBC-BU-DRWTP-RWPS | P203 | INSV | INST | CROCEJ | M |  |  |  | MANUAL | ISOLATION | N | XX |  |  | XX |  | Maint Look Functional Location | Ops Look Functional Location | XX |  | 999.00 TN | XX |  | AW | MANUAL PVLV | XX |  |  |  |  | XX | TELESCOPIC | NJBC-BU-DRWTP-RWPS
10630965 | UNKNOWN | BECK Effluent for Filter 3 /Valve | NJLO-Z1-BECK. | P203 | INSV | INST | CROCEJ | L |  |  |  |  | IN PLANT | Y | XX |  |  | XX |  | Maint Look Functional Location | Ops Look Functional Location | XX | 0 PSI | 999.00 TN | XX |  | AW | ELECTRIC MOTOR PVLV | XX |  |  |  |  | XX | BUTTERFLY | NJLO-Z1-BECK.
10632244 | UNKNOWN | BECK DISCHRG 4 HS PMP2 /VALVE | NJLO-Z1-BECK. | P203 | INSV | INST | CROCEJ | L |  |  |  |  | PUMP DISCHARGE | Y | XX |  |  | XX |  | Maint Look Functional Location | Ops Look Functional Location | XX | 0 PSI | 999.00 TN | XX |  | AW | HYDRAULIC W-PILOTS PVLV | XX |  |  |  |  | XX | PRES REGULATOR | NJLO-Z1-BECK.
10632240 | UNKNOWN | BECK DISCHRG 4 HS PMP1 /VALVE | NJLO-Z1-BECK. | P203 | INSV | INST | CROCEJ | L |  |  |  |  | PUMP DISCHARGE | Y | XX |  |  | XX |  | Maint Look Functional Location | Ops Look Functional Location | XX | 0 PSI | 999.00 TN | XX |  | AW | HYDRAULIC W-PILOTS PVLV | XX |  |  |  |  | XX | PRES REGULATOR | NJLO-Z1-BECK.
10632237 | UNKNOWN | BECK DISCHRG 4 CLRWL PMP3 /VALVE | NJLO-Z1-BECK. | P203 | INSV | INST | CROCEJ | L |  |  |  |  | PUMP DISCHARGE | Y | XX |  |  | XX |  | Maint Look Functional Location | Ops Look Functional Location | XX | 0 PSI | 999.00 TN | XX |  | AW | HYDRAULIC W-PILOTS PVLV | XX |  |  |  |  | XX | PRES REGULATOR | NJLO-Z1-BECK.
10632233 | UNKNOWN | BECK DISCHRG 4 CLRWL PMP2 /VALVE | NJLO-Z1-BECK. | P203 | INSV | INST | CROCEJ | L |  |  |  |  | PUMP DISCHARGE | Y | XX |  |  | XX |  | Maint Look Functional Location | Ops Look Functional Location | XX | 0 PSI | 999.00 TN | XX |  | AW | HYDRAULIC W-PILOTS PVLV | XX |  |  |  |  | XX | PRES REGULATOR | NJLO-Z1-BECK.
10632231 | UNKNOWN | BECK DISCHRG 4 CLRWL PMP1 /VALVE | NJLO-Z1-BECK. | P203 | INSV | INST | CROCEJ | L |  |  |  |  | PUMP DISCHARGE | Y | XX |  |  | XX |  | Maint Look Functional Location | Ops Look Functional Location | XX | 0 PSI | 999.00 TN | XX |  | AW | HYDRAULIC W-PILOTS PVLV | XX |  |  |  |  | XX | PRES REGULATOR | NJLO-Z1-BECK.
10632228 | UNKNOWN | BECK Waste for Clarifier 1 /Valve | NJLO-Z1-BECK. | P203 | INSV | INST | CROCEJ | L |  |  |  |  | IN PLANT | Y | XX |  |  | XX |  | Maint Look Functional Location | Ops Look Functional Location | XX |  | 999.00 TN | XX |  | AW | ELECTRIC MOTOR PVLV | XX |  |  |  |  | XX | BUTTERFLY | NJLO-Z1-BECK.
10632224 | UNKNOWN | BECK Waste for Clarifier 2 /Valve | NJLO-Z1-BECK. | P203 | INSV | INST | CROCEJ | L |  |  |  |  | IN PLANT | Y | XX |  |  | XX |  | Maint Look Functional Location | Ops Look Functional Location | XX |  | 999.00 TN | XX |  | AW | ELECTRIC MOTOR PVLV | XX |  |  |  |  | XX | BUTTERFLY | NJLO-Z1-BECK.
10632221 | UNKNOWN | BECK Rinse to Waste for Filter 3 /Valve | NJLO-Z1-BECK. | P203 | INSV | INST | CROCEJ | L |  |  |  |  | IN PLANT | Y | XX |  |  | XX |  | Maint Look Functional Location | Ops Look Functional Location | XX | 0 PSI | 999.00 TN | XX |  | AW | ELECTRIC MOTOR PVLV | XX |  |  |  |  | XX | BUTTERFLY | NJLO-Z1-BECK.
10632218 | UNKNOWN | BECK Rinse to Waste for Filter 2 /Valve | NJLO-Z1-BECK. | P203 | INSV | INST | CROCEJ | L |  |  |  |  | IN PLANT | Y | XX |  |  | XX |  | Maint Look Functional Location | Ops Look Functional Location | XX | 0 PSI | 999.00 TN | XX |  | AW | ELECTRIC MOTOR PVLV | XX |  |  |  |  | XX | BUTTERFLY | NJLO-Z1-BECK.
10632215 | UNKNOWN | BECK Rinse to Waste for Filter 1 /Valve | NJLO-Z1-BECK. | P203 | INSV | INST | CROCEJ | L |  |  |  |  | IN PLANT | Y | XX |  |  | XX |  | Maint Look Functional Location | Ops Look Functional Location | XX | 0 PSI | 999.00 TN | XX |  | AW | ELECTRIC MOTOR PVLV | XX |  |  |  |  | XX | BUTTERFLY | NJLO-Z1-BECK.
10632211 | UNKNOWN | BECK Influent for Clarifier 2 /Valve | NJLO-Z1-BECK. | P203 | INSV | INST | CROCEJ | L |  |  |  |  | IN PLANT | Y | XX |  |  | XX |  | Maint Look Functional Location | Ops Look Functional Location | XX |  | 999.00 TN | XX |  | AW | ELECTRIC MOTOR PVLV | XX |  |  |  |  | XX | BUTTERFLY | NJLO-Z1-BECK.
10632207 | UNKNOWN | BECK Influent for Clarifier 1 /Valve | NJLO-Z1-BECK. | P203 | INSV | INST | CROCEJ | L |  |  |  |  | IN PLANT | Y | XX |  |  | XX |  | Maint Look Functional Location | Ops Look Functional Location | XX |  | 999.00 TN | XX |  | AW | ELECTRIC MOTOR PVLV | XX |  |  |  |  | XX | BUTTERFLY | NJLO-Z1-BECK.
10632204 | UNKNOWN | BECK Influent for Filter 3 /Valve | NJLO-Z1-BECK. | P203 | INSV | INST | CROCEJ | L |  |  |  |  | IN PLANT | Y | XX |  |  | XX |  | Maint Look Functional Location | Ops Look Functional Location | XX | 0 PSI | 999.00 TN | XX |  | AW | ELECTRIC MOTOR PVLV | XX |  |  |  |  | XX | BUTTERFLY | NJLO-Z1-BECK.
10632202 | UNKNOWN | BECK Influent for Filter 2 /Valve | NJLO-Z1-BECK. | P203 | INSV | INST | CROCEJ | L |  |  |  |  | IN PLANT | Y | XX |  |  | XX |  | Maint Look Functional Location | Ops Look Functional Location | XX | 0 PSI | 999.00 TN | XX |  | AW | ELECTRIC MOTOR PVLV | XX |  |  |  |  | XX | BUTTERFLY | NJLO-Z1-BECK.
10630998 | UNKNOWN | BECK Influent for Filter 1 /Valve | NJLO-Z1-BECK. | P203 | INSV | INST | CROCEJ | L |  |  |  |  | IN PLANT | Y | XX |  |  | XX |  | Maint Look Functional Location | Ops Look Functional Location | XX | 0 PSI | 999.00 TN | XX |  | AW | ELECTRIC MOTOR PVLV | XX |  |  |  |  | XX | BUTTERFLY | NJLO-Z1-BECK.
10630994 | UNKNOWN | BECK Surface wash for Filter 1 /Valve | NJLO-Z1-BECK. | P203 | INSV | INST | CROCEJ | L |  |  |  |  | IN PLANT | Y | XX |  |  | XX |  | Maint Look Functional Location | Ops Look Functional Location | XX | 0 PSI | 999.00 TN | XX |  | AW | ELECTRIC MOTOR PVLV | XX |  |  |  |  | XX | BUTTERFLY | NJLO-Z1-BECK.
10630990 | UNKNOWN | BECK Surface wash for Filter 2 /Valve | NJLO-Z1-BECK. | P203 | INSV | INST | CROCEJ | L |  |  |  |  | IN PLANT | Y | XX |  |  | XX |  | Maint Look Functional Location | Ops Look Functional Location | XX | 0 PSI | 999.00 TN | XX |  | AW | ELECTRIC MOTOR PVLV | XX |  |  |  |  | XX | BUTTERFLY | NJLO-Z1-BECK.
10630987 | UNKNOWN | BECK Surface wash for Filter 3 /Valve | NJLO-Z1-BECK. | P203 | INSV | INST | CROCEJ | L |  |  |  |  | IN PLANT | Y | XX |  |  | XX |  | Maint Look Functional Location | Ops Look Functional Location | XX | 0 PSI | 999.00 TN | XX |  | AW | ELECTRIC MOTOR PVLV | XX |  |  |  |  | XX | BUTTERFLY | NJLO-Z1-BECK.
10630985 | UNKNOWN | BECK Backwash tank decant /Valve | NJLO-Z1-BECK. | P203 | INSV | INST | CROCEJ | L |  |  |  |  | IN PLANT | Y | XX |  |  | XX |  | Maint Look Functional Location | Ops Look Functional Location | XX |  | 999.00 TN | XX |  | AW | ELECTRIC MOTOR PVLV | XX |  |  |  |  | XX | BUTTERFLY | NJLO-Z1-BECK.
10630981 | UNKNOWN | BECK Sludge tank #1 decant /Valve | NJLO-Z1-BECK. | P203 | INSV | INST | CROCEJ | L |  |  |  |  | OTHER | Y | XX |  |  | XX |  | Maint Look Functional Location | Ops Look Functional Location | XX |  | 999.00 TN | XX |  | AW | ELECTRIC MOTOR PVLV | XX |  |  |  |  | XX | BUTTERFLY | NJLO-Z1-BECK.
10630978 | UNKNOWN | BECK Sludge tank #2 decant /Valve | NJLO-Z1-BECK. | P203 | INSV | INST | CROCEJ | L |  |  |  |  | OTHER | Y | XX |  |  | XX |  | Maint Look Functional Location | Ops Look Functional Location | XX |  | 999.00 TN | XX |  | AW | ELECTRIC MOTOR PVLV | XX |  |  |  |  | XX | BUTTERFLY | NJLO-Z1-BECK.
10630976 | UNKNOWN | BECK Effluent for Clarifier 1 /Valve | NJLO-Z1-BECK. | P203 | INSV | INST | CROCEJ | L |  |  |  |  | IN PLANT | Y | XX |  |  | XX |  | Maint Look Functional Location | Ops Look Functional Location | XX |  | 999.00 TN | XX |  | AW | ELECTRIC MOTOR PVLV | XX |  |  |  |  | XX | BUTTERFLY | NJLO-Z1-BECK.
10630972 | UNKNOWN | BECK Effluent for Filter 2 /Valve | NJLO-Z1-BECK. | P203 | INSV | INST | CROCEJ | L |  |  |  |  | IN PLANT | Y | XX |  |  | XX |  | Maint Look Functional Location | Ops Look Functional Location | XX | 0 PSI | 999.00 TN | XX |  | AW | ELECTRIC MOTOR PVLV | XX |  |  |  |  | XX | BUTTERFLY | NJLO-Z1-BECK.
10630968 | UNKNOWN | BECK Effluent for Filter 1 /Valve | NJLO-Z1-BECK. | P203 | INSV | INST | CROCEJ | L |  |  |  |  | IN PLANT | Y | XX |  |  | XX |  | Maint Look Functional Location | Ops Look Functional Location | XX | 0 PSI | 999.00 TN | XX |  | AW | ELECTRIC MOTOR PVLV | XX |  |  |  |  | XX | BUTTERFLY | NJLO-Z1-BECK.
10534747 | PRATT | COOPER CONT A2 CARB FILL BTRFLY /VALVE | NJBC-BU-COOPE | P203 | INSV | INST | CROCEJ | L |  |  |  | MANUAL | RAW WATER | N | N | LAST |  | FLANGED | STEEL | Maint Look Functional Location | Ops Look Functional Location | CLOSED | 60 PSI | 999.00 TN | XX | N | AW | MANUAL PVLV | XX |  |  |  |  | 8 | BUTTERFLY | NJBC-BU-COOPE
10534749 | PRATT | EDGEWATERTNK Altitude By Pass /Valve | NJBC-BU-EDGEW | P203 | INSV | INST | CROCEJ | L |  |  |  | MANUAL | BYPASS | N | N | LAST |  | MJ | DUCTILE IRON | Maint Look Functional Location | Ops Look Functional Location | CLOSED |  | 40.00 TN | XX | N | AW | MANUAL PVLV | XX |  |  |  |  | 12 | GATE | NJBC-BU-EDGEW
10534751 | PRATT | EDGEH2OTNK ALT VLT INF /VALVE | NJBC-BU-EDGEW | P203 | INSV | INST | CROCEJ | L |  |  |  | MANUAL | ISOLATION | N | N | LAST |  | MJ | DUCTILE IRON | Maint Look Functional Location | Ops Look Functional Location | OPEN |  | 40.00 TN | XX | N | AW | MANUAL PVLV | XX |  |  |  |  | 12 | GATE | NJBC-BU-EDGEW
10534746 | PRATT | COOPER-W32 Check /Valve | NJBC-BU-COOPE-W32. | P203 | INSV | INST | CROCEJ | L |  |  |  | MANUAL | RAW WATER | N | N | LAST |  | XX |  | Maint Look Functional Location | Ops Look Functional Location | CLOSED |  | 999.00 TN | XX | N | AW | MANUAL PVLV | XX |  |  |  |  | 8 | OTHER | NJBC-BU-COOPE-W32.
10534742 | PRATT | COOPER-W32 Discharge Butterfly /Valve | NJBC-BU-COOPE-W32. | P203 | INSV | INST | CROCEJ | L |  |  |  | MANUAL | RAW WATER | N | N | LAST |  | XX |  | Maint Look Functional Location | Ops Look Functional Location | OPEN |  | 999.00 TN | XX | N | AW | MANUAL PVLV | XX |  |  |  |  | 8 | BUTTERFLY | NJBC-BU-COOPE-W32.
10534740 | PRATT | COOPER Station Effluent Check /Valve | NJBC-BU-COOPE | P203 | INSV | INST | CROCEJ | L | [5 empty] | Y | XX |  |  | XX |  | Maint Look Functional Location | Ops Look Functional Location | XX |  | 999.00 TN | XX |  | AW | HYDRAULIC ONLY PVLV | XX |  |  |  |  | XX | CHECK/FOOT | NJBC-BU-COOPE
10534753 | PRATT | EDGEH2OTNK ALT VLT EFF /VALVE | NJBC-BU-EDGEW | P203 | INSV | INST | CROCEJ | L |  |  |  | MANUAL | ISOLATION | N | N | LAST |  | MJ | DUCTILE IRON | Maint Look Functional Location | Ops Look Functional Location | OPEN |  | 40.00 TN | XX | N | AW | MANUAL PVLV | XX |  |  |  |  | 12 | GATE | NJBC-BU-EDGEW
10534755 | PRATT | COOPER CONT A2 CARB DISCHRGBTRFLY /VALVE | NJBC-BU-COOPE | P203 | INSV | INST | CROCEJ | L |  |  |  | MANUAL | RAW WATER | N | N | LAST |  | FLANGED | STEEL | Maint Look Functional Location | Ops Look Functional Location | CLOSED | 60 PSI | 999.00 TN | XX | N | AW | MANUAL PVLV | XX |  |  |  |  | 4 | BUTTERFLY | NJBC-BU-COOPE
10534757 | PRATT | COOPER CONT B2 INF BTRFLY /VALVE | NJBC-BU-COOPE | P203 | INSV | INST | CROCEJ | L |  |  |  | MANUAL | RAW WATER | N | N | LAST |  | FLANGED | STEEL | Maint Look Functional Location | Ops Look Functional Location | OPEN | 60 PSI | 999.00 TN | XX | N | AW | MANUAL PVLV | XX |  |  |  |  | 6 | BUTTERFLY | NJBC-BU-COOPE
10534759 | PRATT | COOPER CONT B2 EFF BTRFLY /VALVE | NJBC-BU-COOPE | P203 | INSV | INST | CROCEJ | L |  |  |  | MANUAL | RAW WATER | N | N | LAST |  | FLANGED | STEEL | Maint Look Functional Location | Ops Look Functional Location | OPEN | 60 PSI | 999.00 TN | XX | N | AW | MANUAL PVLV | XX |  |  |  |  | 8 | BUTTERFLY | NJBC-BU-COOPE
10534761 | PRATT | COOPER CONT A1 CARB FILL BTRFLY /VALVE | NJBC-BU-COOPE | P203 | INSV | INST | CROCEJ | L |  |  |  | MANUAL | RAW WATER | N | N | LAST |  | FLANGED | STEEL | Maint Look Functional Location | Ops Look Functional Location | CLOSED | 60 PSI | 999.00 TN | XX | N | AW | MANUAL PVLV | XX |  |  |  |  | 8 | BUTTERFLY | NJBC-BU-COOPE
10534763 | PRATT | COOPER CONT A1 CARB DISCHRGBTRFLY /VALVE | NJBC-BU-COOPE | P203 | INSV | INST | CROCEJ | L |  |  |  | MANUAL | RAW WATER | N | N | LAST |  | FLANGED | STEEL | Maint Look Functional Location | Ops Look Functional Location | CLOSED | 60 PSI | 999.00 TN | XX | N | AW | MANUAL PVLV | XX |  |  |  |  | 4 | BUTTERFLY | NJBC-BU-COOPE
10534737 | PRATT | COOPER CONT A2 BKWSH BTRFLY /VALVE | NJBC-BU-COOPE | P203 | INSV | INST | CROCEJ | L |  |  |  | MANUAL | RAW WATER | N | N | LAST |  | FLANGED | STEEL | Maint Look Functional Location | Ops Look Functional Location | CLOSED | 60 PSI | 999.00 TN | XX | N | AW | MANUAL PVLV | XX |  |  |  |  | 8 | BUTTERFLY | NJBC-BU-COOPE
10534734 | PRATT | COOPER CONT A2 DRAIN BTRFLY /VALVE | NJBC-BU-COOPE | P203 | INSV | INST | CROCEJ | L |  |  |  | MANUAL | RAW WATER | N | N | LAST |  | FLANGED | STEEL | Maint Look Functional Location | Ops Look Functional Location | CLOSED | 60 PSI | 999.00 TN | XX | N | AW | MANUAL PVLV | XX |  |  |  |  | 8 | BUTTERFLY | NJBC-BU-COOPE
10534731 | PRATT | COOPER CONT A2 EFF BTRFLY /VALVE | NJBC-BU-COOPE | P203 | INSV | INST | CROCEJ | L |  |  |  | MANUAL | RAW WATER | N | N | LAST |  | FLANGED | STEEL | Maint Look Functional Location | Ops Look Functional Location | OPEN | 60 PSI | 999.00 TN | XX | N | AW | MANUAL PVLV | XX |  |  |  |  | 8 | BUTTERFLY | NJBC-BU-COOPE
10534730 | PRATT | COOPER CONT A2 INF BTRFLY /VALVE | NJBC-BU-COOPE | P203 | INSV | INST | CROCEJ | L |  |  |  | MANUAL | RAW WATER | N | N | LAST |  | FLANGED | STEEL | Maint Look Functional Location | Ops Look Functional Location | OPEN | 60 PSI | 999.00 TN | XX | N | AW | MANUAL PVLV | XX |  |  |  |  | 6 | BUTTERFLY | NJBC-BU-COOPE
10534728 | PRATT | COOPER CONT A1 BKWSH BTRFLY /VALVE | NJBC-BU-COOPE | P203 | INSV | INST | CROCEJ | L |  |  |  | MANUAL | RAW WATER | N | N | LAST |  | FLANGED | STEEL | Maint Look Functional Location | Ops Look Functional Location | CLOSED | 60 PSI | 999.00 TN | XX | N | AW | MANUAL PVLV | XX |  |  |  |  | 8 | BUTTERFLY | NJBC-BU-COOPE
10534725 | PRATT | COOPER CONT A1 DRAIN BTRFLY /VALVE | NJBC-BU-COOPE | P203 | INSV | INST | CROCEJ | L |  |  |  | MANUAL | RAW WATER | N | N | LAST |  | FLANGED | STEEL | Maint Look Functional Location | Ops Look Functional Location | CLOSED | 60 PSI | 999.00 TN | XX | N | AW | MANUAL PVLV | XX |  |  |  |  | 8 | BUTTERFLY | NJBC-BU-COOPE
10534722 | PRATT | COOPER CONT A1 EFF BTRFLY /VALVE | NJBC-BU-COOPE | P203 | INSV | INST | CROCEJ | L |  |  |  | MANUAL | RAW WATER | N | N | LAST |  | FLANGED | STEEL | Maint Look Functional Location | Ops Look Functional Location | OPEN | 60 PSI | 999.00 TN | XX | N | AW | MANUAL PVLV | XX |  |  |  |  | 8 | BUTTERFLY | NJBC-BU-COOPE
10534719 | PRATT | COOPER CONT A1 INF BTRFLY /VALVE | NJBC-BU-COOPE | P203 | INSV | INST | CROCEJ | L |  |  |  | MANUAL | RAW WATER | N | N | LAST |  | FLANGED | STEEL | Maint Look Functional Location | Ops Look Functional Location | OPEN | 60 PSI | 999.00 TN | XX | N | AW | MANUAL PVLV | XX |  |  |  |  | 6 | BUTTERFLY | NJBC-BU-COOPE
10534717 | PRATT | MEDFORDIC Flow Control /Valve | NJBC-BU-MEDFO | P203 | INSV | INST | CROCEJ | L | 978878-1-1-HP |  |  |  |  | Y | XX |  |  | XX |  | Maint Look Functional Location | Ops Look Functional Location | XX |  | 999.00 TN | XX |  | AW | ELECTRIC MOTOR PVLV | XX |  |  |  |  | XX | BUTTERFLY | NJBC-BU-MEDFO
10534714 | PRATT | MEDFORDIC BSTPMP2 DISCHRGBTRFLY /VALVE | NJBC-BU-MEDFO | P203 | INSV | INST | CROCEJ | L |  |  |  | MANUAL | PUMP DISCHARGE | N | N | LAST |  | FLANGED | DUCTILE IRON | Maint Look Functional Location | Ops Look Functional Location | OPEN | 40 PSI | 999.00 TN | XX | N | AW | MANUAL PVLV | XX |  |  |  |  | XX | BUTTERFLY | NJBC-BU-MEDFO
10534711 | PRATT | MEDFORDIC BSTPMP1 DISCHRGBTRFLY /VALVE | NJBC-BU-MEDFO | P203 | INSV | INST | CROCEJ | L |  |  |  | MANUAL | PUMP DISCHARGE | N | N | LAST |  | FLANGED | DUCTILE IRON | Maint Look Functional Location | Ops Look Functional Location | OPEN | 40 PSI | 999.00 TN | XX | N | AW | MANUAL PVLV | XX |  |  |  |  | XX | BUTTERFLY | NJBC-BU-MEDFO
10534709 | PRATT | VOORHEES-TNK Altitude /Valve | NJBC-CM-VOORH-TNK. | P203 | INSV | INST | CROCEJ | M | 57400 | 40DAWR |  |  |  | Y | XX |  |  | XX |  | Maint Look Functional Location | Ops Look Functional Location | XX | 0 PSI | 999.00 TN | XX |  | AW | HYDRAULIC W-PILOTS PVLV | XX |  |  |  |  | XX | PRES REGULATOR | NJBC-CM-VOORH-TNK.
10534765 | PRATT | COOPER CONT B1 INF BTRFLY /VALVE | NJBC-BU-COOPE | P203 | INSV | INST | CROCEJ | L |  |  |  | MANUAL | RAW WATER | N | N | LAST |  | FLANGED | STEEL | Maint Look Functional Location | Ops Look Functional Location | OPEN | 60 PSI | 999.00 TN | XX | N | AW | MANUAL PVLV | XX |  |  |  |  | 6 | BUTTERFLY | NJBC-BU-COOPE
10536206 | PRATT | HAINESMILLTNK Altitude effluent /Valve | NJBC-BU-HMTNK | P203 | INSV | INST | CROCEJ | L |  |  |  | MANUAL | ISOLATION | N | N | LAST |  | MJ | DUCTILE IRON | Maint Look Functional Location | Ops Look Functional Location | OPEN |  | 40.00 TN | XX | N | AW | MANUAL PVLV | XX |  |  |  |  | 12 | GATE | NJBC-BU-HMTNK
10536204 | PRATT | HAINESMILLTNK Altitude influent /Valve | NJBC-BU-HMTNK | P203 | INSV | INST | CROCEJ | L |  |  |  | MANUAL | ISOLATION | N | N | LAST |  | MJ | DUCTILE IRON | Maint Look Functional Location | Ops Look Functional Location | OPEN |  | 40.00 TN | XX | N | AW | MANUAL PVLV | XX |  |  |  |  | 12 | GATE | NJBC-BU-HMTNK
10536202 | PRATT | HAINESMILLTNK Altitude By pass /Valve | NJBC-BU-HMTNK | P203 | INSV | INST | CROCEJ | L |  |  |  | MANUAL | BYPASS | N | Y | LAST |  | MJ | DUCTILE IRON | Maint Look Functional Location | Ops Look Functional Location | CLOSED |  | 40.00 TN | XX | N | AW | MANUAL PVLV | XX |  |  |  |  | 12 | GATE | NJBC-BU-HMTNK
10536200 | PRATT | COOPER CONT C2 CARB DISCHRGBTRFLY /VALVE | NJBC-BU-COOPE | P203 | INSV | INST | CROCEJ | L |  |  |  | MANUAL | RAW WATER | N | N | LAST |  | FLANGED | STEEL | Maint Look Functional Location | Ops Look Functional Location | CLOSED | 60 PSI | 999.00 TN | XX | N | AW | MANUAL PVLV | XX |  |  |  |  | 4 | BUTTERFLY | NJBC-BU-COOPE
10534798 | PRATT | COOPER CONT C2 CARB FILL BTRFLY /VALVE | NJBC-BU-COOPE | P203 | INSV | INST | CROCEJ | L |  |  |  | MANUAL | RAW WATER | N | N | LAST |  | FLANGED | STEEL | Maint Look Functional Location | Ops Look Functional Location | CLOSED | 60 PSI | 999.00 TN | XX | N | AW | MANUAL PVLV | XX |  |  |  |  | 8 | BUTTERFLY | NJBC-BU-COOPE
10534797 | PRATT | COOPER CONT C2 BKWSH BTRFLY /VALVE | NJBC-BU-COOPE | P203 | INSV | INST | CROCEJ | L |  |  |  | MANUAL | RAW WATER | N | N | LAST |  | FLANGED | STEEL | Maint Look Functional Location | Ops Look Functional Location | CLOSED | 60 PSI | 999.00 TN | XX | N | AW | MANUAL PVLV | XX |  |  |  |  | 8 | BUTTERFLY | NJBC-BU-COOPE
10534795 | PRATT | COOPER CONT C2 DRAIN BTRFLY /VALVE | NJBC-BU-COOPE | P203 | INSV | INST | CROCEJ | L |  |  |  | MANUAL | RAW WATER | N | N | LAST |  | FLANGED | STEEL | Maint Look Functional Location | Ops Look Functional Location | CLOSED | 60 PSI | 999.00 TN | XX | N | AW | MANUAL PVLV | XX |  |  |  |  | 8 | BUTTERFLY | NJBC-BU-COOPE
10534793 | PRATT | COOPER CONT C2 EFF BTRFLY /VALVE | NJBC-BU-COOPE | P203 | INSV | INST | CROCEJ | L |  |  |  | MANUAL | RAW WATER | N | N | LAST |  | FLANGED | STEEL | Maint Look Functional Location | Ops Look Functional Location | OPEN | 60 PSI | 999.00 TN | XX | N | AW | MANUAL PVLV | XX |  |  |  |  | 8 | BUTTERFLY | NJBC-BU-COOPE
10534792 | PRATT | COOPER CONT C2 INF BTRFLY /VALVE | NJBC-BU-COOPE | P203 | INSV | INST | CROCEJ | L |  |  |  | MANUAL | RAW WATER | N | N | LAST |  | FLANGED | STEEL | Maint Look Functional Location | Ops Look Functional Location | OPEN | 60 PSI | 999.00 TN | XX | N | AW | MANUAL PVLV | XX |  |  |  |  | 6 | BUTTERFLY | NJBC-BU-COOPE
10534790 | PRATT | COOPER CONT B2 CARB FILL BTRFLY /VALVE | NJBC-BU-COOPE | P203 | INSV | INST | CROCEJ | L |  |  |  | MANUAL | RAW WATER | N | N | LAST |  | FLANGED | STEEL | Maint Look Functional Location | Ops Look Functional Location | CLOSED | 60 PSI | 999.00 TN | XX | N | AW | MANUAL PVLV | XX |  |  |  |  | 8 | BUTTERFLY | NJBC-BU-COOPE
10534789 | PRATT | COOPER CONT B2 CARB DISCHRGBTRFLY /VALVE | NJBC-BU-COOPE | P203 | INSV | INST | CROCEJ | L |  |  |  | MANUAL | RAW WATER | N | N | LAST |  | FLANGED | STEEL | Maint Look Functional Location | Ops Look Functional Location | CLOSED | 60 PSI | 999.00 TN | XX | N | AW | MANUAL PVLV | XX |  |  |  |  | 4 | BUTTERFLY | NJBC-BU-COOPE
10534787 | PRATT | COOPER CONT B2 BKWSH BTRFLY /VALVE | NJBC-BU-COOPE | P203 | INSV | INST | CROCEJ | L |  |  |  | MANUAL | RAW WATER | N | N | LAST |  | FLANGED | STEEL | Maint Look Functional Location | Ops Look Functional Location | CLOSED | 60 PSI | 999.00 TN | XX | N | AW | MANUAL PVLV | XX |  |  |  |  | 8 | BUTTERFLY | NJBC-BU-COOPE
10534785 | PRATT | COOPER CONT B2 DRAIN BTRFLY /VALVE | NJBC-BU-COOPE | P203 | INSV | INST | CROCEJ | L |  |  |  | MANUAL | RAW WATER | N | N | LAST |  | FLANGED | STEEL | Maint Look Functional Location | Ops Look Functional Location | CLOSED | 60 PSI | 999.00 TN | XX | N | AW | MANUAL PVLV | XX |  |  |  |  | 8 | BUTTERFLY | NJBC-BU-COOPE
10534783 | PRATT | COOPER CONT C1 CARB DISCHRGBTRFLY /VALVE | NJBC-BU-COOPE | P203 | INSV | INST | CROCEJ | L |  |  |  | MANUAL | RAW WATER | N | N | LAST |  | FLANGED | STEEL | Maint Look Functional Location | Ops Look Functional Location | CLOSED | 60 PSI | 999.00 TN | XX | N | AW | MANUAL PVLV | XX |  |  |  |  | 4 | BUTTERFLY | NJBC-BU-COOPE
10534782 | PRATT | COOPER CONT C1 CARB FILL BTRFLY /VALVE | NJBC-BU-COOPE | P203 | INSV | INST | CROCEJ | L |  |  |  | MANUAL | RAW WATER | N | N | LAST |  | FLANGED | STEEL | Maint Look Functional Location | Ops Look Functional Location | CLOSED | 60 PSI | 999.00 TN | XX | N | AW | MANUAL PVLV | XX |  |  |  |  | 8 | BUTTERFLY | NJBC-BU-COOPE
10534780 | PRATT | COOPER CONT C1 BKWSH BTRFLY /VALVE | NJBC-BU-COOPE | P203 | INSV | INST | CROCEJ | L |  |  |  | MANUAL | RAW WATER | N | N | LAST |  | FLANGED | STEEL | Maint Look Functional Location | Ops Look Functional Location | CLOSED | 60 PSI | 999.00 TN | XX | N | AW | MANUAL PVLV | XX |  |  |  |  | 8 | BUTTERFLY | NJBC-BU-COOPE
10534778 | PRATT | COOPER CONT C1DRAIN BTRFLY /VALVE | NJBC-BU-COOPE | P203 | INSV | INST | CROCEJ | L |  |  |  | MANUAL | RAW WATER | N | N | LAST |  | FLANGED | STEEL | Maint Look Functional Location | Ops Look Functional Location | CLOSED | 60 PSI | 999.00 TN | XX | N | AW | MANUAL PVLV | XX |  |  |  |  | 8 | BUTTERFLY | NJBC-BU-COOPE
10534776 | PRATT | COOPER CONT C1 EFF BTRFLY /VALVE | NJBC-BU-COOPE | P203 | INSV | INST | CROCEJ | L |  |  |  | MANUAL | RAW WATER | N | N | LAST |  | FLANGED | STEEL | Maint Look Functional Location | Ops Look Functional Location | OPEN | 60 PSI | 999.00 TN | XX | N | AW | MANUAL PVLV | XX |  |  |  |  | 8 | BUTTERFLY | NJBC-BU-COOPE
10534774 | PRATT | COOPER CONT C1 INF BTRFLY /VALVE | NJBC-BU-COOPE | P203 | INSV | INST | CROCEJ | L |  |  |  | MANUAL | RAW WATER | N | N | LAST |  | FLANGED | STEEL | Maint Look Functional Location | Ops Look Functional Location | OPEN | 60 PSI | 999.00 TN | XX | N | AW | MANUAL PVLV | XX |  |  |  |  | 6 | BUTTERFLY | NJBC-BU-COOPE
10534773 | PRATT | COOPER CONT B1 CARB DISCHRGBTRFLY /VALVE | NJBC-BU-COOPE | P203 | INSV | INST | CROCEJ | L |  |  |  | MANUAL | RAW WATER | N | N | LAST |  | FLANGED | STEEL | Maint Look Functional Location | Ops Look Functional Location | CLOSED | 60 PSI | 999.00 TN | XX | N | AW | MANUAL PVLV | XX |  |  |  |  | 4 | BUTTERFLY | NJBC-BU-COOPE
10534771 | PRATT | COOPER CONT B1 CARB FILL BTRFLY /VALVE | NJBC-BU-COOPE | P203 | INSV | INST | CROCEJ | L |  |  |  | MANUAL | RAW WATER | N | N | LAST |  | FLANGED | STEEL | Maint Look Functional Location | Ops Look Functional Location | CLOSED | 60 PSI | 999.00 TN | XX | N | AW | MANUAL PVLV | XX |  |  |  |  | 8 | BUTTERFLY | NJBC-BU-COOPE
10534769 | PRATT | COOPER CONT B1 BKWSH BTRFLY /VALVE | NJBC-BU-COOPE | P203 | INSV | INST | CROCEJ | L |  |  |  | MANUAL | RAW WATER | N | N | LAST |  | FLANGED | STEEL | Maint Look Functional Location | Ops Look Functional Location | CLOSED | 60 PSI | 999.00 TN | XX | N | AW | MANUAL PVLV | XX |  |  |  |  | 8 | BUTTERFLY | NJBC-BU-COOPE
10534768 | PRATT | COOPER CONT B1 DRAIN BTRFLY /VALVE | NJBC-BU-COOPE | P203 | INSV | INST | CROCEJ | L |  |  |  | MANUAL | RAW WATER | N | N | LAST |  | FLANGED | STEEL | Maint Look Functional Location | Ops Look Functional Location | CLOSED | 60 PSI | 999.00 TN | XX | N | AW | MANUAL PVLV | XX |  |  |  |  | 8 | BUTTERFLY | NJBC-BU-COOPE
10534766 | PRATT | COOPER CONT B1 EFF BTRFLY /VALVE | NJBC-BU-COOPE | P203 | INSV | INST | CROCEJ | L |  |  |  | MANUAL | RAW WATER | N | N | LAST |  | FLANGED | STEEL | Maint Look Functional Location | Ops Look Functional Location | OPEN | 60 PSI | 999.00 TN | XX | N | AW | MANUAL PVLV | XX |  |  |  |  | 8 | BUTTERFLY | NJBC-BU-COOPE
10533640 | PRATT | KINGSTON HS PMP1 DISCHRGBTRFLY /VALVE | NJBC-CM-KINGS | P203 | INSV | INST | CROCEJ | L | [5 empty] | Y | XX |  |  | XX |  | Maint Look Functional Location | Ops Look Functional Location | XX |  | 999.00 TN | XX |  | AW | ELECTRIC MOTOR PVLV | XX |  |  |  |  | XX | BUTTERFLY | NJBC-CM-KINGS
10533638 | PRATT | HUTTONHILL-TNK Isolation /Valve | NJBC-CM-HUTTO-TNK. | P203 | INSV | INST | CROCEJ | L | [5 empty] | Y | XX |  |  | XX |  | Maint Look Functional Location | Ops Look Functional Location | XX | 0 PSI | 999.00 TN | XX |  | AW | HYDRAULIC W-PILOTS PVLV | XX |  |  |  |  | XX | PRES REGULATOR | NJBC-CM-HUTTO-TNK.
10533635 | PRATT | HUTTONHLL-BST BSTPMP4 DISCHRG CHK /VALVE | NJBC-CM-HUTTO-BST. | P203 | INSV | INST | CROCEJ | L | [5 empty] | Y | XX |  |  | XX |  | Maint Look Functional Location | Ops Look Functional Location | XX |  | 999.00 TN | XX |  | AW | HYDRAULIC ONLY PVLV | XX |  |  |  |  | XX | CHECK/FOOT | NJBC-CM-HUTTO-BST.
10533632 | PRATT | HUTTONHLL-BST BSTPMP3 DISCHRG CHK /VALVE | NJBC-CM-HUTTO-BST. | P203 | INSV | INST | CROCEJ | L | [5 empty] | Y | XX |  |  | XX |  | Maint Look Functional Location | Ops Look Functional Location | XX |  | 999.00 TN | XX |  | AW | HYDRAULIC ONLY PVLV | XX |  |  |  |  | XX | CHECK/FOOT | NJBC-CM-HUTTO-BST.
10533630 | PRATT | HINELLA Altitude /Valve | NJBC-CM-HINEL | P203 | INSV | INST | CROCEJ | M | 65472 | 40DAWR |  |  |  | Y | XX |  |  | XX |  | Maint Look Functional Location | Ops Look Functional Location | XX | 0 PSI | 999.00 TN | XX |  | AW | HYDRAULIC W-PILOTS PVLV | XX |  |  |  |  | XX | PRES REGULATOR | NJBC-CM-HINEL
10533627 | PRATT | HADDONCRIC BSTPMP2 DISCHRGBTRFLY /VALVE | NJBC-CM-HACIC | P203 | INSV | INST | CROCEJ | L | 254515-1 | 2FII |  |  |  | Y | XX |  |  | XX |  | Maint Look Functional Location | Ops Look Functional Location | XX |  | 999.00 TN | XX |  | AW | MANUAL PVLV | XX |  |  |  |  | XX | BUTTERFLY | NJBC-CM-HACIC
10533624 | PRATT | HADDONCRIC BSTPMP1 DISCHRGBTRFLY /VALVE | NJBC-CM-HACIC | P203 | INSV | INST | CROCEJ | L | 21117-1 | 2FII |  |  |  | Y | XX |  |  | XX |  | Maint Look Functional Location | Ops Look Functional Location | XX |  | 999.00 TN | XX |  | AW | MANUAL PVLV | XX |  |  |  |  | XX | BUTTERFLY | NJBC-CM-HACIC
10533622 | PRATT | GIBBSSTA-TNK GRND STOR ISOL /VALVE | NJBC-CM-GBSTA-YTNK | P203 | INSV | INST | CROCEJ | L | [5 empty] | Y | XX |  |  | XX |  | Maint Look Functional Location | Ops Look Functional Location | XX | 0 PSI | 999.00 TN | XX |  | AW | HYDRAULIC W-PILOTS PVLV | XX |  |  |  |  | XX | PRES REGULATOR | NJBC-CM-GBSTA-YTNK
10533618 | PRATT | GIBBSSTA FILT4 RINSE BTRFLY /VALVE | NJBC-CM-GBSTA | P203 | INSV | INST | CROCEJ | L | [5 empty] | Y | XX |  |  | XX |  | Maint Look Functional Location | Ops Look Functional Location | XX |  | 999.00 TN | XX |  | AW | ELECTRIC MOTOR PVLV | XX |  |  |  |  | XX | BUTTERFLY | NJBC-CM-GBSTA
10533615 | PRATT | GIBBSSTA FILT3 RINSE BTRFLY /VALVE | NJBC-CM-GBSTA | P203 | INSV | INST | CROCEJ | L | [5 empty] | Y | XX |  |  | XX |  | Maint Look Functional Location | Ops Look Functional Location | XX |  | 999.00 TN | XX |  | AW | ELECTRIC MOTOR PVLV | XX |  |  |  |  | XX | BUTTERFLY | NJBC-CM-GBSTA
10533612 | PRATT | GIBBSSTA FILT2 RINSE BTRFLY /VALVE | NJBC-CM-GBSTA | P203 | INSV | INST | CROCEJ | L | [5 empty] | Y | XX |  |  | XX |  | Maint Look Functional Location | Ops Look Functional Location | XX |  | 999.00 TN | XX |  | AW | ELECTRIC MOTOR PVLV | XX |  |  |  |  | XX | BUTTERFLY | NJBC-CM-GBSTA
10533610 | PRATT | GIBBSSTA FILT1 RINSE BTRFLY /VALVE | NJBC-CM-GBSTA | P203 | INSV | INST | CROCEJ | L | [5 empty] | Y | XX |  |  | XX |  | Maint Look Functional Location | Ops Look Functional Location | XX |  | 999.00 TN | XX |  | AW | ELECTRIC MOTOR PVLV | XX |  |  |  |  | XX | BUTTERFLY | NJBC-CM-GBSTA
10533608 | PRATT | GIBBSSTA FILT4 EFF BTRFLY MAN /VALVE | NJBC-CM-GBSTA | P203 | INSV | INST | CROCEJ | L |  |  |  | MANUAL | RAW WATER | N | N | LAST | WORM | FLANGED | CAST IRON | Maint Look Functional Location | Ops Look Functional Location | OPEN |  | 999.00 TN | XX | N | AW | MANUAL PVLV | XX |  |  |  |  | 8 | BUTTERFLY | NJBC-CM-GBSTA
10533606 | PRATT | GIBBSSTA FILT4 EFF BTRFLY /VALVE | NJBC-CM-GBSTA | P203 | INSV | INST | CROCEJ | L | [5 empty] | Y | XX |  |  | XX |  | Maint Look Functional Location | Ops Look Functional Location | XX |  | 999.00 TN | XX |  | AW | ELECTRIC MOTOR PVLV | XX |  |  |  |  | XX | BUTTERFLY | NJBC-CM-GBSTA
10533603 | PRATT | GIBBSSTA FILT3 EFF BTRFLY MAN /VALVE | NJBC-CM-GBSTA | P203 | INSV | INST | CROCEJ | L |  |  |  | MANUAL | RAW WATER | N | N | LAST | WORM | FLANGED | CAST IRON | Maint Look Functional Location | Ops Look Functional Location | OPEN |  | 999.00 TN | XX | N | AW | MANUAL PVLV | XX |  |  |  |  | 8 | BUTTERFLY | NJBC-CM-GBSTA
10533600 | PRATT | GIBBSSTA FILT3 EFF BTRFLY /VALVE | NJBC-CM-GBSTA | P203 | INSV | INST | CROCEJ | L | [5 empty] | Y | XX |  |  | XX |  | Maint Look Functional Location | Ops Look Functional Location | XX |  | 999.00 TN | XX |  | AW | ELECTRIC MOTOR PVLV | XX |  |  |  |  | XX | BUTTERFLY | NJBC-CM-GBSTA
10532498 | PRATT | GIBBSSTA FILT2 EFF BTRFLY MAN /VALVE | NJBC-CM-GBSTA | P203 | INSV | INST | CROCEJ | L |  |  |  | MANUAL | RAW WATER | N | N | LAST | WORM | FLANGED | CAST IRON | Maint Look Functional Location | Ops Look Functional Location | OPEN |  | 999.00 TN | XX | N | AW | MANUAL PVLV | XX |  |  |  |  | 8 | BUTTERFLY | NJBC-CM-GBSTA
10532495 | PRATT | GIBBSSTA FILT2 EFF BTRFLY /VALVE | NJBC-CM-GBSTA | P203 | INSV | INST | CROCEJ | L | [5 empty] | Y | XX |  |  | XX |  | Maint Look Functional Location | Ops Look Functional Location | XX |  | 999.00 TN | XX |  | AW | ELECTRIC MOTOR PVLV | XX |  |  |  |  | XX | BUTTERFLY | NJBC-CM-GBSTA
10532492 | PRATT | GIBBSSTA FILT1 EFF BTRFLY MAN /VALVE | NJBC-CM-GBSTA | P203 | INSV | INST | CROCEJ | L |  |  |  | MANUAL | RAW WATER | N | N | LAST | WORM | FLANGED | CAST IRON | Maint Look Functional Location | Ops Look Functional Location | OPEN |  | 999.00 TN | XX | N | AW | MANUAL PVLV | XX |  |  |  |  | 8 | BUTTERFLY | NJBC-CM-GBSTA
10532490 | PRATT | GIBBSSTA FILT1 EFF BTRFLY /VALVE | NJBC-CM-GBSTA | P203 | INSV | INST | CROCEJ | L | [5 empty] | Y | XX |  |  | XX |  | Maint Look Functional Location | Ops Look Functional Location | XX |  | 999.00 TN | XX |  | AW | ELECTRIC MOTOR PVLV | XX |  |  |  |  | XX | BUTTERFLY | NJBC-CM-GBSTA
10532487 | PRATT | GIBBSSTA FILT4 DRAIN BTRFLY /VALVE | NJBC-CM-GBSTA | P203 | INSV | INST | CROCEJ | L | [5 empty] | Y | XX |  |  | XX |  | Maint Look Functional Location | Ops Look Functional Location | XX |  | 999.00 TN | XX |  | AW | ELECTRIC MOTOR PVLV | XX |  |  |  |  | XX | BUTTERFLY | NJBC-CM-GBSTA
10532484 | PRATT | GIBBSSTA FILT3 DRAIN BTRFLY /VALVE | NJBC-CM-GBSTA | P203 | INSV | INST | CROCEJ | L | [5 empty] | Y | XX |  |  | XX |  | Maint Look Functional Location | Ops Look Functional Location | XX |  | 999.00 TN | XX |  | AW | ELECTRIC MOTOR PVLV | XX |  |  |  |  | XX | BUTTERFLY | NJBC-CM-GBSTA
10532481 | PRATT | GIBBSSTA FILT2 DRAIN BTRFLY /VALVE | NJBC-CM-GBSTA | P203 | INSV | INST | CROCEJ | L | [5 empty] | Y | XX |  |  | XX |  | Maint Look Functional Location | Ops Look Functional Location | XX |  | 999.00 TN | XX |  | AW | ELECTRIC MOTOR PVLV | XX |  |  |  |  | XX | BUTTERFLY | NJBC-CM-GBSTA
10532480 | PRATT | GIBBSSTA FILT1 DRAIN BTRFLY /VALVE | NJBC-CM-GBSTA | P203 | INSV | INST | CROCEJ | L | [5 empty] | Y | XX |  |  | XX |  | Maint Look Functional Location | Ops Look Functional Location | XX |  | 999.00 TN | XX |  | AW | ELECTRIC MOTOR PVLV | XX |  |  |  |  | XX | BUTTERFLY | NJBC-CM-GBSTA
10533642 | PRATT | KINGSTON HS PMP2 DISCHRGBTRFLY /VALVE | NJBC-CM-KINGS | P203 | INSV | INST | CROCEJ | L | [5 empty] | Y | XX |  |  | XX |  | Maint Look Functional Location | Ops Look Functional Location | XX |  | 999.00 TN | XX |  | AW | ELECTRIC MOTOR PVLV | XX |  |  |  |  | XX | BUTTERFLY | NJBC-CM-KINGS
10534706 | PRATT | STATION Altitude /Valve | NJBC-CM-STATI | P203 | INSV | INST | CROCEJ | M | 55147 | 50RWR |  |  |  | Y | XX |  |  | XX |  | Maint Look Functional Location | Ops Look Functional Location | XX | 0 PSI | 999.00 TN | XX |  | AW | HYDRAULIC W-PILOTS PVLV | XX |  |  |  |  | XX | PRES REGULATOR | NJBC-CM-STATI
10534703 | PRATT | SOMERDALE-TNK Altitude /Valve | NJBC-CM-SOMER-TNK. | P203 | INSV | INST | CROCEJ | M | 57416 | 40DAWR |  |  |  | Y | XX |  |  | XX |  | Maint Look Functional Location | Ops Look Functional Location | XX | 0 PSI | 999.00 TN | XX |  | AW | HYDRAULIC W-PILOTS PVLV | XX |  |  |  |  | XX | PRES REGULATOR | NJBC-CM-SOMER-TNK.
10534701 | PRATT | RUNNEMEDE Well #19 & #7 /Valve | NJBC-CM-RUNNE | P203 | INSV | INST | CROCEJ | L | [5 empty] | Y | XX |  |  | XX |  | Maint Look Functional Location | Ops Look Functional Location | XX | 0 PSI | 999.00 TN | XX |  | AW | HYDRAULIC W-PILOTS PVLV | XX |  |  |  |  | XX | PRES REGULATOR | NJBC-CM-RUNNE
10533699 | PRATT | OTTERBRK-TNK GRND STOR ISOL /VALVE | NJBC-CM-OTTER-TNK. | P203 | INSV | INST | CROCEJ | L | [5 empty] | Y | XX |  |  | XX |  | Maint Look Functional Location | Ops Look Functional Location | XX | 0 PSI | 999.00 TN | XX |  | AW | HYDRAULIC W-PILOTS PVLV | XX |  |  |  |  | XX | PRES REGULATOR | NJBC-CM-OTTER-TNK.
10533696 | PRATT | OTTERBRK HS PMP3 DISCHRG GT /VALVE | NJBC-CM-OTTER | P203 | INSV | INST | CROCEJ | L |  |  |  | MANUAL | PUMP DISCHARGE | N | N | LAST |  | XX |  | Maint Look Functional Location | Ops Look Functional Location | OPEN |  | 999.00 TN | XX | N | AW | MANUAL PVLV | XX |  |  |  |  | XX | GATE | NJBC-CM-OTTER
10533693 | PRATT | OTTERBRK HS PMP2 DISCHRG GT /VALVE | NJBC-CM-OTTER | P203 | INSV | INST | CROCEJ | L |  |  |  | MANUAL | PUMP DISCHARGE | N | N | LAST |  | XX |  | Maint Look Functional Location | Ops Look Functional Location | OPEN |  | 999.00 TN | XX | N | AW | MANUAL PVLV | XX |  |  |  |  | XX | GATE | NJBC-CM-OTTER
10533691 | PRATT | OTTERBRK HS PMP1 DISCHRG GT /VALVE | NJBC-CM-OTTER | P203 | INSV | INST | CROCEJ | L |  |  |  | MANUAL | PUMP DISCHARGE | N | N | LAST |  | XX |  | Maint Look Functional Location | Ops Look Functional Location | OPEN |  | 999.00 TN | XX | N | AW | MANUAL PVLV | XX |  |  |  |  | XX | GATE | NJBC-CM-OTTER
10533688 | PRATT | OLDORCHARD-TNK GRND STOR ISOL /VALVE | NJBC-CM-OLDOR-TNK. | P203 | INSV | INST | CROCEJ | L | [5 empty] | Y | XX |  |  | XX |  | Maint Look Functional Location | Ops Look Functional Location | XX | 0 PSI | 999.00 TN | XX |  | AW | HYDRAULIC W-PILOTS PVLV | XX |  |  |  |  | XX | PRES REGULATOR | NJBC-CM-OLDOR-TNK.
10533685 | PRATT | OLDORCHARD HS PMP3 DISCHRG GT /VALVE | NJBC-CM-OLDOR | P203 | INSV | INST | CROCEJ | L |  |  |  | MANUAL | PUMP DISCHARGE | N | N | LAST |  | XX |  | Maint Look Functional Location | Ops Look Functional Location | OPEN |  | 999.00 TN | XX | N | AW | MANUAL PVLV | XX |  |  |  |  | XX | GATE | NJBC-CM-OLDOR
10533682 | PRATT | OLDORCHARD HS PMP2 DISCHRG GT /VALVE | NJBC-CM-OLDOR | P203 | INSV | INST | CROCEJ | L |  |  |  | MANUAL | PUMP DISCHARGE | N | N | LAST |  | XX |  | Maint Look Functional Location | Ops Look Functional Location | OPEN |  | 999.00 TN | XX | N | AW | MANUAL PVLV | XX |  |  |  |  | XX | GATE | NJBC-CM-OLDOR
10533679 | PRATT | OLDORCHARD HS PMP1 DISCHRG GT /VALVE | NJBC-CM-OLDOR | P203 | INSV | INST | CROCEJ | L |  |  |  | MANUAL | PUMP DISCHARGE | N | N | LAST |  | XX |  | Maint Look Functional Location | Ops Look Functional Location | OPEN |  | 999.00 TN | XX | N | AW | MANUAL PVLV | XX |  |  |  |  | XX | GATE | NJBC-CM-OLDOR
10533677 | PRATT | OAKLYNTNK Altitude /Valve | NJBC-CM-OKTNK | P203 | INSV | INST | CROCEJ | M | 56485 | 40DAWR |  |  |  | Y | XX |  |  | XX |  | Maint Look Functional Location | Ops Look Functional Location | XX | 0 PSI | 999.00 TN | XX |  | AW | HYDRAULIC W-PILOTS PVLV | XX |  |  |  |  | XX | PRES REGULATOR | NJBC-CM-OKTNK
10533674 | PRATT | OAKLYNTNK Altitude by pass /Valve | NJBC-CM-OKTNK | P203 | INSV | INST | CROCEJ | L |  |  |  | MANUAL | BYPASS | N | N | LAST |  | XX |  | Maint Look Functional Location | Ops Look Functional Location | CLOSED |  | 999.00 TN | XX | N | AW | MANUAL PVLV | XX |  |  |  |  | 12 | GATE | NJBC-CM-OKTNK
10533671 | PRATT | MARLTONTNK Altitude /Valve | NJBC-CM-MARLT | P203 | INSV | INST | CROCEJ | M | L81089 | 40DAWR |  |  |  | Y | XX |  |  | XX |  | Maint Look Functional Location | Ops Look Functional Location | XX | 0 PSI | 999.00 TN | XX |  | AW | HYDRAULIC W-PILOTS PVLV | XX |  |  |  |  | XX | PRES REGULATOR | NJBC-CM-MARLT
10533669 | PRATT | MAGNOLIA-TNK GRND STOR ISOL /VALVE | NJBC-CM-MAGNO-TNK. | P203 | INSV | INST | CROCEJ | L | [5 empty] | Y | XX |  |  | XX |  | Maint Look Functional Location | Ops Look Functional Location | XX | 0 PSI | 999.00 TN | XX |  | AW | HYDRAULIC W-PILOTS PVLV | XX |  |  |  |  | XX | PRES REGULATOR | NJBC-CM-MAGNO-TNK.
10533667 | PRATT | MAGNOLIA HS PMP2 DISCHRG GT /VALVE | NJBC-CM-MAGNO | P203 | INSV | INST | CROCEJ | L |  |  |  | MANUAL | PUMP DISCHARGE | N | N | LAST |  | FLANGED | CAST IRON | Maint Look Functional Location | Ops Look Functional Location | OPEN |  | 999.00 TN | XX | N | AW | MANUAL PVLV | XX |  |  |  |  | 8 | GATE | NJBC-CM-MAGNO
10533664 | PRATT | MAGNOLIA HS PMP1 DISCHRG GT /VALVE | NJBC-CM-MAGNO | P203 | INSV | INST | CROCEJ | L |  |  |  | MANUAL | PUMP DISCHARGE | N | N | LAST |  | FLANGED | CAST IRON | Maint Look Functional Location | Ops Look Functional Location | OPEN |  | 999.00 TN | XX | N | AW | MANUAL PVLV | XX |  |  |  |  | 8 | GATE | NJBC-CM-MAGNO
10533662 | PRATT | LAURELSP-TNK GRND STOR ISOL /VALVE | NJBC-CM-LAURE-TNK. | P203 | INSV | INST | CROCEJ | L | [5 empty] | Y | XX |  |  | XX |  | Maint Look Functional Location | Ops Look Functional Location | XX | 0 PSI | 999.00 TN | XX |  | AW | HYDRAULIC W-PILOTS PVLV | XX |  |  |  |  | XX | PRES REGULATOR | NJBC-CM-LAURE-TNK.
10533659 | PRATT | LAURELSP HS PMP3 DISCHRG GT /VALVE | NJBC-CM-LAURE | P203 | INSV | INST | CROCEJ | L |  |  |  | MANUAL | PUMP DISCHARGE | N | N | LAST |  | FLANGED | CAST IRON | Maint Look Functional Location | Ops Look Functional Location | OPEN |  | 999.00 TN | XX | N | AW | MANUAL PVLV | XX |  |  |  |  | 8 | GATE | NJBC-CM-LAURE
10533656 | PRATT | LAURELSP HS PMP2 DISCHRG GT /VALVE | NJBC-CM-LAURE | P203 | INSV | INST | CROCEJ | L |  |  |  | MANUAL | PUMP DISCHARGE | N | N | LAST |  | FLANGED | CAST IRON | Maint Look Functional Location | Ops Look Functional Location | OPEN |  | 999.00 TN | XX | N | AW | MANUAL PVLV | XX |  |  |  |  | 8 | GATE | NJBC-CM-LAURE
10533653 | PRATT | LAURELSP HS PMP1 DISCHRG GT /VALVE | NJBC-CM-LAURE | P203 | INSV | INST | CROCEJ | L |  |  |  | MANUAL | PUMP DISCHARGE | N | N | LAST |  | FLANGED | CAST IRON | Maint Look Functional Location | Ops Look Functional Location | OPEN |  | 999.00 TN | XX | N | AW | MANUAL PVLV | XX |  |  |  |  | 6 | GATE | NJBC-CM-LAURE
10533651 | PRATT | KRESSONTNK Altitude /Valve | NJBC-CM-KRESS | P203 | INSV | INST | CROCEJ | M | 6116 | 40DAWR |  |  |  | Y | XX |  |  | XX |  | Maint Look Functional Location | Ops Look Functional Location | XX | 0 PSI | 999.00 TN | XX |  | AW | HYDRAULIC W-PILOTS PVLV | XX |  |  |  |  | XX | PRES REGULATOR | NJBC-CM-KRESS
10533648 | PRATT | KINGSTON-TNK GRND STOR ISOL /VALVE | NJBC-CM-KINGS-TNK. | P203 | INSV | INST | CROCEJ | L | [5 empty] | Y | XX |  |  | XX |  | Maint Look Functional Location | Ops Look Functional Location | XX | 0 PSI | 999.00 TN | XX |  | AW | HYDRAULIC W-PILOTS PVLV | XX |  |  |  |  | XX | PRES REGULATOR | NJBC-CM-KINGS-TNK.
10533645 | PRATT | KINGSTON HS PMP3 DISCHRGBTRFLY /VALVE | NJBC-CM-KINGS | P203 | INSV | INST | CROCEJ | L | [5 empty] | Y | XX |  |  | XX |  | Maint Look Functional Location | Ops Look Functional Location | XX |  | 999.00 TN | XX |  | AW | ELECTRIC MOTOR PVLV | XX |  |  |  |  | XX | BUTTERFLY | NJBC-CM-KINGS
10536208 | PRATT | DECOUTNK Altitude by pass /Valve | NJBC-CM-DECOU | P203 | INSV | INST | CROCEJ | L |  |  |  | MANUAL | BYPASS | N | N | LAST |  | XX |  | Maint Look Functional Location | Ops Look Functional Location | CLOSED |  | 999.00 TN | XX | N | AW | MANUAL PVLV | XX |  |  |  |  | 12 | GATE | NJBC-CM-DECOU
10538032 | PRATT | POMONA Contactor 3 Wash Butterfly /Valve | NJBC-BU-POMON | P203 | INSV | INST | CROCEJ | L |  |  |  | MANUAL | RAW WATER | N | N | LAST |  | FLANGED |  | Maint Look Functional Location | Ops Look Functional Location | CLOSED |  | 999.00 TN | XX | N | AW | MANUAL PVLV | XX |  |  |  |  | XX | BUTTERFLY | NJBC-BU-POMON
10538030 | PRATT | POMONA CONT3 DRAIN BTRFLY /VALVE | NJBC-BU-POMON | P203 | INSV | INST | CROCEJ | L |  |  |  | MANUAL | RAW WATER | N | N | LAST |  | FLANGED |  | Maint Look Functional Location | Ops Look Functional Location | CLOSED |  | 999.00 TN | XX | N | AW | MANUAL PVLV | XX |  |  |  |  | XX | BUTTERFLY | NJBC-BU-POMON
10538029 | PRATT | POMONA CONT3 EFF BTRFLY /VALVE | NJBC-BU-POMON | P203 | INSV | INST | CROCEJ | L |  |  |  | MANUAL | RAW WATER | N | N | LAST |  | FLANGED |  | Maint Look Functional Location | Ops Look Functional Location | OPEN |  | 999.00 TN | XX | N | AW | MANUAL PVLV | XX |  |  |  |  | XX | BUTTERFLY | NJBC-BU-POMON
10538027 | PRATT | POMONA CONT3 INF BTRFLY /VALVE | NJBC-BU-POMON | P203 | INSV | INST | CROCEJ | L |  |  |  | MANUAL | RAW WATER | N | N | LAST |  | FLANGED |  | Maint Look Functional Location | Ops Look Functional Location | OPEN |  | 999.00 TN | XX | N | AW | MANUAL PVLV | XX |  |  |  |  | XX | BUTTERFLY | NJBC-BU-POMON
10538025 | PRATT | POMONA Contactor 2 Air Relief /Valve | NJBC-BU-POMON | P203 | INSV | INST | CROCEJ | M | [5 empty] | Y | XX |  |  | XX |  | Maint Look Functional Location | Ops Look Functional Location | XX |  | 999.00 TN | XX |  | AW | HYDRAULIC ONLY PVLV | XX |  |  |  |  | XX | AIR RELIEF | NJBC-BU-POMON
10538024 | PRATT | POMONA CONT2 CARB FILL BTRFLY /VALVE | NJBC-BU-POMON | P203 | INSV | INST | CROCEJ | L |  |  |  | MANUAL | RAW WATER | N | N | LAST |  | FLANGED |  | Maint Look Functional Location | Ops Look Functional Location | CLOSED |  | 999.00 TN | XX | N | AW | MANUAL PVLV | XX |  |  |  |  | XX | BUTTERFLY | NJBC-BU-POMON
10538022 | PRATT | POMONA Contactor 2 Wash Butterfly /Valve | NJBC-BU-POMON | P203 | INSV | INST | CROCEJ | L |  |  |  | MANUAL | RAW WATER | N | N | LAST |  | FLANGED |  | Maint Look Functional Location | Ops Look Functional Location | CLOSED |  | 999.00 TN | XX | N | AW | MANUAL PVLV | XX |  |  |  |  | XX | BUTTERFLY | NJBC-BU-POMON
10538020 | PRATT | POMONA CONT2 DRAIN BTRFLY /VALVE | NJBC-BU-POMON | P203 | INSV | INST | CROCEJ | L |  |  |  | MANUAL | RAW WATER | N | N | LAST |  | FLANGED |  | Maint Look Functional Location | Ops Look Functional Location | CLOSED |  | 999.00 TN | XX | N | AW | MANUAL PVLV | XX |  |  |  |  | XX | BUTTERFLY | NJBC-BU-POMON
10538019 | PRATT | POMONA CONT2 EFF BTRFLY /VALVE | NJBC-BU-POMON | P203 | INSV | INST | CROCEJ | L |  |  |  | MANUAL | RAW WATER | N | N | LAST |  | FLANGED |  | Maint Look Functional Location | Ops Look Functional Location | OPEN |  | 999.00 TN | XX | N | AW | MANUAL PVLV | XX |  |  |  |  | XX | BUTTERFLY | NJBC-BU-POMON
10538017 | PRATT | POMONA CONT2 INF BTRFLY /VALVE | NJBC-BU-POMON | P203 | INSV | INST | CROCEJ | L |  |  |  | MANUAL | RAW WATER | N | N | LAST |  | FLANGED |  | Maint Look Functional Location | Ops Look Functional Location | OPEN |  | 999.00 TN | XX | N | AW | MANUAL PVLV | XX |  |  |  |  | XX | BUTTERFLY | NJBC-BU-POMON
10538015 | PRATT | POMONA Contactor 1 Air Relief /Valve | NJBC-BU-POMON | P203 | INSV | INST | CROCEJ | M | [5 empty] | Y | XX |  |  | XX |  | Maint Look Functional Location | Ops Look Functional Location | XX |  | 999.00 TN | XX |  | AW | HYDRAULIC ONLY PVLV | XX |  |  |  |  | XX | AIR RELIEF | NJBC-BU-POMON
10538013 | PRATT | POMONA CONT1 CARB FILL BTRFLY /VALVE | NJBC-BU-POMON | P203 | INSV | INST | CROCEJ | L |  |  |  | MANUAL | RAW WATER | N | N | LAST |  | FLANGED |  | Maint Look Functional Location | Ops Look Functional Location | CLOSED |  | 999.00 TN | XX | N | AW | MANUAL PVLV | XX |  |  |  |  | XX | BUTTERFLY | NJBC-BU-POMON
10538011 | PRATT | POMONA Contactor 1 Wash Butterfly /Valve | NJBC-BU-POMON | P203 | INSV | INST | CROCEJ | L |  |  |  | MANUAL | RAW WATER | N | N | LAST |  | FLANGED |  | Maint Look Functional Location | Ops Look Functional Location | CLOSED |  | 999.00 TN | XX | N | AW | MANUAL PVLV | XX |  |  |  |  | XX | BUTTERFLY | NJBC-BU-POMON
10538009 | PRATT | POMONA CONT1 DRAIN BTRFLY /VALVE | NJBC-BU-POMON | P203 | INSV | INST | CROCEJ | L |  |  |  | MANUAL | RAW WATER | N | N | LAST |  | FLANGED |  | Maint Look Functional Location | Ops Look Functional Location | CLOSED |  | 999.00 TN | XX | N | AW | MANUAL PVLV | XX |  |  |  |  | XX | BUTTERFLY | NJBC-BU-POMON
10538007 | PRATT | POMONA CONT1 EFF BTRFLY /VALVE | NJBC-BU-POMON | P203 | INSV | INST | CROCEJ | L |  |  |  | MANUAL | RAW WATER | N | N | LAST |  | FLANGED |  | Maint Look Functional Location | Ops Look Functional Location | OPEN |  | 999.00 TN | XX | N | AW | MANUAL PVLV | XX |  |  |  |  | XX | BUTTERFLY | NJBC-BU-POMON
10538006 | PRATT | POMONA CONT1 INF BTRFLY /VALVE | NJBC-BU-POMON | P203 | INSV | INST | CROCEJ | L |  |  |  | MANUAL | RAW WATER | N | N | LAST |  | FLANGED |  | Maint Look Functional Location | Ops Look Functional Location | OPEN |  | 999.00 TN | XX | N | AW | MANUAL PVLV | XX |  |  |  |  | XX | BUTTERFLY | NJBC-BU-POMON
10538004 | PRATT | HIGHLAND Station Discharge Gate /Valve | NJBC-BU-HIGHL | P203 | INSV | INST | CROCEJ | L |  |  |  | MANUAL | OTHER | N | N | LAST |  | FLANGED |  | Maint Look Functional Location | Ops Look Functional Location | OPEN |  | 999.00 TN | XX | N | AW | MANUAL PVLV | XX |  |  |  |  | 12 | GATE | NJBC-BU-HIGHL
10538003 | PRATT | HIGHLAND CONT BKWSH BTRFLY /VALVE | NJBC-BU-HIGHL | P203 | INSV | INST | CROCEJ | L | [5 empty] | Y | XX |  |  | XX |  | Maint Look Functional Location | Ops Look Functional Location | XX |  | 999.00 TN | XX |  | AW | ELECTRIC MOTOR PVLV | XX |  |  |  |  | XX | BUTTERFLY | NJBC-BU-HIGHL
10538001 | PRATT | HIGHLAND Contactor 4 Air Relief /Valve | NJBC-BU-HIGHL | P203 | INSV | INST | CROCEJ | M | [5 empty] | Y | XX |  |  | XX |  | Maint Look Functional Location | Ops Look Functional Location | XX |  | 999.00 TN | XX |  | AW | HYDRAULIC ONLY PVLV | XX |  |  |  |  | XX | AIR RELIEF | NJBC-BU-HIGHL
10536299 | PRATT | HIGHLAND CONT4 CARB FILL BTRFLY /VALVE | NJBC-BU-HIGHL | P203 | INSV | INST | CROCEJ | L | [5 empty] | Y | XX |  |  | XX |  | Maint Look Functional Location | Ops Look Functional Location | XX |  | 999.00 TN | XX |  | AW | MANUAL PVLV | XX |  |  |  |  | XX | BUTTERFLY | NJBC-BU-HIGHL
10536298 | PRATT | HIGHLAND CONT4 WSH BTRFLY /VALVE | NJBC-BU-HIGHL | P203 | INSV | INST | CROCEJ | L | [5 empty] | Y | XX |  |  | XX |  | Maint Look Functional Location | Ops Look Functional Location | XX |  | 999.00 TN | XX |  | AW | ELECTRIC MOTOR PVLV | XX |  |  |  |  | XX | BUTTERFLY | NJBC-BU-HIGHL
10536296 | PRATT | HIGHLAND CONT4 DRAIN BTRFLY /VALVE | NJBC-BU-HIGHL | P203 | INSV | INST | CROCEJ | L | [5 empty] | Y | XX |  |  | XX |  | Maint Look Functional Location | Ops Look Functional Location | XX |  | 999.00 TN | XX |  | AW | ELECTRIC MOTOR PVLV | XX |  |  |  |  | XX | BUTTERFLY | NJBC-BU-HIGHL
10536294 | PRATT | HIGHLAND CONT4 EFF BTRFLY /VALVE | NJBC-BU-HIGHL | P203 | INSV | INST | CROCEJ | L | [5 empty] | Y | XX |  |  | XX |  | Maint Look Functional Location | Ops Look Functional Location | XX |  | 999.00 TN | XX |  | AW | ELECTRIC MOTOR PVLV | XX |  |  |  |  | XX | BUTTERFLY | NJBC-BU-HIGHL
10536293 | PRATT | HIGHLAND CONT4 INF BTRFLY /VALVE | NJBC-BU-HIGHL | P203 | INSV | INST | CROCEJ | L | [5 empty] | Y | XX |  |  | XX |  | Maint Look Functional Location | Ops Look Functional Location | XX |  | 999.00 TN | XX |  | AW | ELECTRIC MOTOR PVLV | XX |  |  |  |  | XX | BUTTERFLY | NJBC-BU-HIGHL
10538033 | PRATT | POMONA CONT3 CARB FILL BTRFLY /VALVE | NJBC-BU-POMON | P203 | INSV | INST | CROCEJ | L |  |  |  | MANUAL | RAW WATER | N | N | LAST |  | FLANGED |  | Maint Look Functional Location | Ops Look Functional Location | CLOSED |  | 999.00 TN | XX | N | AW | MANUAL PVLV | XX |  |  |  |  | XX | BUTTERFLY | NJBC-BU-POMON
10538075 | PRATT | POMONA Station Effluent Butterfly /Valve | NJBC-BU-POMON | P203 | INSV | INST | CROCEJ | L |  |  |  | MANUAL | IN PLANT | N | N | LAST |  | FLANGED |  | Maint Look Functional Location | Ops Look Functional Location | OPEN |  | 999.00 TN | XX | N | AW | MANUAL PVLV | XX |  |  |  |  | XX | BUTTERFLY | NJBC-BU-POMON
10538073 | PRATT | POMONA-W12 Check /Valve | NJBC-BU-POMON-W12. | P203 | INSV | INST | CROCEJ | L | [5 empty] | Y | XX |  |  | XX |  | Maint Look Functional Location | Ops Look Functional Location | XX |  | 999.00 TN | XX |  | AW | HYDRAULIC ONLY PVLV | XX |  |  |  |  | XX | CHECK/FOOT | NJBC-BU-POMON-W12.
10538071 | UNKNOWN | POMONA-W10 Check /Valve | NJBC-BU-POMON-W10. | P203 | INSV | INST | CROCEJ | L | [5 empty] | Y | XX |  |  | XX |  | Maint Look Functional Location | Ops Look Functional Location | XX |  | 999.00 TN | XX |  | AW | HYDRAULIC ONLY PVLV | XX |  |  |  |  | XX | CHECK/FOOT | NJBC-BU-POMON-W10.
10538070 | PRATT | POMONA-W12 Air Relief /Valve | NJBC-BU-POMON-W12. | P203 | INSV | INST | CROCEJ | M | [5 empty] | Y | XX |  |  | XX |  | Maint Look Functional Location | Ops Look Functional Location | XX |  | 999.00 TN | XX |  | AW | HYDRAULIC ONLY PVLV | XX |  |  |  |  | XX | AIR RELIEF | NJBC-BU-POMON-W12.
10538068 | APCO | POMONA-W10 Air Relief /Valve | NJBC-BU-POMON-W10. | P203 | INSV | INST | CROCEJ | M | [5 empty] | Y | XX |  |  | XX |  | Maint Look Functional Location | Ops Look Functional Location | XX |  | 999.00 TN | XX |  | AW | HYDRAULIC ONLY PVLV | XX |  |  |  |  | XX | AIR RELIEF | NJBC-BU-POMON-W10.
10538066 | PRATT | POMONA Contactor 6 Air Relief /Valve | NJBC-BU-POMON | P203 | INSV | INST | CROCEJ | M | [5 empty] | Y | XX |  |  | XX |  | Maint Look Functional Location | Ops Look Functional Location | XX |  | 999.00 TN | XX |  | AW | HYDRAULIC ONLY PVLV | XX |  |  |  |  | XX | AIR RELIEF | NJBC-BU-POMON
10538064 | PRATT | POMONA CONT6 CARB FILL BTRFLY /VALVE | NJBC-BU-POMON | P203 | INSV | INST | CROCEJ | L |  |  |  | MANUAL | RAW WATER | N | N | LAST |  | FLANGED |  | Maint Look Functional Location | Ops Look Functional Location | CLOSED |  | 999.00 TN | XX | N | AW | MANUAL PVLV | XX |  |  |  |  | XX | BUTTERFLY | NJBC-BU-POMON
10538062 | PRATT | POMONA Contactor 6 Wash Butterfly /Valve | NJBC-BU-POMON | P203 | INSV | INST | CROCEJ | L |  |  |  | MANUAL | RAW WATER | N | N | LAST |  | FLANGED |  | Maint Look Functional Location | Ops Look Functional Location | CLOSED |  | 999.00 TN | XX | N | AW | MANUAL PVLV | XX |  |  |  |  | XX | BUTTERFLY | NJBC-BU-POMON
10538061 | PRATT | POMONA CONT6 DRAIN BTRFLY /VALVE | NJBC-BU-POMON | P203 | INSV | INST | CROCEJ | L |  |  |  | MANUAL | RAW WATER | N | N | LAST |  | FLANGED |  | Maint Look Functional Location | Ops Look Functional Location | CLOSED |  | 999.00 TN | XX | N | AW | MANUAL PVLV | XX |  |  |  |  | XX | BUTTERFLY | NJBC-BU-POMON
10538059 | PRATT | POMONA CONT6 EFF BTRFLY /VALVE | NJBC-BU-POMON | P203 | INSV | INST | CROCEJ | L |  |  |  | MANUAL | RAW WATER | N | N | LAST |  | FLANGED |  | Maint Look Functional Location | Ops Look Functional Location | OPEN |  | 999.00 TN | XX | N | AW | MANUAL PVLV | XX |  |  |  |  | XX | BUTTERFLY | NJBC-BU-POMON
10538057 | PRATT | POMONA CONT6 INF BTRFLY /VALVE | NJBC-BU-POMON | P203 | INSV | INST | CROCEJ | L |  |  |  | MANUAL | RAW WATER | N | N | LAST |  | FLANGED |  | Maint Look Functional Location | Ops Look Functional Location | OPEN |  | 999.00 TN | XX | N | AW | MANUAL PVLV | XX |  |  |  |  | XX | BUTTERFLY | NJBC-BU-POMON
10538055 | PRATT | POMONA Contactor 5 Air Relief /Valve | NJBC-BU-POMON | P203 | INSV | INST | CROCEJ | M | [5 empty] | Y | XX |  |  | XX |  | Maint Look Functional Location | Ops Look Functional Location | XX |  | 999.00 TN | XX |  | AW | HYDRAULIC ONLY PVLV | XX |  |  |  |  | XX | AIR RELIEF | NJBC-BU-POMON
10538054 | PRATT | POMONA CONT5 CARB FILL BTRFLY /VALVE | NJBC-BU-POMON | P203 | INSV | INST | CROCEJ | L |  |  |  | MANUAL | RAW WATER | N | N | LAST |  | FLANGED |  | Maint Look Functional Location | Ops Look Functional Location | CLOSED |  | 999.00 TN | XX | N | AW | MANUAL PVLV | XX |  |  |  |  | XX | BUTTERFLY | NJBC-BU-POMON
10538052 | PRATT | POMONA Contactor 5 Wash Butterfly /Valve | NJBC-BU-POMON | P203 | INSV | INST | CROCEJ | L |  |  |  | MANUAL | RAW WATER | N | N | LAST |  | FLANGED |  | Maint Look Functional Location | Ops Look Functional Location | CLOSED |  | 999.00 TN | XX | N | AW | MANUAL PVLV | XX |  |  |  |  | XX | BUTTERFLY | NJBC-BU-POMON
10538051 | PRATT | POMONA CONT5 DRAIN BTRFLY /VALVE | NJBC-BU-POMON | P203 | INSV | INST | CROCEJ | L |  |  |  | MANUAL | RAW WATER | N | N | LAST |  | FLANGED |  | Maint Look Functional Location | Ops Look Functional Location | CLOSED |  | 999.00 TN | XX | N | AW | MANUAL PVLV | XX |  |  |  |  | XX | BUTTERFLY | NJBC-BU-POMON
10538049 | PRATT | POMONA CONT5 EFF BTRFLY /VALVE | NJBC-BU-POMON | P203 | INSV | INST | CROCEJ | L |  |  |  | MANUAL | RAW WATER | N | N | LAST |  | FLANGED |  | Maint Look Functional Location | Ops Look Functional Location | OPEN |  | 999.00 TN | XX | N | AW | MANUAL PVLV | XX |  |  |  |  | XX | BUTTERFLY | NJBC-BU-POMON
10538047 | PRATT | POMONA CONT5 INF BTRFLY /VALVE | NJBC-BU-POMON | P203 | INSV | INST | CROCEJ | L |  |  |  | MANUAL | RAW WATER | N | N | LAST |  | FLANGED |  | Maint Look Functional Location | Ops Look Functional Location | OPEN |  | 999.00 TN | XX | N | AW | MANUAL PVLV | XX |  |  |  |  | XX | BUTTERFLY | NJBC-BU-POMON
10538046 | PRATT | POMONA Contactor 4 Air Relief /Valve | NJBC-BU-POMON | P203 | INSV | INST | CROCEJ | M | [5 empty] | Y | XX |  |  | XX |  | Maint Look Functional Location | Ops Look Functional Location | XX |  | 999.00 TN | XX |  | AW | HYDRAULIC ONLY PVLV | XX |  |  |  |  | XX | AIR RELIEF | NJBC-BU-POMON
10538044 | PRATT | POMONA CONT4 CARB FILL BTRFLY /VALVE | NJBC-BU-POMON | P203 | INSV | INST | CROCEJ | L |  |  |  | MANUAL | RAW WATER | N | N | LAST |  | FLANGED |  | Maint Look Functional Location | Ops Look Functional Location | CLOSED |  | 999.00 TN | XX | N | AW | MANUAL PVLV | XX |  |  |  |  | XX | BUTTERFLY | NJBC-BU-POMON
10538042 | PRATT | POMONA Contactor 4 Wash Butterfly /Valve | NJBC-BU-POMON | P203 | INSV | INST | CROCEJ | L |  |  |  | MANUAL | RAW WATER | N | N | LAST |  | FLANGED |  | Maint Look Functional Location | Ops Look Functional Location | CLOSED |  | 999.00 TN | XX | N | AW | MANUAL PVLV | XX |  |  |  |  | XX | BUTTERFLY | NJBC-BU-POMON
10538040 | PRATT | POMONA CONT4 DRAIN BTRFLY /VALVE | NJBC-BU-POMON | P203 | INSV | INST | CROCEJ | L |  |  |  | MANUAL | RAW WATER | N | N | LAST |  | FLANGED |  | Maint Look Functional Location | Ops Look Functional Location | CLOSED |  | 999.00 TN | XX | N | AW | MANUAL PVLV | XX |  |  |  |  | XX | BUTTERFLY | NJBC-BU-POMON
10538039 | PRATT | POMONA CONT4 EFF BTRFLY /VALVE | NJBC-BU-POMON | P203 | INSV | INST | CROCEJ | L |  |  |  | MANUAL | RAW WATER | N | N | LAST |  | FLANGED |  | Maint Look Functional Location | Ops Look Functional Location | OPEN |  | 999.00 TN | XX | N | AW | MANUAL PVLV | XX |  |  |  |  | XX | BUTTERFLY | NJBC-BU-POMON
10538037 | PRATT | POMONA CONT4 INF BTRFLY /VALVE | NJBC-BU-POMON | P203 | INSV | INST | CROCEJ | L |  |  |  | MANUAL | RAW WATER | N | N | LAST |  | FLANGED |  | Maint Look Functional Location | Ops Look Functional Location | OPEN |  | 999.00 TN | XX | N | AW | MANUAL PVLV | XX |  |  |  |  | XX | BUTTERFLY | NJBC-BU-POMON
10538035 | PRATT | POMONA Contactor 3 Air Relief /Valve | NJBC-BU-POMON | P203 | INSV | INST | CROCEJ | M | [5 empty] | Y | XX |  |  | XX |  | Maint Look Functional Location | Ops Look Functional Location | XX |  | 999.00 TN | XX |  | AW | HYDRAULIC ONLY PVLV | XX |  |  |  |  | XX | AIR RELIEF | NJBC-BU-POMON
10536249 | PRATT | GIBBSBOROBS Altitude By pass /Valve | NJBC-CM-GBBST | P203 | INSV | INST | CROCEJ | L |  |  |  | MANUAL | BYPASS | N | N | LAST |  | XX |  | Maint Look Functional Location | Ops Look Functional Location | CLOSED |  | 999.00 TN | XX | N | AW | MANUAL PVLV | XX |  |  |  |  | 8 | GATE | NJBC-CM-GBBST
10536247 | PRATT | VOORHEES-TNK Altitude Effluent /Valve | NJBC-CM-VOORH-TNK. | P203 | INSV | INST | CROCEJ | L |  |  |  | MANUAL | IN PLANT | N | N | LAST |  | FLANGED |  | Maint Look Functional Location | Ops Look Functional Location | OPEN |  | 999.00 TN | XX | N | AW | MANUAL PVLV | XX |  |  |  |  | 12 | GATE | NJBC-CM-VOORH-TNK.
10536245 | PRATT | VOORHEES-TNK Altitude Influent /Valve | NJBC-CM-VOORH-TNK. | P203 | INSV | INST | CROCEJ | L |  |  |  | MANUAL | IN PLANT | N | N | LAST |  | FLANGED |  | Maint Look Functional Location | Ops Look Functional Location | OPEN |  | 999.00 TN | XX | N | AW | MANUAL PVLV | XX |  |  |  |  | 12 | GATE | NJBC-CM-VOORH-TNK.
10536244 | PRATT | VOORHEES-TNK Altitude By pass /Valve | NJBC-CM-VOORH-TNK. | P203 | INSV | INST | CROCEJ | L |  |  |  | MANUAL | BYPASS | N | N | LAST |  | FLANGED |  | Maint Look Functional Location | Ops Look Functional Location | CLOSED |  | 999.00 TN | XX | N | AW | MANUAL PVLV | XX |  |  |  |  | 12 | GATE | NJBC-CM-VOORH-TNK.
10536242 | PRATT | POMONA-TNK Altitude Effluent /Valve | NJBC-BU-POMON-TNK. | P203 | INSV | INST | CROCEJ | L |  |  |  | MANUAL | ISOLATION | N | N | LAST |  | MJ | DUCTILE IRON | Maint Look Functional Location | Ops Look Functional Location | OPEN |  | 999.00 TN | XX | N | AW | MANUAL PVLV | XX |  |  |  |  | 12 | GATE | NJBC-BU-POMON-TNK.
10536240 | PRATT | POMONA-TNK Altitude Influent /Valve | NJBC-BU-POMON-TNK. | P203 | INSV | INST | CROCEJ | L |  |  |  | MANUAL | ISOLATION | N | N | LAST |  | MJ | DUCTILE IRON | Maint Look Functional Location | Ops Look Functional Location | OPEN |  | 999.00 TN | XX | N | AW | MANUAL PVLV | XX |  |  |  |  | 12 | GATE | NJBC-BU-POMON-TNK.
10536238 | PRATT | POMONA-TNK Altitude By pass /Valve | NJBC-BU-POMON-TNK. | P203 | INSV | INST | CROCEJ | L |  |  |  | MANUAL | BYPASS | N | N | LAST |  | MJ | DUCTILE IRON | Maint Look Functional Location | Ops Look Functional Location | CLOSED |  | 999.00 TN | XX | N | AW | MANUAL PVLV | XX |  |  |  |  | 12 | GATE | NJBC-BU-POMON-TNK.
10536236 | PRATT | RIVERSIDETNK Altitude Effluent /Valve | NJBC-BU-RVTNK | P203 | INSV | INST | CROCEJ | L |  |  |  | MANUAL | ISOLATION | N | N | LAST |  | MJ | CAST IRON | Maint Look Functional Location | Ops Look Functional Location | OPEN |  | 999.00 TN | XX | N | AW | MANUAL PVLV | XX |  |  |  |  | 12 | GATE | NJBC-BU-RVTNK
10536235 | PRATT | SOMERDALE-TNK ALT VLT EFF /VALVE | NJBC-CM-SOMER-TNK. | P203 | INSV | INST | CROCEJ | L |  |  |  | MANUAL | ISOLATION | N | N | LAST |  | XX |  | Maint Look Functional Location | Ops Look Functional Location | OPEN |  | 999.00 TN | XX | N | AW | MANUAL PVLV | XX |  |  |  |  | 12 | GATE | NJBC-CM-SOMER-TNK.
10536233 | PRATT | SOMERDALE-TNK ALT VLT INF /VALVE | NJBC-CM-SOMER-TNK. | P203 | INSV | INST | CROCEJ | L |  |  |  | MANUAL | ISOLATION | N | N | LAST |  | XX |  | Maint Look Functional Location | Ops Look Functional Location | OPEN |  | 999.00 TN | XX | N | AW | MANUAL PVLV | XX |  |  |  |  | 12 | GATE | NJBC-CM-SOMER-TNK.
10536232 | PRATT | SOMERDALE-TNK Altitude By pass /Valve | NJBC-CM-SOMER-TNK. | P203 | INSV | INST | CROCEJ | L |  |  |  | MANUAL | BYPASS | N | N | LAST |  | XX |  | Maint Look Functional Location | Ops Look Functional Location | CLOSED |  | 999.00 TN | XX | N | AW | MANUAL PVLV | XX |  |  |  |  | 12 | GATE | NJBC-CM-SOMER-TNK.
10536230 | PRATT | OAKLYNTNK Altitude Vault effluent /Valve | NJBC-CM-OKTNK | P203 | INSV | INST | CROCEJ | L |  |  |  | MANUAL | ISOLATION | N | N | LAST |  | XX |  | Maint Look Functional Location | Ops Look Functional Location | OPEN |  | 999.00 TN | XX | N | AW | MANUAL PVLV | XX |  |  |  |  | 12 | GATE | NJBC-CM-OKTNK
10536228 | PRATT | OAKLYNTNK Altitude Vault influent /Valve | NJBC-CM-OKTNK | P203 | INSV | INST | CROCEJ | L |  |  |  | MANUAL | ISOLATION | N | N | LAST |  | XX |  | Maint Look Functional Location | Ops Look Functional Location | OPEN | 0 PSI | 999.00 TN | XX | N | AW | MANUAL PVLV | XX |  |  |  |  | 12 | GATE | NJBC-CM-OKTNK
10536226 | PRATT | MARLTONTNK ALT VLT EFF /VALVE | NJBC-CM-MARLT | P203 | INSV | INST | CROCEJ | L |  |  |  | MANUAL | ISOLATION | N | N | LAST |  | XX |  | Maint Look Functional Location | Ops Look Functional Location | OPEN |  | 999.00 TN | XX | N | AW | MANUAL PVLV | XX |  |  |  |  | 16 | GATE | NJBC-CM-MARLT
10536225 | PRATT | MARLTONTNK ALT VLT INF /VALVE | NJBC-CM-MARLT | P203 | INSV | INST | CROCEJ | L |  |  |  | MANUAL | ISOLATION | N | N | LAST |  | XX |  | Maint Look Functional Location | Ops Look Functional Location | OPEN |  | 999.00 TN | XX | N | AW | MANUAL PVLV | XX |  |  |  |  | 16 | GATE | NJBC-CM-MARLT
10536223 | PRATT | MARLTONTNK Altitude By pass /Valve | NJBC-CM-MARLT | P203 | INSV | INST | CROCEJ | L |  |  |  | MANUAL | BYPASS | N | N | LAST |  | XX |  | Maint Look Functional Location | Ops Look Functional Location | CLOSED |  | 999.00 TN | XX | N | AW | MANUAL PVLV | XX |  |  |  |  | 16 | GATE | NJBC-CM-MARLT
10536221 | PRATT | KRESSONTNK ALT VLT EFF /VALVE | NJBC-CM-KRESS | P203 | INSV | INST | CROCEJ | L |  |  |  | MANUAL | ISOLATION | N | N | LAST |  | XX |  | Maint Look Functional Location | Ops Look Functional Location | OPEN |  | 999.00 TN | XX | N | AW | MANUAL PVLV | XX |  |  |  |  | 16 | GATE | NJBC-CM-KRESS
10536219 | PRATT | KRESSONTNK ALT VLT INF /VALVE | NJBC-CM-KRESS | P203 | INSV | INST | CROCEJ | L |  |  |  | MANUAL | ISOLATION | N | N | LAST |  | XX |  | Maint Look Functional Location | Ops Look Functional Location | OPEN |  | 999.00 TN | XX | N | AW | MANUAL PVLV | XX |  |  |  |  | 16 | GATE | NJBC-CM-KRESS
10536217 | PRATT | KRESSONTNK Altitude By pass /Valve | NJBC-CM-KRESS | P203 | INSV | INST | CROCEJ | L |  |  |  | MANUAL | BYPASS | N | N | LAST |  | XX |  | Maint Look Functional Location | Ops Look Functional Location | CLOSED |  | 999.00 TN | XX | N | AW | MANUAL PVLV | XX |  |  |  |  | 16 | GATE | NJBC-CM-KRESS
10536216 | PRATT | HINELLA Altitude Vault effluent /Valve | NJBC-CM-HINEL | P203 | INSV | INST | CROCEJ | L |  |  |  | MANUAL | ISOLATION | N | N | LAST |  | XX |  | Maint Look Functional Location | Ops Look Functional Location | OPEN |  | 999.00 TN | XX | N | AW | MANUAL PVLV | XX |  |  |  |  | 16 | GATE | NJBC-CM-HINEL
10536214 | PRATT | HINELLA Altitude Vault influent /Valve | NJBC-CM-HINEL | P203 | INSV | INST | CROCEJ | L |  |  |  | MANUAL | ISOLATION | N | N | LAST |  | XX |  | Maint Look Functional Location | Ops Look Functional Location | OPEN |  | 999.00 TN | XX | N | AW | MANUAL PVLV | XX |  |  |  |  | 16 | GATE | NJBC-CM-HINEL
10536212 | PRATT | HINELLA Altitude By pass /Valve | NJBC-CM-HINEL | P203 | INSV | INST | CROCEJ | L |  |  |  | MANUAL | BYPASS | N | N | LAST |  | XX |  | Maint Look Functional Location | Ops Look Functional Location | CLOSED |  | 999.00 TN | XX | N | AW | MANUAL PVLV | XX |  |  |  |  | 16 | GATE | NJBC-CM-HINEL
10536210 | PRATT | DECOUTNK Altitude Vault effluent /Valve | NJBC-CM-DECOU | P203 | INSV | INST | CROCEJ | L |  |  |  | MANUAL | ISOLATION | N | N | LAST |  | XX |  | Maint Look Functional Location | Ops Look Functional Location | OPEN |  | 999.00 TN | XX | N | AW | MANUAL PVLV | XX |  |  |  |  | 12 | GATE | NJBC-CM-DECOU
10536209 | PRATT | DECOUTNK Altitude Vault influent /Valve | NJBC-CM-DECOU | P203 | INSV | INST | CROCEJ | L |  |  |  | MANUAL | ISOLATION | N | N | LAST |  | XX |  | Maint Look Functional Location | Ops Look Functional Location | OPEN |  | 999.00 TN | XX | N | AW | MANUAL PVLV | XX |  |  |  |  | 12 | GATE | NJBC-CM-DECOU
10536250 | PRATT | GIBBSBOROBS ALT VLT INF /VALVE | NJBC-CM-GBBST | P203 | INSV | INST | CROCEJ | L |  |  |  | MANUAL | ISOLATION | N | N | LAST |  | XX |  | Maint Look Functional Location | Ops Look Functional Location | OPEN |  | 999.00 TN | XX | N | AW | MANUAL PVLV | XX |  |  |  |  | 8 | GATE | NJBC-CM-GBBST
10536291 | PRATT | HIGHLAND Contactor 3 Air Relief /Valve | NJBC-BU-HIGHL | P203 | INSV | INST | CROCEJ | M | [5 empty] | Y | XX |  |  | XX |  | Maint Look Functional Location | Ops Look Functional Location | XX |  | 999.00 TN | XX |  | AW | HYDRAULIC ONLY PVLV | XX |  |  |  |  | XX | AIR RELIEF | NJBC-BU-HIGHL
10536289 | PRATT | HIGHLAND CONT3 CARB FILL BTRFLY /VALVE | NJBC-BU-HIGHL | P203 | INSV | INST | CROCEJ | L | [5 empty] | Y | XX |  |  | XX |  | Maint Look Functional Location | Ops Look Functional Location | XX |  | 999.00 TN | XX |  | AW | MANUAL PVLV | XX |  |  |  |  | XX | BUTTERFLY | NJBC-BU-HIGHL
10536287 | PRATT | HIGHLAND CONT3 WSH BTRFLY /VALVE | NJBC-BU-HIGHL | P203 | INSV | INST | CROCEJ | L | [5 empty] | Y | XX |  |  | XX |  | Maint Look Functional Location | Ops Look Functional Location | XX |  | 999.00 TN | XX |  | AW | ELECTRIC MOTOR PVLV | XX |  |  |  |  | XX | BUTTERFLY | NJBC-BU-HIGHL
10536286 | PRATT | HIGHLAND CONT3 DRAIN BTRFLY /VALVE | NJBC-BU-HIGHL | P203 | INSV | INST | CROCEJ | L | [5 empty] | Y | XX |  |  | XX |  | Maint Look Functional Location | Ops Look Functional Location | XX |  | 999.00 TN | XX |  | AW | ELECTRIC MOTOR PVLV | XX |  |  |  |  | XX | BUTTERFLY | NJBC-BU-HIGHL
10536284 | PRATT | HIGHLAND CONT3 EFF BTRFLY /VALVE | NJBC-BU-HIGHL | P203 | INSV | INST | CROCEJ | L | [5 empty] | Y | XX |  |  | XX |  | Maint Look Functional Location | Ops Look Functional Location | XX |  | 999.00 TN | XX |  | AW | ELECTRIC MOTOR PVLV | XX |  |  |  |  | XX | BUTTERFLY | NJBC-BU-HIGHL
10536282 | PRATT | HIGHLAND CONT3 INF BTRFLY /VALVE | NJBC-BU-HIGHL | P203 | INSV | INST | CROCEJ | L | [5 empty] | Y | XX |  |  | XX |  | Maint Look Functional Location | Ops Look Functional Location | XX |  | 999.00 TN | XX |  | AW | ELECTRIC MOTOR PVLV | XX |  |  |  |  | XX | BUTTERFLY | NJBC-BU-HIGHL
10536281 | PRATT | HIGHLAND Contactor 2 Air Relief /Valve | NJBC-BU-HIGHL | P203 | INSV | INST | CROCEJ | M | [5 empty] | Y | XX |  |  | XX |  | Maint Look Functional Location | Ops Look Functional Location | XX |  | 999.00 TN | XX |  | AW | HYDRAULIC ONLY PVLV | XX |  |  |  |  | XX | AIR RELIEF | NJBC-BU-HIGHL
10536279 | PRATT | HIGHLAND CONT2 CARB FILL BTRFLY /VALVE | NJBC-BU-HIGHL | P203 | INSV | INST | CROCEJ | L | [5 empty] | Y | XX |  |  | XX |  | Maint Look Functional Location | Ops Look Functional Location | XX |  | 999.00 TN | XX |  | AW | MANUAL PVLV | XX |  |  |  |  | XX | BUTTERFLY | NJBC-BU-HIGHL
10536277 | PRATT | HIGHLAND CONT2 WSH BTRFLY /VALVE | NJBC-BU-HIGHL | P203 | INSV | INST | CROCEJ | L | [5 empty] | Y | XX |  |  | XX |  | Maint Look Functional Location | Ops Look Functional Location | XX |  | 999.00 TN | XX |  | AW | ELECTRIC MOTOR PVLV | XX |  |  |  |  | XX | BUTTERFLY | NJBC-BU-HIGHL
10536276 | PRATT | HIGHLAND CONT2 DRAIN BTRFLY /VALVE | NJBC-BU-HIGHL | P203 | INSV | INST | CROCEJ | L | [5 empty] | Y | XX |  |  | XX |  | Maint Look Functional Location | Ops Look Functional Location | XX |  | 999.00 TN | XX |  | AW | ELECTRIC MOTOR PVLV | XX |  |  |  |  | XX | BUTTERFLY | NJBC-BU-HIGHL
10536274 | PRATT | HIGHLAND CONT2 EFF BTRFLY /VALVE | NJBC-BU-HIGHL | P203 | INSV | INST | CROCEJ | L | [5 empty] | Y | XX |  |  | XX |  | Maint Look Functional Location | Ops Look Functional Location | XX |  | 999.00 TN | XX |  | AW | ELECTRIC MOTOR PVLV | XX |  |  |  |  | XX | BUTTERFLY | NJBC-BU-HIGHL
10536272 | PRATT | HIGHLAND CONT2 INF BTRFLY /VALVE | NJBC-BU-HIGHL | P203 | INSV | INST | CROCEJ | L | [5 empty] | Y | XX |  |  | XX |  | Maint Look Functional Location | Ops Look Functional Location | XX |  | 999.00 TN | XX |  | AW | ELECTRIC MOTOR PVLV | XX |  |  |  |  | XX | BUTTERFLY | NJBC-BU-HIGHL
10536271 | PRATT | HIGHLAND Contactor 1 Air Relief /Valve | NJBC-BU-HIGHL | P203 | INSV | INST | CROCEJ | L | [5 empty] | Y | XX |  |  | XX |  | Maint Look Functional Location | Ops Look Functional Location | XX |  | 999.00 TN | XX |  | AW | HYDRAULIC ONLY PVLV | XX |  |  |  |  | XX | AIR RELIEF | NJBC-BU-HIGHL
10536269 | PRATT | HIGHLAND CONT1 CARB FILL BTRFLY /VALVE | NJBC-BU-HIGHL | P203 | INSV | INST | CROCEJ | L | [5 empty] | Y | XX |  |  | XX |  | Maint Look Functional Location | Ops Look Functional Location | XX |  | 999.00 TN | XX |  | AW | MANUAL PVLV | XX |  |  |  |  | XX | BUTTERFLY | NJBC-BU-HIGHL
10536267 | PRATT | HIGHLAND CONT1 WSH BTRFLY /VALVE | NJBC-BU-HIGHL | P203 | INSV | INST | CROCEJ | L | [5 empty] | Y | XX |  |  | XX |  | Maint Look Functional Location | Ops Look Functional Location | XX |  | 999.00 TN | XX |  | AW | ELECTRIC MOTOR PVLV | XX |  |  |  |  | XX | BUTTERFLY | NJBC-BU-HIGHL
10536265 | PRATT | HIGHLAND CONT1 DRAIN BTRFLY /VALVE | NJBC-BU-HIGHL | P203 | INSV | INST | CROCEJ | L | [5 empty] | Y | XX |  |  | XX |  | Maint Look Functional Location | Ops Look Functional Location | XX |  | 999.00 TN | XX |  | AW | ELECTRIC MOTOR PVLV | XX |  |  |  |  | XX | BUTTERFLY | NJBC-BU-HIGHL
10536264 | PRATT | HIGHLAND CONT1 EFF BTRFLY /VALVE | NJBC-BU-HIGHL | P203 | INSV | INST | CROCEJ | L | [5 empty] | Y | XX |  |  | XX |  | Maint Look Functional Location | Ops Look Functional Location | XX |  | 999.00 TN | XX |  | AW | ELECTRIC MOTOR PVLV | XX |  |  |  |  | XX | BUTTERFLY | NJBC-BU-HIGHL
10536262 | PRATT | HIGHLAND CONT1 INF BTRFLY /VALVE | NJBC-BU-HIGHL | P203 | INSV | INST | CROCEJ | L | [5 empty] | Y | XX |  |  | XX |  | Maint Look Functional Location | Ops Look Functional Location | XX |  | 999.00 TN | XX |  | AW | ELECTRIC MOTOR PVLV | XX |  |  |  |  | XX | BUTTERFLY | NJBC-BU-HIGHL
10536260 | PRATT | STATION Altitude Vault effluent /Valve | NJBC-CM-STATI | P203 | INSV | INST | CROCEJ | L |  |  |  | MANUAL | ISOLATION | N | N | LAST |  | XX |  | Maint Look Functional Location | Ops Look Functional Location | OPEN |  | 999.00 TN | XX | N | AW | MANUAL PVLV | XX |  |  |  |  | 12 | GATE | NJBC-CM-STATI
10536259 | PRATT | STATION Altitude Vault influent /Valve | NJBC-CM-STATI | P203 | INSV | INST | CROCEJ | L |  |  |  | MANUAL | ISOLATION | N | N | LAST |  | XX |  | Maint Look Functional Location | Ops Look Functional Location | OPEN |  | 999.00 TN | XX | N | AW | MANUAL PVLV | XX |  |  |  |  | 12 | GATE | NJBC-CM-STATI
10536257 | PRATT | STATION Altitude By pass /Valve | NJBC-CM-STATI | P203 | INSV | INST | CROCEJ | L |  |  |  | MANUAL | BYPASS | N | N | LAST |  | XX |  | Maint Look Functional Location | Ops Look Functional Location | CLOSED |  | 999.00 TN | XX | N | AW | MANUAL PVLV | XX |  |  |  |  | 12 | GATE | NJBC-CM-STATI
10536256 | PRATT | EVESHAM Altitude Vault Effluent /Valve | NJBC-CM-EVBST | P203 | INSV | INST | CROCEJ | L |  |  |  | MANUAL | ISOLATION | N | N | LAST |  | XX |  | Maint Look Functional Location | Ops Look Functional Location | OPEN |  | 999.00 TN | XX | N | AW | MANUAL PVLV | XX |  |  |  |  | 16 | GATE | NJBC-CM-EVBST
10536254 | PRATT | EVESHAM Altitude Vault Influent /Valve | NJBC-CM-EVBST | P203 | INSV | INST | CROCEJ | L |  |  |  | MANUAL | ISOLATION | N | N | LAST |  | XX |  | Maint Look Functional Location | Ops Look Functional Location | OPEN |  | 999.00 TN | XX | N | AW | MANUAL PVLV | XX |  |  |  |  | 16 | GATE | NJBC-CM-EVBST
10536252 | PRATT | GIBBSBOROBS ALT VLT EFF /VALVE | NJBC-CM-GBBST | P203 | INSV | INST | CROCEJ | L |  |  |  | MANUAL | ISOLATION | N | N | LAST |  | XX |  | Maint Look Functional Location | Ops Look Functional Location | OPEN |  | 999.00 TN | XX | N | AW | MANUAL PVLV | XX |  |  |  |  | 8 | GATE | NJBC-CM-GBBST
10532478 | PRATT | GIBBSSTA HS PMP3 DISCHRG CHK /VALVE | NJBC-CM-GBSTA | P203 | INSV | INST | CROCEJ | L | [5 empty] | Y | XX |  |  | XX |  | Maint Look Functional Location | Ops Look Functional Location | XX |  | 999.00 TN | XX |  | AW | HYDRAULIC ONLY PVLV | XX |  |  |  |  | XX | CHECK/FOOT | NJBC-CM-GBSTA
10523850 | UNKNOWN | MANS-PLT Rinse Outlet #1 /Valve | NJBC-MF-MANS.-PLT. | P203 | INSV | INST | CROCEJ | L |  |  |  |  | ISOLATION | Y | XX |  |  | XX |  | Maint Look Functional Location | Ops Look Functional Location | XX |  | 999.00 TN | XX |  | AW | ELECTRIC MOTOR PVLV | XX |  |  |  |  | XX | BUTTERFLY | NJBC-MF-MANS.-PLT.
10523840 | UNKNOWN | MANS-PLT Filter Backwash Inlet #7 /Valve | NJBC-MF-MANS.-PLT. | P203 | INSV | INST | CROCEJ | L |  |  |  |  | ISOLATION | Y | XX |  |  | XX |  | Maint Look Functional Location | Ops Look Functional Location | XX |  | 999.00 TN | XX |  | AW | ELECTRIC MOTOR PVLV | XX |  |  |  |  | XX | BUTTERFLY | NJBC-MF-MANS.-PLT.
10523831 | UNKNOWN | MANS-PLT Filter Backwash Inlet #6 /Valve | NJBC-MF-MANS.-PLT. | P203 | INSV | INST | CROCEJ | L |  |  |  |  | ISOLATION | Y | XX |  |  | XX |  | Maint Look Functional Location | Ops Look Functional Location | XX |  | 999.00 TN | XX |  | AW | ELECTRIC MOTOR PVLV | XX |  |  |  |  | XX | BUTTERFLY | NJBC-MF-MANS.-PLT.
10523822 | UNKNOWN | MANS-PLT Filter Backwash Inlet #5 /Valve | NJBC-MF-MANS.-PLT. | P203 | INSV | INST | CROCEJ | L |  |  |  |  | ISOLATION | Y | XX |  |  | XX |  | Maint Look Functional Location | Ops Look Functional Location | XX |  | 999.00 TN | XX |  | AW | ELECTRIC MOTOR PVLV | XX |  |  |  |  | XX | BUTTERFLY | NJBC-MF-MANS.-PLT.
10523814 | UNKNOWN | MANS-PLT Filter Backwash Inlet #4 /Valve | NJBC-MF-MANS.-PLT. | P203 | INSV | INST | CROCEJ | L |  |  |  |  | ISOLATION | Y | XX |  |  | XX |  | Maint Look Functional Location | Ops Look Functional Location | XX |  | 999.00 TN | XX |  | AW | ELECTRIC MOTOR PVLV | XX |  |  |  |  | XX | BUTTERFLY | NJBC-MF-MANS.-PLT.
10523803 | UNKNOWN | MANS-PLT Filter Backwash Inlet #3 /Valve | NJBC-MF-MANS.-PLT. | P203 | INSV | INST | CROCEJ | L |  |  |  |  | ISOLATION | Y | XX |  |  | XX |  | Maint Look Functional Location | Ops Look Functional Location | XX |  | 999.00 TN | XX |  | AW | ELECTRIC MOTOR PVLV | XX |  |  |  |  | XX | BUTTERFLY | NJBC-MF-MANS.-PLT.
10521395 | UNKNOWN | MANS-PLT Filter Backwash Inlet #2 /Valve | NJBC-MF-MANS.-PLT. | P203 | INSV | INST | CROCEJ | L |  |  |  |  | ISOLATION | Y | XX |  |  | XX |  | Maint Look Functional Location | Ops Look Functional Location | XX |  | 999.00 TN | XX |  | AW | ELECTRIC MOTOR PVLV | XX |  |  |  |  | XX | BUTTERFLY | NJBC-MF-MANS.-PLT.
10521386 | UNKNOWN | MANS-PLT Filter Backwash Inlet #1 /Valve | NJBC-MF-MANS.-PLT. | P203 | INSV | INST | CROCEJ | L |  |  |  |  | ISOLATION | Y | XX |  |  | XX |  | Maint Look Functional Location | Ops Look Functional Location | XX |  | 999.00 TN | XX |  | AW | ELECTRIC MOTOR PVLV | XX |  |  |  |  | XX | BUTTERFLY | NJBC-MF-MANS.-PLT.
10521377 | UNKNOWN | MANS-PLT Cla Valve #7 /Valve | NJBC-MF-MANS.-PLT. | P203 | INSV | INST | CROCEJ | M |  |  |  |  | ISOLATION | Y | XX |  |  | XX |  | Maint Look Functional Location | Ops Look Functional Location | XX | 0 PSI | 999.00 TN | XX |  | AW | HYDRAULIC W-PILOTS PVLV | XX |  |  |  |  | XX | PRES REGULATOR | NJBC-MF-MANS.-PLT.
10521368 | UNKNOWN | MANS-PLT Cla Valve #8 /Valve | NJBC-MF-MANS.-PLT. | P203 | INSV | INST | CROCEJ | M |  |  |  |  | ISOLATION | Y | XX |  |  | XX |  | Maint Look Functional Location | Ops Look Functional Location | XX | 0 PSI | 999.00 TN | XX |  | AW | HYDRAULIC W-PILOTS PVLV | XX |  |  |  |  | XX | PRES REGULATOR | NJBC-MF-MANS.-PLT.
10521358 | UNKNOWN | MANS-PLT Cla Valve #5 /Valve | NJBC-MF-MANS.-PLT. | P203 | INSV | INST | CROCEJ | M |  |  |  |  | ISOLATION | Y | XX |  |  | XX |  | Maint Look Functional Location | Ops Look Functional Location | XX | 0 PSI | 999.00 TN | XX |  | AW | HYDRAULIC W-PILOTS PVLV | XX |  |  |  |  | XX | PRES REGULATOR | NJBC-MF-MANS.-PLT.
10521349 | UNKNOWN | MANS-PLT Cla Valve #4 /Valve | NJBC-MF-MANS.-PLT. | P203 | INSV | INST | CROCEJ | M |  |  |  |  | ISOLATION | Y | XX |  |  | XX |  | Maint Look Functional Location | Ops Look Functional Location | XX | 0 PSI | 999.00 TN | XX |  | AW | HYDRAULIC W-PILOTS PVLV | XX |  |  |  |  | XX | PRES REGULATOR | NJBC-MF-MANS.-PLT.
10521340 | UNKNOWN | MANS-PLT Cla Valve #3 /Valve | NJBC-MF-MANS.-PLT. | P203 | INSV | INST | CROCEJ | M |  |  |  |  | ISOLATION | Y | XX |  |  | XX |  | Maint Look Functional Location | Ops Look Functional Location | XX | 0 PSI | 999.00 TN | XX |  | AW | HYDRAULIC W-PILOTS PVLV | XX |  |  |  |  | XX | PRES REGULATOR | NJBC-MF-MANS.-PLT.
10521331 | UNKNOWN | MANS-PLT Cla Valve #2 /Valve | NJBC-MF-MANS.-PLT. | P203 | INSV | INST | CROCEJ | M |  |  |  |  | ISOLATION | Y | XX |  |  | XX |  | Maint Look Functional Location | Ops Look Functional Location | XX | 0 PSI | 999.00 TN | XX |  | AW | HYDRAULIC W-PILOTS PVLV | XX |  |  |  |  | XX | PRES REGULATOR | NJBC-MF-MANS.-PLT.
10521321 | UNKNOWN | MANS-PLT Cla Valve #1 /Valve | NJBC-MF-MANS.-PLT. | P203 | INSV | INST | CROCEJ | L |  |  |  |  | ISOLATION | Y | XX |  |  | XX |  | Maint Look Functional Location | Ops Look Functional Location | XX | 0 PSI | 999.00 TN | XX |  | AW | HYDRAULIC W-PILOTS PVLV | XX |  |  |  |  | XX | PRES REGULATOR | NJBC-MF-MANS.-PLT.
10521309 | UNKNOWN | MANS-PLT Filter Airwash Inlet #7 /Valve | NJBC-MF-MANS.-PLT. | P203 | INSV | INST | CROCEJ | L |  |  |  |  | ISOLATION | Y | XX |  |  | XX |  | Maint Look Functional Location | Ops Look Functional Location | XX |  | 999.00 TN | XX |  | AW | ELECTRIC MOTOR PVLV | XX |  |  |  |  | XX | BUTTERFLY | NJBC-MF-MANS.-PLT.
10519589 | UNKNOWN | MANS-PLT Filter Airwash Inlet #6 /Valve | NJBC-MF-MANS.-PLT. | P203 | INSV | INST | CROCEJ | L |  |  |  |  | ISOLATION | Y | XX |  |  | XX |  | Maint Look Functional Location | Ops Look Functional Location | XX |  | 999.00 TN | XX |  | AW | ELECTRIC MOTOR PVLV | XX |  |  |  |  | XX | BUTTERFLY | NJBC-MF-MANS.-PLT.
10519569 | UNKNOWN | MANS-PLT Filter Airwash Inlet #5 /Valve | NJBC-MF-MANS.-PLT. | P203 | INSV | INST | CROCEJ | L |  |  |  |  | ISOLATION | Y | XX |  |  | XX |  | Maint Look Functional Location | Ops Look Functional Location | XX |  | 999.00 TN | XX |  | AW | ELECTRIC MOTOR PVLV | XX |  |  |  |  | XX | BUTTERFLY | NJBC-MF-MANS.-PLT.
10519550 | UNKNOWN | MANS-PLT Filter Airwash Inlet #4 /Valve | NJBC-MF-MANS.-PLT. | P203 | INSV | INST | CROCEJ | L |  |  |  |  | ISOLATION | Y | XX |  |  | XX |  | Maint Look Functional Location | Ops Look Functional Location | XX |  | 999.00 TN | XX |  | AW | ELECTRIC MOTOR PVLV | XX |  |  |  |  | XX | BUTTERFLY | NJBC-MF-MANS.-PLT.
10519531 | UNKNOWN | MANS-PLT Filter Airwash Inlet #3 /Valve | NJBC-MF-MANS.-PLT. | P203 | INSV | INST | CROCEJ | L |  |  |  |  | ISOLATION | Y | XX |  |  | XX |  | Maint Look Functional Location | Ops Look Functional Location | XX |  | 999.00 TN | XX |  | AW | ELECTRIC MOTOR PVLV | XX |  |  |  |  | XX | BUTTERFLY | NJBC-MF-MANS.-PLT.
10519510 | UNKNOWN | MANS-PLT Filter Airwash Inlet #2 /Valve | NJBC-MF-MANS.-PLT. | P203 | INSV | INST | CROCEJ | L |  |  |  |  | ISOLATION | Y | XX |  |  | XX |  | Maint Look Functional Location | Ops Look Functional Location | XX |  | 999.00 TN | XX |  | AW | ELECTRIC MOTOR PVLV | XX |  |  |  |  | XX | BUTTERFLY | NJBC-MF-MANS.-PLT.
10517791 | UNKNOWN | MANS-PLT Filter Airwash Inlet #1 /Valve | NJBC-MF-MANS.-PLT. | P203 | INSV | INST | CROCEJ | L |  |  |  |  | ISOLATION | Y | XX |  |  | XX |  | Maint Look Functional Location | Ops Look Functional Location | XX |  | 999.00 TN | XX |  | AW | ELECTRIC MOTOR PVLV | XX |  |  |  |  | XX | BUTTERFLY | NJBC-MF-MANS.-PLT.
10517772 | UNKNOWN | MANS-PLT FILT BKWSH OUTLT7 /VALVE | NJBC-MF-MANS.-PLT. | P203 | INSV | INST | CROCEJ | L |  |  |  |  | ISOLATION | Y | XX |  |  | XX |  | Maint Look Functional Location | Ops Look Functional Location | XX |  | 999.00 TN | XX |  | AW | ELECTRIC MOTOR PVLV | XX |  |  |  |  | XX | BUTTERFLY | NJBC-MF-MANS.-PLT.
10517752 | UNKNOWN | MANS-PLT FILT BKWSH OUTLT6 /VALVE | NJBC-MF-MANS.-PLT. | P203 | INSV | INST | CROCEJ | L |  |  |  |  | ISOLATION | Y | XX |  |  | XX |  | Maint Look Functional Location | Ops Look Functional Location | XX |  | 999.00 TN | XX |  | AW | ELECTRIC MOTOR PVLV | XX |  |  |  |  | XX | BUTTERFLY | NJBC-MF-MANS.-PLT.
10523860 | UNKNOWN | MANS-PLT Rinse Outlet #2 /Valve | NJBC-MF-MANS.-PLT. | P203 | INSV | INST | CROCEJ | L |  |  |  |  | ISOLATION | Y | XX |  |  | XX |  | Maint Look Functional Location | Ops Look Functional Location | XX |  | 999.00 TN | XX |  | AW | ELECTRIC MOTOR PVLV | XX |  |  |  |  | XX | BUTTERFLY | NJBC-MF-MANS.-PLT.
10527885 | UNKNOWN | HIGHLAND-TNK1 Isolation /Valve | NJBC-BU-HIGHL-TNK1 | P203 | INSV | INST | CROCEJ | L | [5 empty] | Y | XX |  |  | XX |  | Maint Look Functional Location | Ops Look Functional Location | XX |  | 999.00 TN | XX |  | AW | HYDRAULIC W-PILOTS PVLV | XX |  |  |  |  | XX | PRES REGULATOR | NJBC-BU-HIGHL-TNK1
10527883 | VAL-MATIC | WOODBURY BSTPMP2 DISCHRG CHK /VALVE | NJBC-GL-WOODB | P203 | INSV | INST | CROCEJ | L |  | 1400 |  |  |  | Y | XX |  |  | XX |  | Maint Look Functional Location | Ops Look Functional Location | XX |  | 999.00 TN | XX |  | AW | HYDRAULIC ONLY PVLV | XX |  |  |  |  | XX | CHECK/FOOT | NJBC-GL-WOODB
10527881 | VAL-MATIC | WOODBURY BSTPMP1 DISCHRG CHK /VALVE | NJBC-GL-WOODB | P203 | INSV | INST | CROCEJ | L |  | 1400 |  |  |  | Y | XX |  |  | XX |  | Maint Look Functional Location | Ops Look Functional Location | XX |  | 999.00 TN | XX |  | AW | HYDRAULIC ONLY PVLV | XX |  |  |  |  | XX | CHECK/FOOT | NJBC-GL-WOODB
10527879 | UNKNOWN | HIGHLAND 12" Flow Control /Valve | NJBC-BU-HIGHL | P203 | INSV | INST | CROCEJ | L | [5 empty] | Y | XX |  |  | XX |  | Maint Look Functional Location | Ops Look Functional Location | XX | 0 PSI | 999.00 TN | XX |  | AW | MANUAL PVLV | XX |  |  |  |  | XX | BUTTERFLY | NJBC-BU-HIGHL
10527877 | ROSS | HAINESMILLTNK Altitude /Valve | NJBC-BU-HMTNK | P203 | INSV | INST | CROCEJ | M | 6597 | 40DAWR |  |  |  | Y | XX |  |  | XX |  | Maint Look Functional Location | Ops Look Functional Location | XX | 0 PSI | 999.00 TN | XX |  | AW | HYDRAULIC W-PILOTS PVLV | XX |  |  |  |  | XX | PRES REGULATOR | NJBC-BU-HMTNK
10527876 | UNKNOWN | FELLOWSHIP-TNK Isolation /Valve | NJBC-BU-FELLO-TNK. | P203 | INSV | INST | CROCEJ | L | [5 empty] | Y | XX |  |  | XX |  | Maint Look Functional Location | Ops Look Functional Location | XX |  | 999.00 TN | XX |  | AW | HYDRAULIC W-PILOTS PVLV | XX |  |  |  |  | XX | PRES REGULATOR | NJBC-BU-FELLO-TNK.
10527874 | UNKNOWN | FELLOWSHIP-TNK Gnd St Btr ISO /Valve | NJBC-BU-FELLO-TNK. | P203 | INSV | INST | CROCEJ | L | [5 empty] | Y | XX |  |  | XX |  | Maint Look Functional Location | Ops Look Functional Location | XX |  | 999.00 TN | XX |  | AW | MANUAL PVLV | XX |  |  |  |  | XX | BUTTERFLY | NJBC-BU-FELLO-TNK.
10527872 | UNKNOWN | FAIRVIEVLV Flow Control /Valve | NJBC-BU-FAIRV | P203 | INSV | INST | CROCEJ | L | [5 empty] | Y | XX |  |  | XX |  | Maint Look Functional Location | Ops Look Functional Location | XX |  | 999.00 TN | XX |  | AW | ELECTRIC MOTOR PVLV | XX |  |  |  |  | XX | BUTTERFLY | NJBC-BU-FAIRV
10527871 | ROSS | EDGEWATERTNK Altitude /Valve | NJBC-BU-EDGEW | P203 | INSV | INST | CROCEJ | M | 66026 | 40DAWR |  |  |  | Y | XX |  |  | XX |  | Maint Look Functional Location | Ops Look Functional Location | XX | 0 PSI | 999.00 TN | XX |  | AW | HYDRAULIC W-PILOTS PVLV | XX |  |  |  |  | XX | PRES REGULATOR | NJBC-BU-EDGEW
10527870 | UNKNOWN | COOPER Station Effluent Gate /Valve | NJBC-BU-COOPE | P203 | INSV | INST | CROCEJ | L |  |  |  | MANUAL | ISOLATION | N | N | LAST |  | MJ | DUCTILE IRON | Maint Look Functional Location | Ops Look Functional Location | OPEN | 60 PSI | 36.00 TN | LEFT | N | AW | MANUAL PVLV | XX |  |  |  |  | 12 | GATE | NJBC-BU-COOPE
10527868 | UNKNOWN | BEVERLY BSTPMP6 GT DISCHRG /VALVE | NJBC-BU-BEVER | P203 | INSV | INST | CROCEJ | L |  |  |  | MANUAL | PUMP DISCHARGE | N | XX | LAST |  | XX |  | Maint Look Functional Location | Ops Look Functional Location | OPEN |  | 999.00 TN | XX |  | AW | MANUAL PVLV | XX |  |  |  |  | XX | GATE | NJBC-BU-BEVER
10527866 | UNKNOWN | BEVERLY BSTPMP5 GT DISCHRG /VALVE | NJBC-BU-BEVER | P203 | INSV | INST | CROCEJ | L |  |  |  | MANUAL | PUMP DISCHARGE | N | XX | LAST |  | XX |  | Maint Look Functional Location | Ops Look Functional Location | OPEN |  | 999.00 TN | XX |  | AW | MANUAL PVLV | XX |  |  |  |  | XX | GATE | NJBC-BU-BEVER
10527864 | UNKNOWN | COOPER Station Influent Butterfly /Valve | NJBC-BU-COOPE | P203 | INSV | INST | CROCEJ | L |  |  |  | MANUAL | RAW WATER | N | N | LAST |  | MJ | DUCTILE IRON | Maint Look Functional Location | Ops Look Functional Location | OPEN | 55 PSI | 999.00 TN | XX | N | AW | MANUAL PVLV | XX |  |  |  |  | 12 | BUTTERFLY | NJBC-BU-COOPE
10527862 | CLA-VAL | MEDFORDIC Solenoid /Valve | NJBC-BU-MEDFO | P203 | INSV | INST | CROCEJ | L | [5 empty] | Y | XX |  |  | XX |  | Maint Look Functional Location | Ops Look Functional Location | XX |  | 999.00 TN | XX |  | AW | ELECTRIC SOLENOID ONLY PVLV | XX |  |  |  |  | XX | SOLENOID | NJBC-BU-MEDFO
10527286 | UNKNOWN | MANS-PLT Air Blow Down #5 /Valve | NJBC-MF-MANS.-PLT. | P203 | INSV | INST | CROCEJ | L |  |  |  |  | ISOLATION | Y | XX |  |  | XX |  | Maint Look Functional Location | Ops Look Functional Location | XX |  | 999.00 TN | XX |  | AW | ELECTRIC MOTOR PVLV | XX |  |  |  |  | XX | BUTTERFLY | NJBC-MF-MANS.-PLT.
10527268 | UNKNOWN | MANS-PLT Air Blow Down #4 /Valve | NJBC-MF-MANS.-PLT. | P203 | INSV | INST | CROCEJ | L |  |  |  |  | ISOLATION | Y | XX |  |  | XX |  | Maint Look Functional Location | Ops Look Functional Location | XX |  | 999.00 TN | XX |  | AW | ELECTRIC MOTOR PVLV | XX |  |  |  |  | XX | BUTTERFLY | NJBC-MF-MANS.-PLT.
10527246 | UNKNOWN | MANS-PLT Air Blow Down #3 /Valve | NJBC-MF-MANS.-PLT. | P203 | INSV | INST | CROCEJ | L |  |  |  |  | ISOLATION | Y | XX |  |  | XX |  | Maint Look Functional Location | Ops Look Functional Location | XX |  | 999.00 TN | XX |  | AW | ELECTRIC MOTOR PVLV | XX |  |  |  |  | XX | BUTTERFLY | NJBC-MF-MANS.-PLT.
10527229 | UNKNOWN | MANS-PLT Air Blow Down #2 /Valve | NJBC-MF-MANS.-PLT. | P203 | INSV | INST | CROCEJ | L |  |  |  |  | ISOLATION | Y | XX |  |  | XX |  | Maint Look Functional Location | Ops Look Functional Location | XX |  | 999.00 TN | XX |  | AW | ELECTRIC MOTOR PVLV | XX |  |  |  |  | XX | BUTTERFLY | NJBC-MF-MANS.-PLT.
10527219 | UNKNOWN | MANS-PLT Air Blow Down #1 /Valve | NJBC-MF-MANS.-PLT. | P203 | INSV | INST | CROCEJ | L |  |  |  |  | ISOLATION | Y | XX |  |  | XX |  | Maint Look Functional Location | Ops Look Functional Location | XX |  | 999.00 TN | XX |  | AW | ELECTRIC MOTOR PVLV | XX |  |  |  |  | XX | BUTTERFLY | NJBC-MF-MANS.-PLT.
10527205 | UNKNOWN | MANS-PLT Rinse Outlet #7 /Valve | NJBC-MF-MANS.-PLT. | P203 | INSV | INST | CROCEJ | L |  |  |  |  | ISOLATION | Y | XX |  |  | XX |  | Maint Look Functional Location | Ops Look Functional Location | XX |  | 999.00 TN | XX |  | AW | ELECTRIC MOTOR PVLV | XX |  |  |  |  | XX | BUTTERFLY | NJBC-MF-MANS.-PLT.
10523896 | UNKNOWN | MANS-PLT Rinse Outlet #6 /Valve | NJBC-MF-MANS.-PLT. | P203 | INSV | INST | CROCEJ | L |  |  |  |  | ISOLATION | Y | XX |  |  | XX |  | Maint Look Functional Location | Ops Look Functional Location | XX |  | 999.00 TN | XX |  | AW | ELECTRIC MOTOR PVLV | XX |  |  |  |  | XX | BUTTERFLY | NJBC-MF-MANS.-PLT.
10523887 | UNKNOWN | MANS-PLT Rinse Outlet #5 /Valve | NJBC-MF-MANS.-PLT. | P203 | INSV | INST | CROCEJ | L |  |  |  |  | ISOLATION | Y | XX |  |  | XX |  | Maint Look Functional Location | Ops Look Functional Location | XX |  | 999.00 TN | XX |  | AW | ELECTRIC MOTOR PVLV | XX |  |  |  |  | XX | BUTTERFLY | NJBC-MF-MANS.-PLT.
10523878 | UNKNOWN | MANS-PLT Rinse Outlet #4 /Valve | NJBC-MF-MANS.-PLT. | P203 | INSV | INST | CROCEJ | L |  |  |  |  | ISOLATION | Y | XX |  |  | XX |  | Maint Look Functional Location | Ops Look Functional Location | XX |  | 999.00 TN | XX |  | AW | ELECTRIC MOTOR PVLV | XX |  |  |  |  | XX | BUTTERFLY | NJBC-MF-MANS.-PLT.
10523869 | UNKNOWN | MANS-PLT Rinse Outlet #3 /Valve | NJBC-MF-MANS.-PLT. | P203 | INSV | INST | CROCEJ | L |  |  |  |  | ISOLATION | Y | XX |  |  | XX |  | Maint Look Functional Location | Ops Look Functional Location | XX |  | 999.00 TN | XX |  | AW | ELECTRIC MOTOR PVLV | XX |  |  |  |  | XX | BUTTERFLY | NJBC-MF-MANS.-PLT.
10506646 | UNKNOWN | RANN-W3A Air Release /Valve | NJPG-PG-RANN.-W3A. | P203 | OOS | INST | CROCEJ | M |  |  |  |  | AIR RELEASE | Y | XX |  |  | XX |  | Maint Look Functional Location | Ops Look Functional Location | XX |  | 999.00 TN | XX |  | AW | HYDRAULIC ONLY PVLV | XX |  |  |  |  | XX | AIR RELIEF | NJPG-PG-RANN.-W3A.
10506620 | UNKNOWN | RANN-W7 Air Release /Valve | NJPG-PG-RANN.-W7.. | P203 | INSV | INST | CROCEJ | M |  |  |  |  | AIR RELEASE | Y | XX |  |  | XX |  | Maint Look Functional Location | Ops Look Functional Location | XX |  | 999.00 TN | XX |  | AW | HYDRAULIC ONLY PVLV | XX |  |  |  |  | XX | AIR RELIEF | NJPG-PG-RANN.-W7..
10504995 | UNKNOWN | RANN-W2B Air Release /Valve | NJPG-PG-RANN.-W2B. | P203 | INSV | INST | CROCEJ | M |  |  |  |  | AIR RELEASE | Y | XX |  |  | XX |  | Maint Look Functional Location | Ops Look Functional Location | XX |  | 999.00 TN | XX |  | AW | HYDRAULIC ONLY PVLV | XX |  |  |  |  | XX | AIR RELIEF | NJPG-PG-RANN.-W2B.
10504969 | UNKNOWN | RANN-W1A Air Release /Valve | NJPG-PG-RANN.-W1A. | P203 | INSV | INST | CROCEJ | M |  |  |  |  | AIR RELEASE | Y | XX |  |  | XX |  | Maint Look Functional Location | Ops Look Functional Location | XX |  | 999.00 TN | XX |  | AW | HYDRAULIC ONLY PVLV | XX |  |  |  |  | XX | AIR RELIEF | NJPG-PG-RANN.-W1A.
10504944 | UNKNOWN | GATE Altitude /Valve | NJPG-PG-GATE. | P203 | INSV | INST | CROCEJ | M |  |  |  |  | ALTITUDE | Y | Y |  |  | FLANGED | CAST IRON | Maint Look Functional Location | Ops Look Functional Location | XX | 0 PSI | 999.00 TN | XX | N | AW | HYDRAULIC W-PILOTS PVLV | 150 |  |  |  |  | 12 | PRES REGULATOR | NJPG-PG-GATE.
10504920 | UNKNOWN | CLEV Altitude /Valve | NJPG-PG-CLEV. | P203 | INSV | INST | CROCEJ | M |  |  |  |  | ALTITUDE | Y | Y |  |  | FLANGED | CAST IRON | Maint Look Functional Location | Ops Look Functional Location | XX | 0 PSI | 999.00 TN | XX | N | AW | HYDRAULIC W-PILOTS PVLV | 150 |  |  |  |  | 8 | PRES REGULATOR | NJPG-PG-CLEV.
10503095 | UNKNOWN | GOLD Altitude /Valve | NJPG-PG-GOLD. | P203 | INSV | INST | CROCEJ | M |  |  |  |  | ALTITUDE | Y | N |  |  | FLANGED | CAST IRON | Maint Look Functional Location | Ops Look Functional Location | XX | 0 PSI | 999.00 TN | XX | N | AW | HYDRAULIC W-PILOTS PVLV | 150 |  |  |  |  | 12 | PRES REGULATOR | NJPG-PG-GOLD.
10503070 | UNKNOWN | NAYL Altitude /Valve | NJPG-PG-NAYL. | P203 | INSV | INST | CROCEJ | M |  |  |  |  | ALTITUDE | Y | Y |  |  | FLANGED | CAST IRON | Maint Look Functional Location | Ops Look Functional Location | XX | 0 PSI | 999.00 TN | XX | N | AW | HYDRAULIC W-PILOTS PVLV | 150 |  |  |  |  | 12 | PRES REGULATOR | NJPG-PG-NAYL.
10503045 | UNKNOWN | BROA Altitude /Valve | NJPG-PG-BROA. | P203 | INSV | INST | CROCEJ | M |  |  |  |  | ALTITUDE | Y | N |  |  | FLANGED | CAST IRON | Maint Look Functional Location | Ops Look Functional Location | XX | 0 PSI | 999.00 TN | XX | N | AW | HYDRAULIC W-PILOTS PVLV | 150 |  |  |  |  | 8 | PRES REGULATOR | NJPG-PG-BROA.
10503020 | UNKNOWN | TURN Altitude /Valve | NJPG-PG-TURN. | P203 | INSV | INST | CROCEJ | M |  |  |  |  | ALTITUDE | Y | N |  |  | FLANGED | CAST IRON | Maint Look Functional Location | Ops Look Functional Location | XX | 0 PSI | 999.00 TN | XX | N | AW | HYDRAULIC W-PILOTS PVLV | 150 |  |  |  |  | 12 | PRES REGULATOR | NJPG-PG-TURN.
10465077 | UNKNOWN | WOOD-W07 Air Relief /Valve | NJHR-Z1-WOOD.-W07. | P203 | INSV | INST | CROCEJ | M |  |  |  |  | AIR RELEASE | Y | XX |  |  | XX |  | Maint Look Functional Location | Ops Look Functional Location | XX |  | 999.00 TN | XX |  | AW | HYDRAULIC ONLY PVLV | XX |  |  |  |  | XX | AIR RELIEF | NJHR-Z1-WOOD.-W07.
10465073 | UNKNOWN | WOOD Air Relief /Valve | NJHR-Z1-WOOD. | P203 | INSV | INST | CROCEJ | M |  |  |  |  | AIR RELEASE | Y | XX |  |  | XX |  | Maint Look Functional Location | Ops Look Functional Location | XX |  | 999.00 TN | XX |  | AW | HYDRAULIC ONLY PVLV | XX |  |  |  |  | XX | AIR RELIEF | NJHR-Z1-WOOD.
10465069 | UNKNOWN | WALN Recharge /Valve | NJHR-Z1-WALN. | P203 | INSV | INST | CROCEJ | L |  |  |  |  | ISOLATION | Y | XX |  |  | XX |  | Maint Look Functional Location | Ops Look Functional Location | XX |  | 999.00 TN | XX |  | AW | ELECTRIC MOTOR PVLV | XX |  |  |  |  | XX | BUTTERFLY | NJHR-Z1-WALN.
10465066 | UNKNOWN | WALN Over Board /Valve | NJHR-Z1-WALN. | P203 | INSV | INST | CROCEJ | L |  |  |  |  | ISOLATION | Y | XX |  |  | XX |  | Maint Look Functional Location | Ops Look Functional Location | XX |  | 999.00 TN | XX |  | AW | ELECTRIC MOTOR PVLV | XX |  |  |  |  | XX | BUTTERFLY | NJHR-Z1-WALN.
10465062 | UNKNOWN | WALN Effluent /Valve | NJHR-Z1-WALN. | P203 | INSV | INST | CROCEJ | L |  |  |  |  | ISOLATION | Y | XX |  |  | XX |  | Maint Look Functional Location | Ops Look Functional Location | XX |  | 999.00 TN | XX |  | AW | ELECTRIC MOTOR PVLV | XX |  |  |  |  | XX | BUTTERFLY | NJHR-Z1-WALN.
10465058 | UNKNOWN | WALN ClaVal /Valve | NJHR-Z1-WALN. | P203 | INSV | INST | CROCEJ | M |  |  |  |  | ALTITUDE | Y | XX |  |  | XX |  | Maint Look Functional Location | Ops Look Functional Location | XX | 0 PSI | 999.00 TN | XX |  | AW | HYDRAULIC W-PILOTS PVLV | XX |  |  |  |  | XX | OTHER | NJHR-Z1-WALN.
10463145 | UNKNOWN | REPA Altitude for Elevated Tank /Valve | NJBP-Z1-REPA. | P203 | INSV | INST | CROCEJ | M |  |  |  |  | ALTITUDE | Y | XX |  |  | XX |  | Maint Look Functional Location | Ops Look Functional Location | XX | 0 PSI | 999.00 TN | XX |  | AW | HYDRAULIC W-PILOTS PVLV | XX |  |  |  |  | XX | OTHER | NJBP-Z1-REPA.
10463141 | UNKNOWN | BRIG Altitude /Valve | NJBP-Z1-BRIG. | P203 | INSV | INST | CROCEJ | M |  |  |  |  | ALTITUDE | Y | XX |  |  | XX |  | Maint Look Functional Location | Ops Look Functional Location | XX | 0 PSI | 999.00 TN | XX |  | AW | HYDRAULIC W-PILOTS PVLV | XX |  |  |  |  | XX | OTHER | NJBP-Z1-BRIG.
10451598 | UNKNOWN | BLUEA Press Regulating /Valve | NJBC-CM-BLUEA | P203 | INSV | INST | CROCEJ | M |  |  |  |  | PRESSURE REGULATION |  | XX |  |  | XX |  | Maint Look Functional Location | Ops Look Functional Location | XX |  | 999.00 TN | XX |  | AW | HYDRAULIC ONLY PVLV | XX |  |  |  |  | XX |  | NJBC-CM-BLUEA
10451593 | UNKNOWN | HENRY Press Regulating /Valve | NJBC-CM-ANCOR | P203 | INSV | INST | CROCEJ | M |  |  |  |  | PRESSURE REGULATION |  | XX |  |  | XX |  | Maint Look Functional Location | Ops Look Functional Location | XX |  | 999.00 TN | XX |  | AW | HYDRAULIC ONLY PVLV | XX |  |  |  |  | XX |  | NJBC-CM-ANCOR
10418171 | UNKNOWN | BIRCH Air Relief Valve /VALVE | NJLO-Z1-BIRCH-GACR | P203 | INSV | INST | CROCEJ | M |  |  |  |  | IN PLANT | Y | XX |  |  | XX |  | Maint Look Functional Location | Ops Look Functional Location | XX |  | 999.00 TN | XX |  | AW | PNEUMATIC PVLV | XX |  |  |  |  | XX | BUTTERFLY | NJLO-Z1-BIRCH-GACR
5212218 | PRATT | ELKAUIC SUCTBTRFLY Influent /VALVE | NJBC-GL-ELKAU | P203 | OOS | INST | TAYLORDM | L |  | FL |  | MANUAL | ISOLATION | N | N |  |  | FLANGED |  | Maint Look Functional Location | Ops Look Functional Location | XX |  |  | XX |  | AW | MANUAL PVLV | 150 |  |  |  |  | 8 | BUTTERFLY | NJBC-GL-ELKAU
5206211 | UNKNOWN | DRWTP-TRMT-OZNE Line B PRES /VALVE | NJBC-BU-DRWTP-TRMT-OZNE | P203 | INSV | INST | TAYLORDM | H |  |  |  | PNEUMATIC | PRESSURE REGULATION | Y | XX |  |  | XX |  | Maint Look Functional Location | Ops Look Functional Location | XX |  | 999.00 TN | XX |  | AW | PNEUMATIC PVLV | XX |  |  |  |  | XX | PRES RELIEF | NJBC-BU-DRWTP-TRMT-OZNE
5206210 | UNKNOWN | DRWTP-TRMT-OZNE Line B FLO CTRL /VALVE | NJBC-BU-DRWTP-TRMT-OZNE | P203 | INSV | INST | TAYLORDM | M |  |  |  | ELECTRIC | IN PLANT | Y | XX |  |  | XX |  | Maint Look Functional Location | Ops Look Functional Location | XX |  | 999.00 TN | XX |  | AW | ELECTRIC MOTOR PVLV | XX |  |  |  |  | 20 | BUTTERFLY | NJBC-BU-DRWTP-TRMT-OZNE
10506672 | UNKNOWN | LAYT-W02 Air Release /Valve | NJPG-PG-LAYT.-W02. | P203 | INSV | INST | CROCEJ | M |  |  |  |  | AIR RELEASE | Y | XX |  |  | XX |  | Maint Look Functional Location | Ops Look Functional Location | XX |  | 999.00 TN | XX |  | AW | HYDRAULIC ONLY PVLV | XX |  |  |  |  | XX | AIR RELIEF | NJPG-PG-LAYT.-W02.
10517733 | UNKNOWN | MANS-PLT FILT BKWSH OUTLT5 /VALVE | NJBC-MF-MANS.-PLT. | P203 | INSV | INST | CROCEJ | L |  |  |  |  | ISOLATION | Y | XX |  |  | XX |  | Maint Look Functional Location | Ops Look Functional Location | XX |  | 999.00 TN | XX |  | AW | ELECTRIC MOTOR PVLV | XX |  |  |  |  | XX | BUTTERFLY | NJBC-MF-MANS.-PLT.
10517717 | UNKNOWN | MANS-PLT FILT BKWSH OUTLT4 /VALVE | NJBC-MF-MANS.-PLT. | P203 | INSV | INST | CROCEJ | L |  |  |  |  | ISOLATION | Y | XX |  |  | XX |  | Maint Look Functional Location | Ops Look Functional Location | XX |  | 999.00 TN | XX |  | AW | ELECTRIC MOTOR PVLV | XX |  |  |  |  | XX | BUTTERFLY | NJBC-MF-MANS.-PLT.
10517707 | UNKNOWN | MANS-PLT FILT BKWSH OUTLT3 /VALVE | NJBC-MF-MANS.-PLT. | P203 | INSV | INST | CROCEJ | L |  |  |  |  | ISOLATION | Y | XX |  |  | XX |  | Maint Look Functional Location | Ops Look Functional Location | XX |  | 999.00 TN | XX |  | AW | ELECTRIC MOTOR PVLV | XX |  |  |  |  | XX | BUTTERFLY | NJBC-MF-MANS.-PLT.
10514698 | UNKNOWN | MANS-PLT Filter Backwash Outlet#2 /Valve | NJBC-MF-MANS.-PLT. | P203 | INSV | INST | CROCEJ | L |  |  |  |  | ISOLATION | Y | XX |  |  | XX |  | Maint Look Functional Location | Ops Look Functional Location | XX |  | 999.00 TN | XX |  | AW | ELECTRIC MOTOR PVLV | XX |  |  |  |  | XX | BUTTERFLY | NJBC-MF-MANS.-PLT.
10514689 | UNKNOWN | MANS-PLT FILT BKWSH OUTLT1 /VALVE | NJBC-MF-MANS.-PLT. | P203 | INSV | INST | CROCEJ | L |  |  |  |  | ISOLATION | Y | XX |  |  | XX |  | Maint Look Functional Location | Ops Look Functional Location | XX |  | 999.00 TN | XX |  | AW | ELECTRIC MOTOR PVLV | XX |  |  |  |  | XX | BUTTERFLY | NJBC-MF-MANS.-PLT.
10514680 | UNKNOWN | MANS-PLT Filter Outlet #7 /Valve | NJBC-MF-MANS.-PLT. | P203 | INSV | INST | CROCEJ | M |  |  |  |  | ISOLATION | Y | XX |  |  | XX |  | Maint Look Functional Location | Ops Look Functional Location | XX |  | 999.00 TN | XX |  | AW | ELECTRIC MOTOR PVLV | XX |  |  |  |  | XX | BUTTERFLY | NJBC-MF-MANS.-PLT.
10514671 | UNKNOWN | MANS-PLT Filter Outlet #6 /Valve | NJBC-MF-MANS.-PLT. | P203 | INSV | INST | CROCEJ | M |  |  |  |  | ISOLATION | Y | XX |  |  | XX |  | Maint Look Functional Location | Ops Look Functional Location | XX |  | 999.00 TN | XX |  | AW | ELECTRIC MOTOR PVLV | XX |  |  |  |  | XX | BUTTERFLY | NJBC-MF-MANS.-PLT.
10514661 | UNKNOWN | MANS-PLT Filter Outlet #5 /Valve | NJBC-MF-MANS.-PLT. | P203 | INSV | INST | CROCEJ | M |  |  |  |  | ISOLATION | Y | XX |  |  | XX |  | Maint Look Functional Location | Ops Look Functional Location | XX |  | 999.00 TN | XX |  | AW | ELECTRIC MOTOR PVLV | XX |  |  |  |  | XX | BUTTERFLY | NJBC-MF-MANS.-PLT.
10514651 | UNKNOWN | MANS-PLT Filter Outlet #4 /Valve | NJBC-MF-MANS.-PLT. | P203 | INSV | INST | CROCEJ | M |  |  |  |  | ISOLATION | Y | XX |  |  | XX |  | Maint Look Functional Location | Ops Look Functional Location | XX |  | 999.00 TN | XX |  | AW | ELECTRIC MOTOR PVLV | XX |  |  |  |  | XX | BUTTERFLY | NJBC-MF-MANS.-PLT.
10514641 | UNKNOWN | MANS-PLT Filter Outlet #3 /Valve | NJBC-MF-MANS.-PLT. | P203 | INSV | INST | CROCEJ | M |  |  |  |  | ISOLATION | Y | XX |  |  | XX |  | Maint Look Functional Location | Ops Look Functional Location | XX |  | 999.00 TN | XX |  | AW | ELECTRIC MOTOR PVLV | XX |  |  |  |  | XX | BUTTERFLY | NJBC-MF-MANS.-PLT.
10514631 | UNKNOWN | MANS-PLT Filter Outlet #2 /Valve | NJBC-MF-MANS.-PLT. | P203 | INSV | INST | CROCEJ | M |  |  |  |  | ISOLATION | Y | XX |  |  | XX |  | Maint Look Functional Location | Ops Look Functional Location | XX |  | 999.00 TN | XX |  | AW | ELECTRIC MOTOR PVLV | XX |  |  |  |  | XX | BUTTERFLY | NJBC-MF-MANS.-PLT.
10514622 | UNKNOWN | MANS-PLT Filter Outlet #1 /Valve | NJBC-MF-MANS.-PLT. | P203 | INSV | INST | CROCEJ | M |  |  |  |  | ISOLATION | Y | XX |  |  | XX |  | Maint Look Functional Location | Ops Look Functional Location | XX |  | 999.00 TN | XX |  | AW | ELECTRIC MOTOR PVLV | XX |  |  |  |  | XX | BUTTERFLY | NJBC-MF-MANS.-PLT.
10514613 | UNKNOWN | MANS-PLT Filter Inlet #7 /Valve | NJBC-MF-MANS.-PLT. | P203 | INSV | INST | CROCEJ | L |  |  |  |  | ISOLATION | Y | XX |  |  | XX |  | Maint Look Functional Location | Ops Look Functional Location | XX |  | 999.00 TN | XX |  | AW | ELECTRIC MOTOR PVLV | XX |  |  |  |  | XX | BUTTERFLY | NJBC-MF-MANS.-PLT.
10514603 | UNKNOWN | MANS-PLT Filter Inlet #6 /Valve | NJBC-MF-MANS.-PLT. | P203 | INSV | INST | CROCEJ | L |  |  |  |  | ISOLATION | Y | XX |  |  | XX |  | Maint Look Functional Location | Ops Look Functional Location | XX |  | 999.00 TN | XX |  | AW | ELECTRIC MOTOR PVLV | XX |  |  |  |  | XX | BUTTERFLY | NJBC-MF-MANS.-PLT.
10511193 | UNKNOWN | MANS-PLT Filter Inlet #5 /Valve | NJBC-MF-MANS.-PLT. | P203 | INSV | INST | CROCEJ | L |  |  |  |  | ISOLATION | Y | XX |  |  | XX |  | Maint Look Functional Location | Ops Look Functional Location | XX |  | 999.00 TN | XX |  | AW | ELECTRIC MOTOR PVLV | XX |  |  |  |  | XX | BUTTERFLY | NJBC-MF-MANS.-PLT.
10511183 | UNKNOWN | MANS-PLT Filter Inlet #4 /Valve | NJBC-MF-MANS.-PLT. | P203 | INSV | INST | CROCEJ | L |  |  |  |  | ISOLATION | Y | XX |  |  | XX |  | Maint Look Functional Location | Ops Look Functional Location | XX |  | 999.00 TN | XX |  | AW | ELECTRIC MOTOR PVLV | XX |  |  |  |  | XX | BUTTERFLY | NJBC-MF-MANS.-PLT.
10511174 | UNKNOWN | MANS-PLT Filter Inlet #3 /Valve | NJBC-MF-MANS.-PLT. | P203 | INSV | INST | CROCEJ | L |  |  |  |  | ISOLATION | Y | XX |  |  | XX |  | Maint Look Functional Location | Ops Look Functional Location | XX |  | 999.00 TN | XX |  | AW | ELECTRIC MOTOR PVLV | XX |  |  |  |  | XX | BUTTERFLY | NJBC-MF-MANS.-PLT.
10511164 | UNKNOWN | MANS-PLT Filter Inlet #2 /Valve | NJBC-MF-MANS.-PLT. | P203 | INSV | INST | CROCEJ | L |  |  |  |  | ISOLATION | Y | XX |  |  | XX |  | Maint Look Functional Location | Ops Look Functional Location | XX |  | 999.00 TN | XX |  | AW | ELECTRIC MOTOR PVLV | XX |  |  |  |  | XX | BUTTERFLY | NJBC-MF-MANS.-PLT.
10511156 | UNKNOWN | MANS-PLT Filter Inlet #1 /Valve | NJBC-MF-MANS.-PLT. | P203 | INSV | INST | CROCEJ | L |  |  |  |  | ISOLATION | Y | XX |  |  | XX |  | Maint Look Functional Location | Ops Look Functional Location | XX |  | 999.00 TN | XX |  | AW | ELECTRIC MOTOR PVLV | XX |  |  |  |  | XX | BUTTERFLY | NJBC-MF-MANS.-PLT.
10511146 | UNKNOWN | MONVLV Monmouth Rd Valve /Valve | NJBC-MH-MONVL | P203 | INSV | INST | CROCEJ | M |  |  |  |  | ISOLATION | Y | XX |  |  | XX |  | Maint Look Functional Location | Ops Look Functional Location | XX |  | 999.00 TN | XX |  | AW | ELECTRIC MOTOR PVLV | XX |  |  |  |  | XX | BUTTERFLY | NJBC-MH-MONVL
10508470 | UNKNOWN | RANN-TNK Altitude /Valve | NJPG-PG-RANN.-TNK. | P203 | INSV | INST | CROCEJ | M |  |  |  |  | ALTITUDE | Y | N |  |  | FLANGED | CAST IRON | Maint Look Functional Location | Ops Look Functional Location | XX | 0 PSI | 999.00 TN | XX | N | AW | HYDRAULIC W-PILOTS PVLV | 150 |  |  |  |  | 8 | PRES REGULATOR | NJPG-PG-RANN.-TNK.
10508447 | UNKNOWN | RANN Air Release /Valve | NJPG-PG-RANN. | P203 | OOS | INST | CROCEJ | M |  |  |  |  | AIR RELEASE | Y | XX |  |  | XX |  | Maint Look Functional Location | Ops Look Functional Location | XX |  | 999.00 TN | XX |  | AW | HYDRAULIC ONLY PVLV | XX |  |  |  |  | XX | AIR RELIEF | NJPG-PG-RANN.
10508422 | UNKNOWN | LAYT-W11A Air Release /Valve | NJPG-PG-LAYT.-W11A | P203 | INSV | INST | CROCEJ | M |  |  |  |  | AIR RELEASE | Y | XX |  |  | XX |  | Maint Look Functional Location | Ops Look Functional Location | XX |  | 999.00 TN | XX |  | AW | HYDRAULIC ONLY PVLV | XX |  |  |  |  | XX | AIR RELIEF | NJPG-PG-LAYT.-W11A
10506696 | UNKNOWN | LAYT-W04 Air Release /Valve | NJPG-PG-LAYT.-W04. | P203 | INSV | INST | CROCEJ | M |  |  |  |  | AIR RELEASE | Y | XX |  |  | XX |  | Maint Look Functional Location | Ops Look Functional Location | XX |  | 999.00 TN | XX |  | AW | HYDRAULIC ONLY PVLV | XX |  |  |  |  | XX | AIR RELIEF | NJPG-PG-LAYT.-W04.
10527886 | UNKNOWN | HIGHLAND-TNK2 Isolation /Valve | NJBC-BU-HIGHL-TNK2 | P203 | INSV | INST | CROCEJ | L | [5 empty] | Y | XX |  |  | XX |  | Maint Look Functional Location | Ops Look Functional Location | XX |  | 999.00 TN | XX |  | AW | HYDRAULIC W-PILOTS PVLV | XX |  |  |  |  | XX | PRES REGULATOR | NJBC-BU-HIGHL-TNK2
10532411 | UNKNOWN | DECOUTNK Altitude /Valve | NJBC-CM-DECOU | P203 | INSV | INST | CROCEJ | M | 5827 | 40DAWR |  |  |  | Y | XX |  |  | XX |  | Maint Look Functional Location | Ops Look Functional Location | XX | 0 PSI | 999.00 TN | XX |  | AW | HYDRAULIC W-PILOTS PVLV | XX |  |  |  |  | XX | PRES REGULATOR | NJBC-CM-DECOU
10532408 | UNKNOWN | COLUMBIALK-TNK GRND STOR ISOL /VALVE | NJBC-CM-COLUM-TNK. | P203 | INSV | INST | CROCEJ | L | [5 empty] | Y | XX |  |  | XX |  | Maint Look Functional Location | Ops Look Functional Location | XX | 0 PSI | 999.00 TN | XX |  | AW | HYDRAULIC W-PILOTS PVLV | XX |  |  |  |  | XX | PRES REGULATOR | NJBC-CM-COLUM-TNK.
10532405 | UNKNOWN | COLUMBIALK HS PMP3 DISCHRGBTRFLY /VALVE | NJBC-CM-COLUM | P203 | INSV | INST | CROCEJ | L |  |  |  | MANUAL | PUMP DISCHARGE | N | N | LAST |  | XX |  | Maint Look Functional Location | Ops Look Functional Location | OPEN |  | 999.00 TN | XX | N | AW | MANUAL PVLV | XX |  |  |  |  | XX | BUTTERFLY | NJBC-CM-COLUM
10532402 | UNKNOWN | COLUMBIALK HS PMP2 DISCHRGBTRFLY /VALVE | NJBC-CM-COLUM | P203 | INSV | INST | CROCEJ | L |  |  |  | MANUAL | PUMP DISCHARGE | N | N | LAST |  | XX |  | Maint Look Functional Location | Ops Look Functional Location | OPEN |  | 999.00 TN | XX | N | AW | MANUAL PVLV | XX |  |  |  |  | XX | BUTTERFLY | NJBC-CM-COLUM
10530999 | UNKNOWN | COLUMBIALK HS PMP1 DISCHRGBTRFLY /VALVE | NJBC-CM-COLUM | P203 | INSV | INST | CROCEJ | L |  |  |  | MANUAL | PUMP DISCHARGE | N | N | LAST |  | XX |  | Maint Look Functional Location | Ops Look Functional Location | OPEN |  | 999.00 TN | XX | N | AW | MANUAL PVLV | XX |  |  |  |  | XX | BUTTERFLY | NJBC-CM-COLUM
10530996 | UNKNOWN | CAMDEN-TNK GRND STOR ISOL /VALVE | NJBC-CM-CASTA-YTNK | P203 | INSV | INST | CROCEJ | L | [5 empty] | Y | XX |  |  | XX |  | Maint Look Functional Location | Ops Look Functional Location | XX | 0 PSI | 999.00 TN | XX |  | AW | HYDRAULIC W-PILOTS PVLV | XX |  |  |  |  | XX | PRES REGULATOR | NJBC-CM-CASTA-YTNK
10530994 | UNKNOWN | CAMDEN LS INTKEPMP2 DISCHRGBTRFLY /VALVE | NJBC-CM-CASTA | P203 | INSV | INST | CROCEJ | L |  |  |  | MANUAL | PUMP DISCHARGE | N | N | LAST |  | XX |  | Maint Look Functional Location | Ops Look Functional Location | OPEN |  | 999.00 TN | XX | N | AW | MANUAL PVLV | XX |  |  |  |  | XX | BUTTERFLY | NJBC-CM-CASTA
10530991 | UNKNOWN | CAMDEN LS INTKEPMP1 DISCHRGBTRFLY /VALVE | NJBC-CM-CASTA | P203 | INSV | INST | CROCEJ | L |  |  |  | MANUAL | PUMP DISCHARGE | N | N | LAST |  | XX |  | Maint Look Functional Location | Ops Look Functional Location | OPEN |  | 999.00 TN | XX | N | AW | MANUAL PVLV | XX |  |  |  |  | XX | BUTTERFLY | NJBC-CM-CASTA
10530990 | UNKNOWN | CAMDEN HS PMP3 DISCHRGBTRFLY /VALVE | NJBC-CM-CASTA | P203 | INSV | INST | CROCEJ | L |  |  |  | MANUAL | PUMP DISCHARGE | N | N | LAST |  | XX |  | Maint Look Functional Location | Ops Look Functional Location | OPEN |  | 999.00 TN | XX | N | AW | MANUAL PVLV | XX |  |  |  |  | XX | BUTTERFLY | NJBC-CM-CASTA
10530987 | UNKNOWN | CAMDEN HS PMP2 DISCHRGBTRFLY /VALVE | NJBC-CM-CASTA | P203 | INSV | INST | CROCEJ | L |  |  |  | MANUAL | PUMP DISCHARGE | N | N | LAST |  | XX |  | Maint Look Functional Location | Ops Look Functional Location | OPEN |  | 999.00 TN | XX | N | AW | MANUAL PVLV | XX |  |  |  |  | XX | BUTTERFLY | NJBC-CM-CASTA
10530985 | UNKNOWN | CAMDEN HS PMP1 DISCHRGBTRFLY /VALVE | NJBC-CM-CASTA | P203 | INSV | INST | CROCEJ | L |  |  |  | MANUAL | PUMP DISCHARGE | N | N | LAST |  | XX |  | Maint Look Functional Location | Ops Look Functional Location | OPEN |  | 999.00 TN | XX | N | AW | MANUAL PVLV | XX |  |  |  |  | XX | BUTTERFLY | NJBC-CM-CASTA
10530983 | UNKNOWN | CAMDEN AIRSTRIPPMP3 DISCHRGBTRFLY /VALVE | NJBC-CM-CASTA | P203 | INSV | INST | CROCEJ | L |  |  |  | MANUAL | PUMP DISCHARGE | N | N | LAST |  | XX |  | Maint Look Functional Location | Ops Look Functional Location | OPEN |  | 999.00 TN | XX | N | AW | MANUAL PVLV | XX |  |  |  |  | XX | BUTTERFLY | NJBC-CM-CASTA
10530982 | UNKNOWN | CAMDEN AIRSTRIPPMP2 DISCHRGBTRFLY /VALVE | NJBC-CM-CASTA | P203 | INSV | INST | CROCEJ | L |  |  |  | MANUAL | PUMP DISCHARGE | N | N | LAST |  | XX |  | Maint Look Functional Location | Ops Look Functional Location | OPEN |  | 999.00 TN | XX | N | AW | MANUAL PVLV | XX |  |  |  |  | XX | BUTTERFLY | NJBC-CM-CASTA
10530980 | UNKNOWN | CAMDEN AIRSTRIPPMP1 DISCHRGBTRFLY /VALVE | NJBC-CM-CASTA | P203 | INSV | INST | CROCEJ | L |  |  |  | MANUAL | PUMP DISCHARGE | N | N | LAST |  | XX |  | Maint Look Functional Location | Ops Look Functional Location | OPEN |  | 999.00 TN | XX | N | AW | MANUAL PVLV | XX |  |  |  |  | XX | BUTTERFLY | NJBC-CM-CASTA
10530978 | UNKNOWN | BROWNING-TNK GRND STOR ISOL /VALVE | NJBC-CM-BROWN-TNK. | P203 | INSV | INST | CROCEJ | L | [5 empty] | Y | XX |  |  | XX |  | Maint Look Functional Location | Ops Look Functional Location | XX | 0 PSI | 999.00 TN | XX |  | AW | HYDRAULIC W-PILOTS PVLV | XX |  |  |  |  | XX | PRES REGULATOR | NJBC-CM-BROWN-TNK.
10530976 | UNKNOWN | BROWNING Filter #4 Wash Water /Valve | NJBC-CM-BROWN | P203 | INSV | INST | CROCEJ | L | [5 empty] | Y | XX |  |  | XX |  | Maint Look Functional Location | Ops Look Functional Location | XX |  | 999.00 TN | XX |  | AW | ELECTRIC MOTOR PVLV | XX |  |  |  |  | XX | BUTTERFLY | NJBC-CM-BROWN
10530974 | UNKNOWN | BROWNING Filter #3 Wash Water /Valve | NJBC-CM-BROWN | P203 | INSV | INST | CROCEJ | L | [5 empty] | Y | XX |  |  | XX |  | Maint Look Functional Location | Ops Look Functional Location | XX |  | 999.00 TN | XX |  | AW | ELECTRIC MOTOR PVLV | XX |  |  |  |  | XX | BUTTERFLY | NJBC-CM-BROWN
10530973 | UNKNOWN | BROWNING Filter #2 Wash Water /Valve | NJBC-CM-BROWN | P203 | INSV | INST | CROCEJ | L | [5 empty] | Y | XX |  |  | XX |  | Maint Look Functional Location | Ops Look Functional Location | XX |  | 999.00 TN | XX |  | AW | ELECTRIC MOTOR PVLV | XX |  |  |  |  | XX | BUTTERFLY | NJBC-CM-BROWN
10530971 | UNKNOWN | BROWNING Filter #1 Wash Water /Valve | NJBC-CM-BROWN | P203 | INSV | INST | CROCEJ | L | [5 empty] | Y | XX |  |  | XX |  | Maint Look Functional Location | Ops Look Functional Location | XX |  | 999.00 TN | XX |  | AW | ELECTRIC MOTOR PVLV | XX |  |  |  |  | XX | BUTTERFLY | NJBC-CM-BROWN
10530969 | UNKNOWN | BROWNING Filter #4 Rinse /Valve | NJBC-CM-BROWN | P203 | INSV | INST | CROCEJ | L | [5 empty] | Y | XX |  |  | XX |  | Maint Look Functional Location | Ops Look Functional Location | XX |  | 999.00 TN | XX |  | AW | ELECTRIC MOTOR PVLV | XX |  |  |  |  | XX | BUTTERFLY | NJBC-CM-BROWN
10530967 | UNKNOWN | BROWNING Filter #3 Rinse /Valve | NJBC-CM-BROWN | P203 | INSV | INST | CROCEJ | L | [5 empty] | Y | XX |  |  | XX |  | Maint Look Functional Location | Ops Look Functional Location | XX |  | 999.00 TN | XX |  | AW | ELECTRIC MOTOR PVLV | XX |  |  |  |  | XX | BUTTERFLY | NJBC-CM-BROWN
10530966 | UNKNOWN | BROWNING Filter #2 Rinse /Valve | NJBC-CM-BROWN | P203 | INSV | INST | CROCEJ | L | [5 empty] | Y | XX |  |  | XX |  | Maint Look Functional Location | Ops Look Functional Location | XX |  | 999.00 TN | XX |  | AW | ELECTRIC MOTOR PVLV | XX |  |  |  |  | XX | BUTTERFLY | NJBC-CM-BROWN
10530965 | UNKNOWN | BROWNING Filter #1 Rinse /Valve | NJBC-CM-BROWN | P203 | INSV | INST | CROCEJ | L | [5 empty] | Y | XX |  |  | XX |  | Maint Look Functional Location | Ops Look Functional Location | XX |  | 999.00 TN | XX |  | AW | ELECTRIC MOTOR PVLV | XX |  |  |  |  | XX | BUTTERFLY | NJBC-CM-BROWN
10530963 | UNKNOWN | BROWNING Filter #4 Influent /Valve | NJBC-CM-BROWN | P203 | INSV | INST | CROCEJ | L | [5 empty] | Y | XX |  |  | XX |  | Maint Look Functional Location | Ops Look Functional Location | XX |  | 999.00 TN | XX |  | AW | ELECTRIC MOTOR PVLV | XX |  |  |  |  | XX | BUTTERFLY | NJBC-CM-BROWN
10532413 | UNKNOWN | ELLISBERG HS PMP2 DISCHRGBTRFLY /VALVE | NJBC-CM-ELLIS | P203 | INSV | INST | CROCEJ | L |  |  |  | MANUAL | PUMP DISCHARGE | N | N | LAST |  | XX |  | Maint Look Functional Location | Ops Look Functional Location | OPEN |  | 999.00 TN | XX | N | AW | MANUAL PVLV | XX |  |  |  |  | XX | BUTTERFLY | NJBC-CM-ELLIS
10532475 | PRATT | GIBBSSTA HS PMP2 DISCHRG CHK /VALVE | NJBC-CM-GBSTA | P203 | INSV | INST | CROCEJ | L | [5 empty] | Y | XX |  |  | XX |  | Maint Look Functional Location | Ops Look Functional Location | XX |  | 999.00 TN | XX |  | AW | HYDRAULIC ONLY PVLV | XX |  |  |  |  | XX | CHECK/FOOT | NJBC-CM-GBSTA
10532471 | PRATT | GIBBSSTA HS PMP1 DISCHRG CHK /VALVE | NJBC-CM-GBSTA | P203 | INSV | INST | CROCEJ | L | [5 empty] | Y | XX |  |  | XX |  | Maint Look Functional Location | Ops Look Functional Location | XX |  | 999.00 TN | XX |  | AW | HYDRAULIC ONLY PVLV | XX |  |  |  |  | XX | CHECK/FOOT | NJBC-CM-GBSTA
10532469 | PRATT | GIBBSSTA BACKWSH PMP2 DISCHRG CHK /VALVE | NJBC-CM-GBSTA | P203 | INSV | INST | CROCEJ | L | [5 empty] | Y | XX |  |  | XX |  | Maint Look Functional Location | Ops Look Functional Location | XX |  | 999.00 TN | XX |  | AW | HYDRAULIC ONLY PVLV | XX |  |  |  |  | XX | CHECK/FOOT | NJBC-CM-GBSTA
10532467 | PRATT | GIBBSSTA BACKWSH PMP1 DISCHRG CHK /VALVE | NJBC-CM-GBSTA | P203 | INSV | INST | CROCEJ | L | [5 empty] | Y | XX |  |  | XX |  | Maint Look Functional Location | Ops Look Functional Location | XX |  | 999.00 TN | XX |  | AW | HYDRAULIC ONLY PVLV | XX |  |  |  |  | XX | CHECK/FOOT | NJBC-CM-GBSTA
10532464 | PRATT | GIBBSSTA FILT4 BACKWSH BTRFLY /VALVE | NJBC-CM-GBSTA | P203 | INSV | INST | CROCEJ | L | [5 empty] | Y | XX |  |  | XX |  | Maint Look Functional Location | Ops Look Functional Location | XX |  | 999.00 TN | XX |  | AW | ELECTRIC MOTOR PVLV | XX |  |  |  |  | XX | BUTTERFLY | NJBC-CM-GBSTA
10532462 | PRATT | GIBBSSTA FILT3 BACKWSH BTRFLY /VALVE | NJBC-CM-GBSTA | P203 | INSV | INST | CROCEJ | L | [5 empty] | Y | XX |  |  | XX |  | Maint Look Functional Location | Ops Look Functional Location | XX |  | 999.00 TN | XX |  | AW | ELECTRIC MOTOR PVLV | XX |  |  |  |  | XX | BUTTERFLY | NJBC-CM-GBSTA
10532459 | PRATT | GIBBSSTA FILT2 BACKWSH BTRFLY /VALVE | NJBC-CM-GBSTA | P203 | INSV | INST | CROCEJ | L | [5 empty] | Y | XX |  |  | XX |  | Maint Look Functional Location | Ops Look Functional Location | XX |  | 999.00 TN | XX |  | AW | ELECTRIC MOTOR PVLV | XX |  |  |  |  | XX | BUTTERFLY | NJBC-CM-GBSTA
10532457 | PRATT | GIBBSSTA FILT1 BACKWSH BTRFLY /VALVE | NJBC-CM-GBSTA | P203 | INSV | INST | CROCEJ | L | [5 empty] | Y | XX |  |  | XX |  | Maint Look Functional Location | Ops Look Functional Location | XX |  | 999.00 TN | XX |  | AW | ELECTRIC MOTOR PVLV | XX |  |  |  |  | XX | BUTTERFLY | NJBC-CM-GBSTA
10532454 | APCO | GIBBSSTA FILT4-FRNT END AIR REL /VALVE | NJBC-CM-GBSTA | P203 | INSV | INST | CROCEJ | M | [5 empty] | Y | XX |  |  | XX |  | Maint Look Functional Location | Ops Look Functional Location | XX |  | 999.00 TN | XX |  | AW | HYDRAULIC ONLY PVLV | XX |  |  |  |  | XX | AIR/VAC RELIEF | NJBC-CM-GBSTA
10532451 | APCO | GIBBSSTA FILT4-BACK END AIR REL /VALVE | NJBC-CM-GBSTA | P203 | INSV | INST | CROCEJ | M | [5 empty] | Y | XX |  |  | XX |  | Maint Look Functional Location | Ops Look Functional Location | XX |  | 999.00 TN | XX |  | AW | HYDRAULIC ONLY PVLV | XX |  |  |  |  | XX | AIR/VAC RELIEF | NJBC-CM-GBSTA
10532449 | APCO | GIBBSSTA FILT3-FRNT END AIR REL /VALVE | NJBC-CM-GBSTA | P203 | INSV | INST | CROCEJ | M | [5 empty] | Y | XX |  |  | XX |  | Maint Look Functional Location | Ops Look Functional Location | XX |  | 999.00 TN | XX |  | AW | HYDRAULIC ONLY PVLV | XX |  |  |  |  | XX | AIR/VAC RELIEF | NJBC-CM-GBSTA
10532448 | APCO | GIBBSSTA FILT3-BACK END AIR REL /VALVE | NJBC-CM-GBSTA | P203 | INSV | INST | CROCEJ | M | [5 empty] | Y | XX |  |  | XX |  | Maint Look Functional Location | Ops Look Functional Location | XX |  | 999.00 TN | XX |  | AW | HYDRAULIC ONLY PVLV | XX |  |  |  |  | XX | AIR/VAC RELIEF | NJBC-CM-GBSTA
10532445 | APCO | GIBBSSTA FILT2-FRNT END AIR REL /VALVE | NJBC-CM-GBSTA | P203 | INSV | INST | CROCEJ | M | [5 empty] | Y | XX |  |  | XX |  | Maint Look Functional Location | Ops Look Functional Location | XX |  | 999.00 TN | XX |  | AW | HYDRAULIC ONLY PVLV | XX |  |  |  |  | XX | AIR/VAC RELIEF | NJBC-CM-GBSTA
10532442 | APCO | GIBBSSTA FILT2-BACK END AIR REL /VALVE | NJBC-CM-GBSTA | P203 | INSV | INST | CROCEJ | M | [5 empty] | Y | XX |  |  | XX |  | Maint Look Functional Location | Ops Look Functional Location | XX |  | 999.00 TN | XX |  | AW | HYDRAULIC ONLY PVLV | XX |  |  |  |  | XX | AIR/VAC RELIEF | NJBC-CM-GBSTA
10532439 | APCO | GIBBSSTA FILT1-FRNT END AIR REL /VALVE | NJBC-CM-GBSTA | P203 | INSV | INST | CROCEJ | M | [5 empty] | Y | XX |  |  | XX |  | Maint Look Functional Location | Ops Look Functional Location | XX |  | 999.00 TN | XX |  | AW | HYDRAULIC ONLY PVLV | XX |  |  |  |  | XX | AIR/VAC RELIEF | NJBC-CM-GBSTA
10532436 | APCO | GIBBSSTA FILT1-BACK END AIR REL /VALVE | NJBC-CM-GBSTA | P203 | INSV | INST | CROCEJ | M | [5 empty] | Y | XX |  |  | XX |  | Maint Look Functional Location | Ops Look Functional Location | XX |  | 999.00 TN | XX |  | AW | HYDRAULIC ONLY PVLV | XX |  |  |  |  | XX | AIR/VAC RELIEF | NJBC-CM-GBSTA
10532434 | PRATT | GIBBSBOROBS BSTPMP4 DISCHRGBTRFLY /VALVE | NJBC-CM-GBBST | P203 | INSV | INST | CROCEJ | L | [5 empty] | Y | XX |  |  | XX |  | Maint Look Functional Location | Ops Look Functional Location | XX |  | 999.00 TN | XX |  | AW | MANUAL PVLV | XX |  |  |  |  | XX | BUTTERFLY | NJBC-CM-GBBST
10532431 | PRATT | GIBBSBOROBS BSTPMP3 DISCHRGBTRFLY /VALVE | NJBC-CM-GBBST | P203 | INSV | INST | CROCEJ | L | [5 empty] | Y | XX |  |  | XX |  | Maint Look Functional Location | Ops Look Functional Location | XX |  | 999.00 TN | XX |  | AW | MANUAL PVLV | XX |  |  |  |  | XX | BUTTERFLY | NJBC-CM-GBBST
10532428 | UNKNOWN | GIBBSBOROBS Altitude /Valve | NJBC-CM-GBBST | P203 | INSV | INST | CROCEJ | M | 55291 | 40DAWR |  |  |  | Y | XX |  |  | XX |  | Maint Look Functional Location | Ops Look Functional Location | XX | 0 PSI | 999.00 TN | XX |  | AW | HYDRAULIC W-PILOTS PVLV | XX |  |  |  |  | XX | PRES REGULATOR | NJBC-CM-GBBST
10532426 | UNKNOWN | EVESHAM Bypass /Valve | NJBC-CM-EVBST | P203 | INSV | INST | CROCEJ | L |  |  |  | MANUAL | BYPASS | N | N | LAST |  | XX |  | Maint Look Functional Location | Ops Look Functional Location | CLOSED |  | 999.00 TN | XX | N | AW | MANUAL PVLV | XX |  |  |  |  | 16 | GATE | NJBC-CM-EVBST
10532424 | UNKNOWN | EVESHAM Altitude /Valve | NJBC-CM-EVBST | P203 | INSV | INST | CROCEJ | M | 66783 | 40AWRR |  |  |  | Y | XX |  |  | XX |  | Maint Look Functional Location | Ops Look Functional Location | XX | 0 PSI | 999.00 TN | XX |  | AW | HYDRAULIC W-PILOTS PVLV | XX |  |  |  |  | XX | PRES REGULATOR | NJBC-CM-EVBST
10532421 | UNKNOWN | ELLISBERG-TNK GRND STOR ISOL /VALVE | NJBC-CM-ELLIS-TNK. | P203 | INSV | INST | CROCEJ | L | [5 empty] | Y | XX |  |  | XX |  | Maint Look Functional Location | Ops Look Functional Location | XX | 0 PSI | 999.00 TN | XX |  | AW | HYDRAULIC W-PILOTS PVLV | XX |  |  |  |  | XX | PRES REGULATOR | NJBC-CM-ELLIS-TNK.
10532419 | UNKNOWN | ELLISBERG HS PMP4 DISCHRGBTRFLY /VALVE | NJBC-CM-ELLIS | P203 | INSV | INST | CROCEJ | L |  |  |  | MANUAL | PUMP DISCHARGE | N | N | LAST |  | XX |  | Maint Look Functional Location | Ops Look Functional Location | OPEN |  | 999.00 TN | XX | N | AW | MANUAL PVLV | XX |  |  |  |  | XX | BUTTERFLY | NJBC-CM-ELLIS
10532416 | UNKNOWN | ELLISBERG HS PMP3 DISCHRGBTRFLY /VALVE | NJBC-CM-ELLIS | P203 | INSV | INST | CROCEJ | L |  |  |  | MANUAL | PUMP DISCHARGE | N | N | LAST |  | XX |  | Maint Look Functional Location | Ops Look Functional Location | OPEN |  | 999.00 TN | XX | N | AW | MANUAL PVLV | XX |  |  |  |  | XX | BUTTERFLY | NJBC-CM-ELLIS
10530918 | UNKNOWN | STEPHENS-W28 Discharge Butterfly /Valve | NJBC-BU-STEPH-W28. | P203 | INSV | INST | CROCEJ | L |  |  |  | MANUAL | PUMP DISCHARGE | N | N | LAST |  | FLANGED | CAST IRON | Maint Look Functional Location | Ops Look Functional Location | OPEN |  | 999.00 TN | XX | N | AW | MANUAL PVLV | XX |  |  |  |  | 8 | BUTTERFLY | NJBC-BU-STEPH-W28.
10530917 | UNKNOWN | RT130VLV Flow Control /Valve | NJBC-BU-RT130 | P203 | INSV | INST | CROCEJ | L | [5 empty] | Y | XX |  |  | XX |  | Maint Look Functional Location | Ops Look Functional Location | XX |  | 999.00 TN | XX |  | AW | ELECTRIC MOTOR PVLV | XX |  |  |  |  | XX | BUTTERFLY | NJBC-BU-RT130
10530916 | UNKNOWN | RIVERSIDETNK Altitude Influent /Valve | NJBC-BU-RVTNK | P203 | INSV | INST | CROCEJ | L |  |  |  | MANUAL | ISOLATION | N | N | LAST |  | MJ | CAST IRON | Maint Look Functional Location | Ops Look Functional Location | OPEN |  | 999.00 TN | XX | N | AW | MANUAL PVLV | XX |  |  |  |  | 12 | GATE | NJBC-BU-RVTNK
10530914 | UNKNOWN | RIVERSIDETNK Altitude By pass /Valve | NJBC-BU-RVTNK | P203 | INSV | INST | CROCEJ | L |  |  |  | MANUAL | BYPASS | N | N | LAST |  | MJ | CAST IRON | Maint Look Functional Location | Ops Look Functional Location | CLOSED |  | 999.00 TN | XX | N | AW | MANUAL PVLV | XX |  |  |  |  | 12 | GATE | NJBC-BU-RVTNK
10530912 | ROSS | RIVERSIDETNK Altitude /Valve | NJBC-BU-RVTNK | P203 | INSV | INST | CROCEJ | M | 65296 | 40DAWR |  |  |  | Y | XX |  |  | XX |  | Maint Look Functional Location | Ops Look Functional Location | XX | 0 PSI | 999.00 TN | XX |  | AW | HYDRAULIC W-PILOTS PVLV | XX |  |  |  |  | XX | PRES REGULATOR | NJBC-BU-RVTNK
10530910 | UNKNOWN | RIVERROAD-TNK GRND STOR INF GT /VALVE | NJBC-BU-RVBST-YTNK | P203 | INSV | INST | CROCEJ | L |  |  |  | MANUAL | ISOLATION | N | N | LAST |  | MJ | CAST IRON | Maint Look Functional Location | Ops Look Functional Location | OPEN |  | 999.00 TN | XX | N | AW | MANUAL PVLV | XX |  |  |  |  | 12 | GATE | NJBC-BU-RVBST-YTNK
10530908 | EIM COMPANY | RIVERROAD-TNK GRND STOR BTRFLY /VALVE | NJBC-BU-RVBST-YTNK | P203 | INSV | INST | CROCEJ | L | [5 empty] | Y | XX |  |  | XX |  | Maint Look Functional Location | Ops Look Functional Location | XX |  | 999.00 TN | XX |  | AW | ELECTRIC MOTOR PVLV | XX |  |  |  |  | XX | BUTTERFLY | NJBC-BU-RVBST-YTNK
10530907 | UNKNOWN | 30TH-BST HS PMP2 DISCHRG GT /VALVE | NJBC-CM-30TH.-BST. | P203 | INSV | INST | CROCEJ | L |  |  |  | MANUAL | PUMP DISCHARGE | N | XX |  |  | XX |  | Maint Look Functional Location | Ops Look Functional Location | OPEN |  | 999.00 TN | XX |  | AW | MANUAL PVLV | XX |  |  |  |  | XX | GATE | NJBC-CM-30TH.-BST.
10530905 | UNKNOWN | TAYLORS BSTPMP2 SUCTBTRFLY /VALVE | NJBC-BU-TAYLO | P203 | INSV | INST | CROCEJ | L |  |  |  | MANUAL | PUMP SUCTION | N | N | LAST | WORM | FLANGED | CAST IRON | Maint Look Functional Location | Ops Look Functional Location | OPEN |  | 999.00 TN | XX | N | AW | MANUAL PVLV | XX |  |  |  |  | XX | BUTTERFLY | NJBC-BU-TAYLO
10530903 | UNKNOWN | RIVERROAD BSTPMP3 DISCHRGBTRFLY /VALVE | NJBC-BU-RVBST | P203 | INSV | INST | CROCEJ | L |  |  |  | MANUAL | PUMP DISCHARGE | N | N | LAST |  | XX |  | Maint Look Functional Location | Ops Look Functional Location | OPEN |  | 999.00 TN | XX | N | AW | MANUAL PVLV | XX |  |  |  |  | XX | BUTTERFLY | NJBC-BU-RVBST
10530901 | ROSS | POMONA-TNK Altitude /Valve | NJBC-BU-POMON-TNK. | P203 | INSV | INST | CROCEJ | M | 65204 | 40DAWR |  |  |  | Y | XX |  |  | XX |  | Maint Look Functional Location | Ops Look Functional Location | XX | 0 PSI | 999.00 TN | XX |  | AW | HYDRAULIC W-PILOTS PVLV | XX |  |  |  |  | XX | PRES REGULATOR | NJBC-BU-POMON-TNK.
10529114 | UNKNOWN | MANS-PLT FLW CTRL 204A SETT TK /VALVE | NJBC-MF-MANS.-PLT. | P203 | INSV | INST | CROCEJ | L |  |  |  |  | ISOLATION | Y | XX |  |  | XX |  | Maint Look Functional Location | Ops Look Functional Location | XX |  | 999.00 TN | XX |  | AW | ELECTRIC MOTOR PVLV | XX |  |  |  |  | XX | BUTTERFLY | NJBC-MF-MANS.-PLT.
10529111 | UNKNOWN | MANS-PLT FLW CTRL VLV204V DRAIN /VALVE | NJBC-MF-MANS.-PLT. | P203 | INSV | INST | CROCEJ | L |  |  |  |  | ISOLATION | Y | XX |  |  | XX |  | Maint Look Functional Location | Ops Look Functional Location | XX |  | 999.00 TN | XX |  | AW | ELECTRIC MOTOR PVLV | XX |  |  |  |  | XX | BUTTERFLY | NJBC-MF-MANS.-PLT.
10529108 | UNKNOWN | MANS-PLT Flow Control Valve 202 /Valve | NJBC-MF-MANS.-PLT. | P203 | INSV | INST | CROCEJ | L |  |  |  |  | ISOLATION | Y | XX |  |  | XX |  | Maint Look Functional Location | Ops Look Functional Location | XX |  | 999.00 TN | XX |  | AW | ELECTRIC MOTOR PVLV | XX |  |  |  |  | XX | BUTTERFLY | NJBC-MF-MANS.-PLT.
10529105 | UNKNOWN | MANS-PLT Air Blow Down #7 /Valve | NJBC-MF-MANS.-PLT. | P203 | INSV | INST | CROCEJ | L |  |  |  |  | ISOLATION | Y | XX |  |  | XX |  | Maint Look Functional Location | Ops Look Functional Location | XX |  | 999.00 TN | XX |  | AW | ELECTRIC MOTOR PVLV | XX |  |  |  |  | XX | BUTTERFLY | NJBC-MF-MANS.-PLT.
10529103 | UNKNOWN | MANS-PLT Air Blow Down #6 /Valve | NJBC-MF-MANS.-PLT. | P203 | INSV | INST | CROCEJ | L |  |  |  |  | ISOLATION | Y | XX |  |  | XX |  | Maint Look Functional Location | Ops Look Functional Location | XX |  | 999.00 TN | XX |  | AW | ELECTRIC MOTOR PVLV | XX |  |  |  |  | XX | BUTTERFLY | NJBC-MF-MANS.-PLT.
10527899 | PRATT | POMONA-ALB-W26 DISCHRGBTRFLY /VALVE | NJBC-BU-POMON-ALB.-W26. | P203 | INSV | INST | CROCEJ | L |  |  |  | MANUAL | PUMP DISCHARGE | N | N | LAST |  | FLANGED |  | Maint Look Functional Location | Ops Look Functional Location | OPEN |  | 26.00 TN | XX | N | AW | MANUAL PVLV | XX |  |  |  |  | 8 | BUTTERFLY | NJBC-BU-POMON-ALB.-W26.
10527898 | PRATT | POMONA-ALB-W14 DISCHRGBTRFLY /VALVE | NJBC-BU-POMON-ALB.-W14. | P203 | INSV | INST | CROCEJ | L |  |  |  | MANUAL | PUMP DISCHARGE | N | N | LAST |  | XX |  | Maint Look Functional Location | Ops Look Functional Location | OPEN |  | 999.00 TN | XX | N | AW | MANUAL PVLV | XX |  |  |  |  | 8 | BUTTERFLY | NJBC-BU-POMON-ALB.-W14.
10527896 | PRATT | POMONA-W10 Well Discharge Globe /Valve | NJBC-BU-POMON-W10. | P203 | INSV | INST | CROCEJ | L |  |  |  | MANUAL | RAW WATER | N | N | LAST |  | FLANGED |  | Maint Look Functional Location | Ops Look Functional Location | OPEN |  | 999.00 TN | LEFT | N | AW | MANUAL PVLV | XX |  |  |  |  | 6 | GLOBE | NJBC-BU-POMON-W10.
10527895 | UNKNOWN | POMONA Vacuum Breaker /Valve | NJBC-BU-POMON | P203 | INSV | INST | CROCEJ | L | [5 empty] | Y | XX |  |  | XX |  | Maint Look Functional Location | Ops Look Functional Location | XX |  | 999.00 TN | XX |  | AW | HYDRAULIC ONLY PVLV | XX |  |  |  |  | XX | VAC RELIEF | NJBC-BU-POMON
10527893 | UNKNOWN | POMONA RPZ Backflow Device /Valve | NJBC-BU-POMON | P203 | INSV | INST | CROCEJ | L | [5 empty] | Y | XX |  |  | XX |  | Maint Look Functional Location | Ops Look Functional Location | XX |  | 999.00 TN | XX |  | AW | BACKFLOW W-TEST PORTS PVLV | XX |  |  |  |  | XX | RPZ | NJBC-BU-POMON
10527892 | APCO | POMONA 1" Air Release /Valve | NJBC-BU-POMON | P203 | INSV | INST | CROCEJ | M | [5 empty] | Y | XX |  |  | XX |  | Maint Look Functional Location | Ops Look Functional Location | XX |  | 999.00 TN | XX |  | AW | HYDRAULIC ONLY PVLV | XX |  |  |  |  | XX | AIR RELIEF | NJBC-BU-POMON
10527890 | UNKNOWN | POMONA-W12 Well Discharge Gate /Valve | NJBC-BU-POMON-W12. | P203 | INSV | INST | CROCEJ | L |  |  |  | MANUAL | RAW WATER | N | N | LAST |  | XX |  | Maint Look Functional Location | Ops Look Functional Location | OPEN |  | 999.00 TN | XX | N | AW | MANUAL PVLV | XX |  |  |  |  | 8 | GATE | NJBC-BU-POMON-W12.
10527888 | UNKNOWN | HIGHLAND Backpressure /Valve | NJBC-BU-HIGHL | P203 | INSV | INST | CROCEJ | L |  |  |  | MANUAL | PRESSURE REGULATION | N | N | LAST |  | XX |  | Maint Look Functional Location | Ops Look Functional Location | CLOSED |  | 999.00 TN | XX | N | AW | MANUAL PVLV | XX |  |  |  |  | XX | OTHER | NJBC-BU-HIGHL
10530920 | UNKNOWN | TAYLORS BSTPMP1 SUCTBTRFLY /VALVE | NJBC-BU-TAYLO | P203 | INSV | INST | CROCEJ | L |  |  |  | MANUAL | PUMP SUCTION | N | N | LAST | WORM | FLANGED | CAST IRON | Maint Look Functional Location | Ops Look Functional Location | OPEN |  | 999.00 TN | XX | N | AW | MANUAL PVLV | XX |  |  |  |  | XX | BUTTERFLY | NJBC-BU-TAYLO
10530961 | UNKNOWN | BROWNING Filter #3 Influent /Valve | NJBC-CM-BROWN | P203 | INSV | INST | CROCEJ | L | [5 empty] | Y | XX |  |  | XX |  | Maint Look Functional Location | Ops Look Functional Location | XX |  | 999.00 TN | XX |  | AW | ELECTRIC MOTOR PVLV | XX |  |  |  |  | XX | BUTTERFLY | NJBC-CM-BROWN
10530959 | UNKNOWN | BROWNING Filter #2 Influent /Valve | NJBC-CM-BROWN | P203 | INSV | INST | CROCEJ | L | [5 empty] | Y | XX |  |  | XX |  | Maint Look Functional Location | Ops Look Functional Location | XX |  | 999.00 TN | XX |  | AW | ELECTRIC MOTOR PVLV | XX |  |  |  |  | XX | BUTTERFLY | NJBC-CM-BROWN
10530957 | UNKNOWN | BROWNING Filter #1 Influent /Valve | NJBC-CM-BROWN | P203 | INSV | INST | CROCEJ | L | [5 empty] | Y | XX |  |  | XX |  | Maint Look Functional Location | Ops Look Functional Location | XX |  | 999.00 TN | XX |  | AW | ELECTRIC MOTOR PVLV | XX |  |  |  |  | XX | BUTTERFLY | NJBC-CM-BROWN
10530956 | UNKNOWN | BROWNING Filter #4 Effluent /Valve | NJBC-CM-BROWN | P203 | INSV | INST | CROCEJ | L | [5 empty] | Y | XX |  |  | XX |  | Maint Look Functional Location | Ops Look Functional Location | XX |  | 999.00 TN | XX |  | AW | ELECTRIC MOTOR PVLV | XX |  |  |  |  | XX | BUTTERFLY | NJBC-CM-BROWN
10530954 | UNKNOWN | BROWNING Filter #3 Effluent /Valve | NJBC-CM-BROWN | P203 | INSV | INST | CROCEJ | L | [5 empty] | Y | XX |  |  | XX |  | Maint Look Functional Location | Ops Look Functional Location | XX |  | 999.00 TN | XX |  | AW | ELECTRIC MOTOR PVLV | XX |  |  |  |  | XX | BUTTERFLY | NJBC-CM-BROWN
10530953 | UNKNOWN | BROWNING Filter #2 Effluent /Valve | NJBC-CM-BROWN | P203 | INSV | INST | CROCEJ | L | [5 empty] | Y | XX |  |  | XX |  | Maint Look Functional Location | Ops Look Functional Location | XX |  | 999.00 TN | XX |  | AW | ELECTRIC MOTOR PVLV | XX |  |  |  |  | XX | BUTTERFLY | NJBC-CM-BROWN
10530951 | UNKNOWN | BROWNING Filter #1 Effluent /Valve | NJBC-CM-BROWN | P203 | INSV | INST | CROCEJ | L | [5 empty] | Y | XX |  |  | XX |  | Maint Look Functional Location | Ops Look Functional Location | XX |  | 999.00 TN | XX |  | AW | ELECTRIC MOTOR PVLV | XX |  |  |  |  | XX | BUTTERFLY | NJBC-CM-BROWN
10530949 | UNKNOWN | BROWNING Filter # 4 Drain /Valve | NJBC-CM-BROWN | P203 | INSV | INST | CROCEJ | L | [5 empty] | Y | XX |  |  | XX |  | Maint Look Functional Location | Ops Look Functional Location | XX |  | 999.00 TN | XX |  | AW | ELECTRIC MOTOR PVLV | XX |  |  |  |  | XX | BUTTERFLY | NJBC-CM-BROWN
10530947 | UNKNOWN | BROWNING Filter # 3 Drain /Valve | NJBC-CM-BROWN | P203 | INSV | INST | CROCEJ | L | [5 empty] | Y | XX |  |  | XX |  | Maint Look Functional Location | Ops Look Functional Location | XX |  | 999.00 TN | XX |  | AW | ELECTRIC MOTOR PVLV | XX |  |  |  |  | XX | BUTTERFLY | NJBC-CM-BROWN
10530946 | UNKNOWN | BROWNING Filter # 2 Drain /Valve | NJBC-CM-BROWN | P203 | INSV | INST | CROCEJ | L | [5 empty] | Y | XX |  |  | XX |  | Maint Look Functional Location | Ops Look Functional Location | XX |  | 999.00 TN | XX |  | AW | ELECTRIC MOTOR PVLV | XX |  |  |  |  | XX | BUTTERFLY | NJBC-CM-BROWN
10530944 | UNKNOWN | BROWNING Filter # 1 Drain /Valve | NJBC-CM-BROWN | P203 | INSV | INST | CROCEJ | L | [5 empty] | Y | XX |  |  | XX |  | Maint Look Functional Location | Ops Look Functional Location | XX |  | 999.00 TN | XX |  | AW | ELECTRIC MOTOR PVLV | XX |  |  |  |  | XX | BUTTERFLY | NJBC-CM-BROWN
10530942 | UNKNOWN | BROWNING HS PMP3 DISCHRGBTRFLY /VALVE | NJBC-CM-BROWN | P203 | INSV | INST | CROCEJ | L |  |  |  | MANUAL | PUMP DISCHARGE | N | N | OPEN |  | FLANGED | CAST IRON | Maint Look Functional Location | Ops Look Functional Location | OPEN |  | 999.00 TN | XX | N | AW | MANUAL PVLV | XX |  |  |  |  | XX | BUTTERFLY | NJBC-CM-BROWN
10530941 | UNKNOWN | BROWNING HS PMP2 DISCHRGBTRFLY /VALVE | NJBC-CM-BROWN | P203 | INSV | INST | CROCEJ | L |  |  |  | MANUAL | PUMP DISCHARGE | N | N | OPEN |  | FLANGED | CAST IRON | Maint Look Functional Location | Ops Look Functional Location | OPEN |  | 999.00 TN | XX | N | AW | MANUAL PVLV | XX |  |  |  |  | XX | BUTTERFLY | NJBC-CM-BROWN
10530939 | UNKNOWN | BROWNING HS PMP1 DISCHRGBTRFLY /VALVE | NJBC-CM-BROWN | P203 | INSV | INST | CROCEJ | L |  |  |  | MANUAL | PUMP DISCHARGE | N | N | OPEN |  | FLANGED | CAST IRON | Maint Look Functional Location | Ops Look Functional Location | OPEN |  | 999.00 TN | XX | N | AW | MANUAL PVLV | XX |  |  |  |  | XX | BUTTERFLY | NJBC-CM-BROWN
10530938 | UNKNOWN | BROWNING Filter #4 Air Release /Valve | NJBC-CM-BROWN | P203 | INSV | INST | CROCEJ | M | [5 empty] | Y | XX |  |  | XX |  | Maint Look Functional Location | Ops Look Functional Location | XX |  | 999.00 TN | XX |  | AW | HYDRAULIC ONLY PVLV | XX |  |  |  |  | XX | AIR RELIEF | NJBC-CM-BROWN
10530936 | UNKNOWN | BROWNING Filter #3 Air Release /Valve | NJBC-CM-BROWN | P203 | INSV | INST | CROCEJ | M | [5 empty] | Y | XX |  |  | XX |  | Maint Look Functional Location | Ops Look Functional Location | XX |  | 999.00 TN | XX |  | AW | HYDRAULIC ONLY PVLV | XX |  |  |  |  | XX | AIR RELIEF | NJBC-CM-BROWN
10530934 | UNKNOWN | BROWNING Filter #2 Air Release /Valve | NJBC-CM-BROWN | P203 | INSV | INST | CROCEJ | M | [5 empty] | Y | XX |  |  | XX |  | Maint Look Functional Location | Ops Look Functional Location | XX |  | 999.00 TN | XX |  | AW | HYDRAULIC ONLY PVLV | XX |  |  |  |  | XX | AIR RELIEF | NJBC-CM-BROWN
10530932 | UNKNOWN | BROWNING Filter #1 Air Release /Valve | NJBC-CM-BROWN | P203 | INSV | INST | CROCEJ | M | [5 empty] | Y | XX |  |  | XX |  | Maint Look Functional Location | Ops Look Functional Location | XX |  | 999.00 TN | XX |  | AW | HYDRAULIC ONLY PVLV | XX |  |  |  |  | XX | AIR RELIEF | NJBC-CM-BROWN
10530931 | UNKNOWN | ASHLAND-W17 Air Release /Valve | NJBC-CM-ASHLA-W17. | P203 | INSV | INST | CROCEJ | M | [5 empty] | Y | XX |  |  | XX |  | Maint Look Functional Location | Ops Look Functional Location | XX |  | 999.00 TN | XX |  | AW | HYDRAULIC ONLY PVLV | XX |  |  |  |  | XX | AIR RELIEF | NJBC-CM-ASHLA-W17.
10530929 | UNKNOWN | 30TH-BST HS PMP3 DISCHRG GT /VALVE | NJBC-CM-30TH.-BST. | P203 | INSV | INST | CROCEJ | L |  |  |  | MANUAL | PUMP DISCHARGE | N | N | LAST |  | XX |  | Maint Look Functional Location | Ops Look Functional Location | OPEN |  | 999.00 TN | XX | N | AW | MANUAL PVLV | XX |  |  |  |  | XX | GATE | NJBC-CM-30TH.-BST.
10530927 | UNKNOWN | 30TH Altitude /Valve | NJBC-CM-30TH. | P203 | INSV | INST | CROCEJ | M | [5 empty] | Y | XX |  |  | XX |  | Maint Look Functional Location | Ops Look Functional Location | XX | 0 PSI | 999.00 TN | XX |  | AW | HYDRAULIC W-PILOTS PVLV | XX |  |  |  |  | XX | PRES REGULATOR | NJBC-CM-30TH.
10530925 | UNKNOWN | TAYLORS-TNK GRND STOR ISOL /VALVE | NJBC-BU-TAYLO-TNK. | P203 | INSV | INST | CROCEJ | L | [5 empty] | Y | XX |  |  | XX |  | Maint Look Functional Location | Ops Look Functional Location | XX | 0 PSI | 999.00 TN | XX |  | AW | HYDRAULIC W-PILOTS PVLV | XX |  |  |  |  | XX | PRES REGULATOR | NJBC-BU-TAYLO-TNK.
10530923 | UNKNOWN | TAYLORS BSTPMP2 DISCHRGBTRFLY /VALVE | NJBC-BU-TAYLO | P203 | INSV | INST | CROCEJ | L |  |  |  | MANUAL | PUMP DISCHARGE | N | N | LAST | WORM | FLANGED | CAST IRON | Maint Look Functional Location | Ops Look Functional Location | OPEN |  | 999.00 TN | XX | N | AW | MANUAL PVLV | XX |  |  |  |  | XX | BUTTERFLY | NJBC-BU-TAYLO
10530922 | UNKNOWN | TAYLORS BSTPMP1 DISCHRGBTRFLY /VALVE | NJBC-BU-TAYLO | P203 | INSV | INST | CROCEJ | L |  |  |  | MANUAL | PUMP DISCHARGE | N | N | LAST | WORM | FLANGED | CAST IRON | Maint Look Functional Location | Ops Look Functional Location | OPEN |  | 999.00 TN | XX | N | AW | MANUAL PVLV | XX |  |  |  |  | XX | BUTTERFLY | NJBC-BU-TAYLO
10538076 | PRATT | POMONA STA INF BLENDING BTRFLY /VALVE | NJBC-BU-POMON | P203 | INSV | INST | CROCEJ | L |  |  |  | MANUAL | IN PLANT | N | N | LAST |  | FLANGED |  | Maint Look Functional Location | Ops Look Functional Location | OPEN |  | 999.00 TN | XX | N | AW | MANUAL PVLV | XX |  |  |  |  | XX | BUTTERFLY | NJBC-BU-POMON
10546124 | CLA-VAL | DEPTCLIC BSTPMP1 DISCHRG CHK /VALVE | NJBC-GL-DEPTC | P203 | INSV | INST | CROCEJ | L |  | 581 |  |  |  | Y | XX |  |  | XX |  | Maint Look Functional Location | Ops Look Functional Location | XX |  | 999.00 TN | XX |  | AW | HYDRAULIC ONLY PVLV | XX |  |  |  |  | XX | CHECK/FOOT | NJBC-GL-DEPTC
10546125 | CLA-VAL | DEPTCLIC BSTPMP2 DISCHRG CHK /VALVE | NJBC-GL-DEPTC | P203 | INSV | INST | CROCEJ | L |  | 581 |  |  |  | Y | XX |  |  | XX |  | Maint Look Functional Location | Ops Look Functional Location | XX |  | 999.00 TN | XX |  | AW | HYDRAULIC ONLY PVLV | XX |  |  |  |  | XX | CHECK/FOOT | NJBC-GL-DEPTC
10546127 | PRATT | DEPTCLIC Booster Pump #1 Flo /Valve | NJBC-GL-DEPTC | P203 | INSV | INST | CROCEJ | L |  | 2FII |  |  |  | Y | XX |  |  | XX |  | Maint Look Functional Location | Ops Look Functional Location | XX |  | 999.00 TN | XX |  | AW | ELECTRIC MOTOR PVLV | XX |  |  |  |  | XX | BUTTERFLY | NJBC-GL-DEPTC
10546122 | VAL-MATIC | CHEWSLNDBS Booster Pump #1 Check /Valve | NJBC-CM-CHEWS | P203 | INSV | INST | CROCEJ | L |  | 1400 |  |  |  | Y | XX |  |  | XX |  | Maint Look Functional Location | Ops Look Functional Location | XX |  | 999.00 TN | XX |  | AW | HYDRAULIC ONLY PVLV | XX |  |  |  |  | XX | CHECK/FOOT | NJBC-CM-CHEWS
10546120 | PRATT | STATION-BAR Station Effluent /Valve | NJBC-CM-STATI-BAR. | P203 | INSV | INST | CROCEJ | L |  | 2FII |  | MANUAL | PUMP DISCHARGE | N | N | LAST |  | FLANGED |  | Maint Look Functional Location | Ops Look Functional Location | OPEN |  | 999.00 TN | XX | N | AW | MANUAL PVLV | XX |  |  |  |  | 12 | BUTTERFLY | NJBC-CM-STATI-BAR.
10546118 | PRATT | STATION-BAR Station Influent /Valve | NJBC-CM-STATI-BAR. | P203 | INSV | INST | CROCEJ | L |  | 2FII |  | MANUAL | PUMP SUCTION | N | N | LAST |  | FLANGED |  | Maint Look Functional Location | Ops Look Functional Location | OPEN |  | 999.00 TN | XX | N | AW | MANUAL PVLV | XX |  |  |  |  | 8 | BUTTERFLY | NJBC-CM-STATI-BAR.
10546129 | KENNEDY | DEPTCLIC STA MN SUCT B4 MET GT /VALVE | NJBC-GL-DEPTC | P203 | INSV | INST | CROCEJ | L |  | KS-II |  | MANUAL | ISOLATION | N | XX |  |  | XX |  | Maint Look Functional Location | Ops Look Functional Location | XX |  | 999.00 TN | XX |  | AW | MANUAL PVLV | XX |  |  |  |  | 8 | GATE | NJBC-GL-DEPTC
10546131 | KENNEDY | DEPTCLIC STA MNSUCT AFT METBTRFLY /VALVE | NJBC-GL-DEPTC | P203 | INSV | INST | CROCEJ | L |  | KS-II |  | MANUAL | ISOLATION | N | XX |  |  | XX |  | Maint Look Functional Location | Ops Look Functional Location | XX |  | 999.00 TN | XX |  | AW | MANUAL PVLV | XX |  |  |  |  | 8 | BUTTERFLY | NJBC-GL-DEPTC
10546132 | KENNEDY | DEPTCLIC MET BYP GT ISOL /VALVE | NJBC-GL-DEPTC | P203 | INSV | INST | CROCEJ | L |  | KS-II |  | MANUAL | ISOLATION | N | XX |  |  | XX |  | Maint Look Functional Location | Ops Look Functional Location | XX |  | 999.00 TN | XX |  | AW | MANUAL PVLV | XX |  |  |  |  | 4 | GATE | NJBC-GL-DEPTC
10546134 | PRATT | DEPTCLIC BSTPMP1 SUCTBTRFLY /VALVE | NJBC-GL-DEPTC | P203 | INSV | INST | CROCEJ | L | 20844-3 | 2FII |  | MANUAL | ISOLATION | N | XX |  |  | XX |  | Maint Look Functional Location | Ops Look Functional Location | XX |  | 999.00 TN | XX |  | AW | MANUAL PVLV | 150 |  |  |  |  | 8 | BUTTERFLY | NJBC-GL-DEPTC
10546135 | CLOW | DEPTCLIC BSTPMP1 DISCHRGBTRFLY /VALVE | NJBC-GL-DEPTC | P203 | INSV | INST | CROCEJ | L |  |  |  | MANUAL | ISOLATION | N | XX |  |  | XX |  | Maint Look Functional Location | Ops Look Functional Location | XX |  | 999.00 TN | XX |  | AW | MANUAL PVLV | XX |  |  |  |  | 8 | BUTTERFLY | NJBC-GL-DEPTC
10546136 | PRATT | DEPTCLIC BSTPMP2 SUCTBTRFLY /VALVE | NJBC-GL-DEPTC | P203 | INSV | INST | CROCEJ | L | 20844-3 | 2FII |  | MANUAL | ISOLATION | N | XX |  |  | XX |  | Maint Look Functional Location | Ops Look Functional Location | XX |  | 999.00 TN | XX |  | AW | MANUAL PVLV | 150 |  |  |  |  | 8 | BUTTERFLY | NJBC-GL-DEPTC
10546117 | PRATT | CHEWSLNDBS STA EFF BTRFLY /VALVE | NJBC-CM-CHEWS | P203 | INSV | INST | CROCEJ | L |  | 2FII |  | MANUAL | PUMP DISCHARGE | N | N | LAST |  | FLANGED |  | Maint Look Functional Location | Ops Look Functional Location | OPEN |  | 999.00 TN | XX | N | AW | MANUAL PVLV | XX |  |  |  |  | 12 | BUTTERFLY | NJBC-CM-CHEWS
10546115 | PRATT | CHEWSLNDBS STA INF BTRFLY /VALVE | NJBC-CM-CHEWS | P203 | INSV | INST | CROCEJ | L |  | 2FII |  | MANUAL | PUMP SUCTION | N | N | LAST |  | FLANGED |  | Maint Look Functional Location | Ops Look Functional Location | OPEN |  | 999.00 TN | XX | N | AW | MANUAL PVLV | XX |  |  |  |  | 8 | BUTTERFLY | NJBC-CM-CHEWS
10546113 | VAL-MATIC | CHEWSLNDBS Booster Pump #3 Check /Valve | NJBC-CM-CHEWS | P203 | INSV | INST | CROCEJ | L |  | 1400 |  |  |  | Y | XX |  |  | XX |  | Maint Look Functional Location | Ops Look Functional Location | XX | 0 PSI | 999.00 TN | XX |  | AW | HYDRAULIC W-PILOTS PVLV | XX |  |  |  |  | XX | PRES REGULATOR | NJBC-CM-CHEWS
10546112 | VAL-MATIC | CHEWSLNDBS Booster Pump #2 Check /Valve | NJBC-CM-CHEWS | P203 | INSV | INST | CROCEJ | L |  | 1400 |  |  |  | Y | XX |  |  | XX |  | Maint Look Functional Location | Ops Look Functional Location | XX |  | 999.00 TN | XX |  | AW | HYDRAULIC ONLY PVLV | XX |  |  |  |  | XX | CHECK/FOOT | NJBC-CM-CHEWS
10546110 | CLA-VAL | CHEWSLNDBS BSTPMP1 CTRL /VALVE | NJBC-CM-CHEWS | P203 | INSV | INST | CROCEJ | L |  | 50A-01VKC |  |  |  | Y | XX |  |  | XX |  | Maint Look Functional Location | Ops Look Functional Location | XX | 0 PSI | 999.00 TN | XX |  | AW | HYDRAULIC W-PILOTS PVLV | XX |  |  |  |  | XX | PRES REGULATOR | NJBC-CM-CHEWS
10546109 | PRATT | CHEWSLNDBS BSTPMP3 DISCHRGBTRFLY /VALVE | NJBC-CM-CHEWS | P203 | INSV | INST | CROCEJ | L |  |  |  | MANUAL | PUMP DISCHARGE | N | N | LAST |  | FLANGED |  | Maint Look Functional Location | Ops Look Functional Location | OPEN |  | 999.00 TN | XX | N | AW | MANUAL PVLV | XX |  |  |  |  | 8 | BUTTERFLY | NJBC-CM-CHEWS
10546107 | PRATT | CHEWSLNDBS BSTPMP3 SUCTBTRFLY /VALVE | NJBC-CM-CHEWS | P203 | INSV | INST | CROCEJ | L |  |  |  | MANUAL | PUMP SUCTION | N | N | LAST |  | FLANGED |  | Maint Look Functional Location | Ops Look Functional Location | OPEN |  | 999.00 TN | XX | N | AW | MANUAL PVLV | XX |  |  |  |  | 6 | BUTTERFLY | NJBC-CM-CHEWS
10546105 | PRATT | CHEWSLNDBS BSTPMP2 DISCHRGBTRFLY /VALVE | NJBC-CM-CHEWS | P203 | INSV | INST | CROCEJ | L |  |  |  | MANUAL | PUMP DISCHARGE | N | N | LAST |  | FLANGED |  | Maint Look Functional Location | Ops Look Functional Location | OPEN |  | 999.00 TN | XX | N | AW | MANUAL PVLV | XX |  |  |  |  | 8 | BUTTERFLY | NJBC-CM-CHEWS
10546104 | PRATT | CHEWSLNDBS BSTPMP2 SUCTBTRFLY /VALVE | NJBC-CM-CHEWS | P203 | INSV | INST | CROCEJ | L |  |  |  | MANUAL | PUMP SUCTION | N | N | LAST |  | FLANGED |  | Maint Look Functional Location | Ops Look Functional Location | OPEN |  | 999.00 TN | XX | N | AW | MANUAL PVLV | XX |  |  |  |  | 6 | BUTTERFLY | NJBC-CM-CHEWS
10546102 | PRATT | CHEWSLNDBS BSTPMP1 DISCHRGBTRFLY /VALVE | NJBC-CM-CHEWS | P203 | INSV | INST | CROCEJ | L |  |  |  | MANUAL | PUMP DISCHARGE | N | N | LAST |  | FLANGED |  | Maint Look Functional Location | Ops Look Functional Location | OPEN |  | 999.00 TN | XX | N | AW | MANUAL PVLV | XX |  |  |  |  | 6 | BUTTERFLY | NJBC-CM-CHEWS
10546100 | PRATT | CHEWSLNDBS BSTPMP1 SUCTBTRFLY /VALVE | NJBC-CM-CHEWS | P203 | INSV | INST | CROCEJ | L |  |  |  | MANUAL | PUMP SUCTION | N | N | LAST |  | FLANGED |  | Maint Look Functional Location | Ops Look Functional Location | OPEN |  | 999.00 TN | XX | N | AW | MANUAL PVLV | XX |  |  |  |  | 4 | BUTTERFLY | NJBC-CM-CHEWS
10544498 | CLA-VAL | STATION-BAR Booster Pump #3 Check /Valve | NJBC-CM-STATI-BAR. | P203 | INSV | INST | CROCEJ | L | [5 empty] | Y | XX |  |  | XX |  | Maint Look Functional Location | Ops Look Functional Location | XX | 0 PSI | 999.00 TN | XX |  | AW | HYDRAULIC W-PILOTS PVLV | XX |  |  |  |  | XX | PRES REGULATOR | NJBC-CM-STATI-BAR.
10546138 | CLOW | DEPTCLIC BSTPMP2 DISCHRGBTRFLY /VALVE | NJBC-GL-DEPTC | P203 | INSV | INST | CROCEJ | L |  |  |  | MANUAL | ISOLATION | N | XX |  |  | XX |  | Maint Look Functional Location | Ops Look Functional Location | XX |  | 999.00 TN | XX |  | AW | MANUAL PVLV | XX |  |  |  |  | 6 | BUTTERFLY | NJBC-GL-DEPTC
10546178 | CLA-VAL | BERLINCOIC PRS REL1 L OF PMP3 /VALVE | NJBC-CM-BERLI | P203 | INSV | INST | CROCEJ | L |  | 50G-01KCX105LCW |  |  |  | Y | XX |  |  | XX |  | Maint Look Functional Location | Ops Look Functional Location | XX |  | 999.00 TN | XX |  | AW | HYDRAULIC ONLY PVLV | XX |  |  |  |  | XX | PRES RELIEF | NJBC-CM-BERLI
10546176 | PRATT | BERLINCOIC OUTLT FRM PRS REL2 /VALVE | NJBC-CM-BERLI | P203 | INSV | INST | CROCEJ | L |  | 2FII |  | MANUAL | ISOLATION | N | XX |  |  | FLANGED |  | Maint Look Functional Location | Ops Look Functional Location | XX |  | 999.00 TN | XX |  | AW | MANUAL PVLV | XX |  |  |  |  | 6 | BUTTERFLY | NJBC-CM-BERLI
10546175 | PRATT | BERLINCOIC SUCT 2 PRS REL2 /VALVE | NJBC-CM-BERLI | P203 | INSV | INST | CROCEJ | L |  | 2FII |  | MANUAL | ISOLATION | N | XX |  |  | FLANGED |  | Maint Look Functional Location | Ops Look Functional Location | XX |  | 999.00 TN | XX |  | AW | MANUAL PVLV | XX |  |  |  |  | 6 | BUTTERFLY | NJBC-CM-BERLI
10546173 | PRATT | BERLINCOIC OUTLT FRM PRS REL1 /VALVE | NJBC-CM-BERLI | P203 | INSV | INST | CROCEJ | L |  | 2FII |  | MANUAL | ISOLATION | N | XX |  |  | FLANGED |  | Maint Look Functional Location | Ops Look Functional Location | XX |  | 999.00 TN | XX |  | AW | MANUAL PVLV | XX |  |  |  |  | 6 | BUTTERFLY | NJBC-CM-BERLI
10546171 | PRATT | BERLINCOIC SUCT 2 PRS REL1 /VALVE | NJBC-CM-BERLI | P203 | INSV | INST | CROCEJ | L |  | 2FII |  | MANUAL | ISOLATION | N | XX |  |  | FLANGED |  | Maint Look Functional Location | Ops Look Functional Location | XX |  | 999.00 TN | XX |  | AW | MANUAL PVLV | XX |  |  |  |  | 6 | BUTTERFLY | NJBC-CM-BERLI
10546169 | PRATT | BERLINCOIC Booster Pump #3 Dis /Valve | NJBC-CM-BERLI | P203 | INSV | INST | CROCEJ | L |  | 2FII |  | MANUAL | ISOLATION | N | XX |  |  | FLANGED |  | Maint Look Functional Location | Ops Look Functional Location | XX |  | 999.00 TN | XX |  | AW | MANUAL PVLV | XX |  |  |  |  | 6 | BUTTERFLY | NJBC-CM-BERLI
10546168 | PRATT | BERLINCOIC BSTPMP3 SUCTBTRFLYISOL /VALVE | NJBC-CM-BERLI | P203 | INSV | INST | CROCEJ | L |  | 2FII |  | MANUAL | ISOLATION | N | XX |  |  | FLANGED |  | Maint Look Functional Location | Ops Look Functional Location | XX |  | 999.00 TN | XX |  | AW | MANUAL PVLV | XX |  |  |  |  | 6 | BUTTERFLY | NJBC-CM-BERLI
10546166 | PRATT | BERLINCOIC Booster Pump #2 Dis /Valve | NJBC-CM-BERLI | P203 | INSV | INST | CROCEJ | L |  | 2FII |  | MANUAL | ISOLATION | N | XX |  |  | FLANGED |  | Maint Look Functional Location | Ops Look Functional Location | XX |  | 999.00 TN | XX |  | AW | MANUAL PVLV | XX |  |  |  |  | 6 | BUTTERFLY | NJBC-CM-BERLI
10546164 | PRATT | BERLINCOIC BSTPMP2 SUCTBTRFLYISOL /VALVE | NJBC-CM-BERLI | P203 | INSV | INST | CROCEJ | L |  | 2FII |  | MANUAL | ISOLATION | N | XX |  |  | FLANGED |  | Maint Look Functional Location | Ops Look Functional Location | XX |  | 999.00 TN | XX |  | AW | MANUAL PVLV | XX |  |  |  |  | 6 | BUTTERFLY | NJBC-CM-BERLI
10546163 | PRATT | BERLINCOIC Booster Pump #1 Dis /Valve | NJBC-CM-BERLI | P203 | INSV | INST | CROCEJ | L |  | 2FII |  | MANUAL | ISOLATION | N | XX |  |  | FLANGED |  | Maint Look Functional Location | Ops Look Functional Location | XX |  | 999.00 TN | XX |  | AW | MANUAL PVLV | XX |  |  |  |  | 8 | BUTTERFLY | NJBC-CM-BERLI
10546161 | PRATT | BERLINCOIC BSTPMP1 SUCTBTRFLYISOL /VALVE | NJBC-CM-BERLI | P203 | INSV | INST | CROCEJ | L |  | 2FII |  | MANUAL | ISOLATION | N | XX |  |  | FLANGED |  | Maint Look Functional Location | Ops Look Functional Location | XX |  | 999.00 TN | XX |  | AW | MANUAL PVLV | XX |  |  |  |  | 8 | BUTTERFLY | NJBC-CM-BERLI
10546160 | UNKNOWN | BERLINCOIC OS&Y Disc ISO /Valve | NJBC-CM-BERLI | P203 | INSV | INST | CROCEJ | L |  | 4068-02 |  | MANUAL | ISOLATION | N | XX |  |  | XX |  | Maint Look Functional Location | Ops Look Functional Location | XX |  | 999.00 TN | XX |  | AW | MANUAL PVLV | XX |  |  |  |  | 10 | GATE | NJBC-CM-BERLI
10546159 | UNKNOWN | BERLINCOIC OS&Y Discha /Valve | NJBC-CM-BERLI | P203 | INSV | INST | CROCEJ | L |  | 4068-02 |  | MANUAL | ISOLATION | N | XX |  |  | XX |  | Maint Look Functional Location | Ops Look Functional Location | XX |  | 999.00 TN | XX |  | AW | MANUAL PVLV | XX |  |  |  |  | 10 | GATE | NJBC-CM-BERLI
10546157 | UNKNOWN | BERLINCOIC AFT6" FLOMET GT ISOL /VALVE | NJBC-CM-BERLI | P203 | INSV | INST | CROCEJ | L |  | 4067-02 |  | MANUAL | ISOLATION | N | XX |  |  | XX |  | Maint Look Functional Location | Ops Look Functional Location | XX |  | 999.00 TN | XX |  | AW | MANUAL PVLV | XX |  |  |  |  | 6 | GATE | NJBC-CM-BERLI
10546155 | UNKNOWN | BERLINCOIC B4 6" FLOMET GT ISOL /VALVE | NJBC-CM-BERLI | P203 | INSV | INST | CROCEJ | L |  | 4067-02 |  | MANUAL | ISOLATION | N | XX |  |  | XX |  | Maint Look Functional Location | Ops Look Functional Location | XX |  | 999.00 TN | XX |  | AW | MANUAL PVLV | XX |  |  |  |  | 6 | GATE | NJBC-CM-BERLI
10546153 | UNKNOWN | BERLINCOIC AFT4" FLOMET GT ISOL /VALVE | NJBC-CM-BERLI | P203 | INSV | INST | CROCEJ | L |  | 4067-02 |  | MANUAL | ISOLATION | N | XX |  |  | XX |  | Maint Look Functional Location | Ops Look Functional Location | XX |  | 999.00 TN | XX |  | AW | MANUAL PVLV | XX |  |  |  |  | 4 | GATE | NJBC-CM-BERLI
10546152 | UNKNOWN | BERLINCOIC BEF 4" FLOMET GT ISOL /VALVE | NJBC-CM-BERLI | P203 | INSV | INST | CROCEJ | L |  | 4067-02 |  | MANUAL | ISOLATION | N | XX |  |  | XX |  | Maint Look Functional Location | Ops Look Functional Location | XX |  | 999.00 TN | XX |  | AW | MANUAL PVLV | XX |  |  |  |  | 4 | GATE | NJBC-CM-BERLI
10546150 | UNKNOWN | BERLINCOIC BYP 4 FLOMET GT ISOL /VALVE | NJBC-CM-BERLI | P203 | INSV | INST | CROCEJ | L |  | 4067-02 |  | MANUAL | ISOLATION | N | XX |  |  | XX |  | Maint Look Functional Location | Ops Look Functional Location | XX |  | 999.00 TN | XX |  | AW | MANUAL PVLV | XX |  |  |  |  | 4 | GATE | NJBC-CM-BERLI
10546148 | VAL-MATIC | BERLINCOIC BSTPMP3 DISCHRG CHK /VALVE | NJBC-CM-BERLI | P203 | INSV | INST | CROCEJ | L |  | 1806 |  |  |  | Y | XX |  |  | XX |  | Maint Look Functional Location | Ops Look Functional Location | XX |  | 999.00 TN | XX |  | AW | HYDRAULIC ONLY PVLV | XX |  |  |  |  | XX | CHECK/FOOT | NJBC-CM-BERLI
10546147 | VAL-MATIC | BERLINCOIC BSTPMP2 DISCHRG CHK /VALVE | NJBC-CM-BERLI | P203 | INSV | INST | CROCEJ | L |  | 1806 |  |  |  | Y | XX |  |  | XX |  | Maint Look Functional Location | Ops Look Functional Location | XX |  | 999.00 TN | XX |  | AW | HYDRAULIC ONLY PVLV | XX |  |  |  |  | XX | CHECK/FOOT | NJBC-CM-BERLI
10546145 | VAL-MATIC | BERLINCOIC BSTPMP1 DISCHRG CHK /VALVE | NJBC-CM-BERLI | P203 | INSV | INST | CROCEJ | L |  | 1808 |  |  |  | Y | XX |  |  | XX |  | Maint Look Functional Location | Ops Look Functional Location | XX |  | 999.00 TN | XX |  | AW | HYDRAULIC ONLY PVLV | XX |  |  |  |  | XX | CHECK/FOOT | NJBC-CM-BERLI
10546143 | CLA-VAL | DEPTCLIC Pressure Relief /Valve | NJBC-GL-DEPTC | P203 | INSV | INST | CROCEJ | M |  | 50A-ABCDKC |  |  |  | Y | XX |  |  | XX |  | Maint Look Functional Location | Ops Look Functional Location | XX |  | 999.00 TN | XX |  | AW | HYDRAULIC ONLY PVLV | XX |  |  |  |  | XX | PRES RELIEF | NJBC-GL-DEPTC
10546142 | PRATT | DEPTCLIC PRS REL DISCHRGBTRFLY /VALVE | NJBC-GL-DEPTC | P203 | INSV | INST | CROCEJ | L | 20844-2 | 2FII |  | MANUAL | ISOLATION | N | XX |  |  | XX |  | Maint Look Functional Location | Ops Look Functional Location | XX |  | 999.00 TN | XX |  | AW | MANUAL PVLV | 150 |  |  |  |  | 6 | BUTTERFLY | NJBC-GL-DEPTC
10546140 | PRATT | DEPTCLIC PRS REL SUCTBTRFLY /VALVE | NJBC-GL-DEPTC | P203 | INSV | INST | CROCEJ | L | 20844-2 | 2FII |  | MANUAL | ISOLATION | N | XX |  |  | XX |  | Maint Look Functional Location | Ops Look Functional Location | XX |  | 999.00 TN | XX |  | AW | MANUAL PVLV | 150 |  |  |  |  | 6 | BUTTERFLY | NJBC-GL-DEPTC
10544454 | UNKNOWN | ASHLAND-W17 Check /Valve | NJBC-CM-ASHLA-W17. | P203 | INSV | INST | CROCEJ | L | [5 empty] | Y | XX |  |  | XX |  | Maint Look Functional Location | Ops Look Functional Location | XX |  | 999.00 TN | XX |  | AW | HYDRAULIC ONLY PVLV | XX |  |  |  |  | XX | CHECK/FOOT | NJBC-CM-ASHLA-W17.
10544452 | UNKNOWN | HIGHLAND-W27 Discharge /Valve | NJBC-BU-HIGHL-W27. | P203 | INSV | INST | CROCEJ | L |  |  |  | MANUAL | RAW WATER | N | N | LAST |  | MJ | DUCTILE IRON | Maint Look Functional Location | Ops Look Functional Location | OPEN |  | 20.00 TN | LEFT | N | AW | MANUAL PVLV | XX |  |  |  |  | 6 | GATE | NJBC-BU-HIGHL-W27.
10544450 | APCO | HIGHLAND-W27 Check /Valve | NJBC-BU-HIGHL-W27. | P203 | INSV | INST | CROCEJ | L | [5 empty] | Y | XX |  |  | XX |  | Maint Look Functional Location | Ops Look Functional Location | XX |  | 999.00 TN | XX |  | AW | HYDRAULIC ONLY PVLV | XX |  |  |  |  | XX | CHECK/FOOT | NJBC-BU-HIGHL-W27.
10544449 | APCO | HIGHLAND-W13 Check /Valve | NJBC-BU-HIGHL-W13. | P203 | INSV | INST | CROCEJ | L | [5 empty] | Y | XX |  |  | XX |  | Maint Look Functional Location | Ops Look Functional Location | XX |  | 999.00 TN | XX |  | AW | HYDRAULIC ONLY PVLV | XX |  |  |  |  | XX | CHECK/FOOT | NJBC-BU-HIGHL-W13.
10544447 | PRATT | HIGHLAND-W13 Discharge Butterfly /Valve | NJBC-BU-HIGHL-W13. | P203 | INSV | INST | CROCEJ | L |  |  |  | MANUAL | RAW WATER | N | N | LAST |  | FLANGED |  | Maint Look Functional Location | Ops Look Functional Location | OPEN |  | 26.00 TN | XX | N | AW | MANUAL PVLV | XX |  |  |  |  | 8 | BUTTERFLY | NJBC-BU-HIGHL-W13.
10544445 | UNKNOWN | COOPER Effluent Check /Valve | NJBC-BU-COOPE | P203 | INSV | INST | CROCEJ | L |  |  |  | MANUAL | ISOLATION | Y | Y | CLOSED |  | FLANGED | DUCTILE IRON | Maint Look Functional Location | Ops Look Functional Location | OPEN | 60 PSI | 999.00 TN | XX | N | AW | MANUAL PVLV | XX |  |  |  |  | 12 | CHECK/FOOT | NJBC-BU-COOPE
10544443 | CRISPIN | ASHLAND-W32 Air Release /Valve | NJBC-CM-ASHLA-W32. | P203 | INSV | INST | CROCEJ | L |  | DL 20 |  |  |  | Y | XX |  |  | XX |  | Maint Look Functional Location | Ops Look Functional Location | XX |  | 999.00 TN | XX |  | AW | HYDRAULIC ONLY PVLV | XX |  |  |  |  | XX | AIR RELIEF | NJBC-CM-ASHLA-W32.
10544442 | CRISPIN | ASHLAND-W17 Air Release /Valve | NJBC-CM-ASHLA-W17. | P203 | INSV | INST | CROCEJ | L |  | DL 20 |  |  |  | Y | XX |  |  | XX |  | Maint Look Functional Location | Ops Look Functional Location | XX |  | 999.00 TN | XX |  | AW | HYDRAULIC ONLY PVLV | XX |  |  |  |  | XX | AIR RELIEF | NJBC-CM-ASHLA-W17.
10544440 | PRATT | WOODBURY BSTPMP1 DISCHRGBTRFLY /VALVE | NJBC-GL-WOODB | P203 | INSV | INST | CROCEJ | L |  | 2FII |  |  |  | N | XX |  |  | XX |  | Maint Look Functional Location | Ops Look Functional Location | XX |  | 999.00 TN | XX |  | AW | MANUAL PVLV | XX |  |  |  |  | XX | BUTTERFLY | NJBC-GL-WOODB
10544438 | CRISPIN | HIGHLAND-W27 Air Release /Valve | NJBC-BU-HIGHL-W27. | P203 | INSV | INST | CROCEJ | M |  | DL-20 |  |  |  | Y | XX |  |  | XX |  | Maint Look Functional Location | Ops Look Functional Location | XX |  | 999.00 TN | XX |  | AW | HYDRAULIC ONLY PVLV | XX |  |  |  |  | XX | AIR RELIEF | NJBC-BU-HIGHL-W27.
10544437 | CRISPIN | HIGHLAND-W13 Air Release /Valve | NJBC-BU-HIGHL-W13. | P203 | INSV | INST | CROCEJ | M |  | DL-20 |  |  |  | Y | XX |  |  | XX |  | Maint Look Functional Location | Ops Look Functional Location | XX |  | 999.00 TN | XX |  | AW | HYDRAULIC ONLY PVLV | XX |  |  |  |  | XX | AIR RELIEF | NJBC-BU-HIGHL-W13.
10544435 | CRISPIN | COOPER-W32 Air Release /Valve | NJBC-BU-COOPE-W32. | P203 | INSV | INST | CROCEJ | M |  | DL - 20 |  |  |  | Y | XX |  |  | XX |  | Maint Look Functional Location | Ops Look Functional Location | XX |  | 999.00 TN | XX |  | AW | HYDRAULIC ONLY PVLV | XX |  |  |  |  | XX | AIR RELIEF | NJBC-BU-COOPE-W32.
10544433 | CLA-VAL | HUTTONHILL-IC Pressure Control /Valve | NJBC-CM-HUTTO-IC.. | P203 | INSV | INST | CROCEJ | M |  | 93A-07ABKCKX |  |  |  | Y | XX |  |  | XX |  | Maint Look Functional Location | Ops Look Functional Location | XX | 0 PSI | 999.00 TN | XX |  | AW | HYDRAULIC W-PILOTS PVLV | XX |  |  |  |  | XX | PRES REGULATOR | NJBC-CM-HUTTO-IC..
10544432 | CLA-VAL | HUTTONHLL-ICBTRFLY B4 CLA INACTIV /VALVE | NJBC-CM-HUTTO-IC.. | P203 | INSV | INST | CROCEJ | L |  | 2FII |  | MANUAL | ISOLATION | N | N | LAST |  | FLANGED | DUCTILE IRON | Maint Look Functional Location | Ops Look Functional Location | OPEN |  | 999.00 TN | XX |  | AW | MANUAL PVLV | 150 |  |  |  |  | 12 | BUTTERFLY | NJBC-CM-HUTTO-IC..
10544430 | CLA-VAL | HUTTONHLL-IC BTRFLY B4 CLA ACTIV /VALVE | NJBC-CM-HUTTO-IC.. | P203 | INSV | INST | CROCEJ | L |  | 2FII |  | MANUAL | ISOLATION | N | N | LAST |  | FLANGED | DUCTILE IRON | Maint Look Functional Location | Ops Look Functional Location | OPEN |  | 999.00 TN | XX |  | AW | MANUAL PVLV | 150 |  |  |  |  | 12 | BUTTERFLY | NJBC-CM-HUTTO-IC..
10544428 | US PIPE | HUTTONHILL-IC SUCT GT INACTIV /VALVE | NJBC-CM-HUTTO-IC.. | P203 | INSV | INST | CROCEJ | L |  |  |  | MANUAL | ISOLATION | N | N | LAST |  | FLANGED |  | Maint Look Functional Location | Ops Look Functional Location | XX |  | 999.00 TN | XX |  | AW | MANUAL PVLV | XX |  |  |  |  | 8 | GATE | NJBC-CM-HUTTO-IC..
10544426 | US PIPE | HUTTONHILL-IC SUCT GT ACTIV /VALVE | NJBC-CM-HUTTO-IC.. | P203 | INSV | INST | CROCEJ | L |  |  |  | MANUAL | ISOLATION | N | N | LAST |  | FLANGED |  | Maint Look Functional Location | Ops Look Functional Location | XX |  | 999.00 TN | XX |  | AW | MANUAL PVLV | XX |  |  |  |  | 8 | GATE | NJBC-CM-HUTTO-IC..
10544425 | PRATT | HUTTONHILL-IC Flow Control /Valve | NJBC-CM-HUTTO-IC.. | P203 | INSV | INST | CROCEJ | L |  | 2FII |  |  |  | Y | XX |  |  | XX |  | Maint Look Functional Location | Ops Look Functional Location | XX |  | 999.00 TN | XX |  | AW | ELECTRIC MOTOR PVLV | XX |  |  |  |  | XX | BUTTERFLY | NJBC-CM-HUTTO-IC..
10544423 | VAL-MATIC | WINSLOWIC Air Release /Valve | NJBC-CM-WIHIC | P203 | INSV | INST | CROCEJ | M |  | 15A |  |  |  | Y | XX |  |  | XX |  | Maint Look Functional Location | Ops Look Functional Location | XX |  | 999.00 TN | XX |  | AW | HYDRAULIC ONLY PVLV | XX |  |  |  |  | XX | AIR RELIEF | NJBC-CM-WIHIC
10544421 | CLA-VAL | WINSLOWIC Pressure Control /Valve | NJBC-CM-WIHIC | P203 | INSV | INST | CROCEJ | M |  | 93A-07KCX105LCW |  |  |  | Y | XX |  |  | XX |  | Maint Look Functional Location | Ops Look Functional Location | XX | 0 PSI | 999.00 TN | XX |  | AW | HYDRAULIC W-PILOTS PVLV | XX |  |  |  |  | XX | PRES REGULATOR | NJBC-CM-WIHIC
10544419 | MH | WINSLOWIC Gate Suction /Valve | NJBC-CM-WIHIC | P203 | INSV | INST | CROCEJ | L |  |  |  | MANUAL | PUMP SUCTION | N | N | LAST |  | FLANGED |  | Maint Look Functional Location | Ops Look Functional Location | XX |  | 999.00 TN | XX |  | AW | MANUAL PVLV | XX |  |  |  |  | 12 | GATE | NJBC-CM-WIHIC
10544418 | PRATT | WINSLOWIC Flow Control /Valve | NJBC-CM-WIHIC | P203 | INSV | INST | CROCEJ | L |  | 2FII |  |  |  | Y | XX |  |  | XX |  | Maint Look Functional Location | Ops Look Functional Location | XX |  | 999.00 TN | XX |  | AW | ELECTRIC MOTOR PVLV | XX |  |  |  |  | XX | BUTTERFLY | NJBC-CM-WIHIC
10544416 | CLA-VAL | ROWANLRIC 2" Pressure Reducing /Valve | NJBC-GL-ROLIC | P203 | INSV | INST | CROCEJ | M |  | 92G-01X105LCW |  |  |  | Y | XX |  |  | XX |  | Maint Look Functional Location | Ops Look Functional Location | XX | 0 PSI | 999.00 TN | XX |  | AW | HYDRAULIC W-PILOTS PVLV | XX |  |  |  |  | XX | PRES REGULATOR | NJBC-GL-ROLIC
10544415 | CLA-VAL | ROWANLRIC 6" Pressure Reducing /Valve | NJBC-GL-ROLIC | P203 | INSV | INST | CROCEJ | M |  | 92G-01X105LCW |  |  |  | Y | XX |  |  | XX |  | Maint Look Functional Location | Ops Look Functional Location | XX | 0 PSI | 999.00 TN | XX |  | AW | HYDRAULIC W-PILOTS PVLV | XX |  |  |  |  | XX | PRES REGULATOR | NJBC-GL-ROLIC
10544456 | UNKNOWN | ASHLAND-W17 Discharge Gate /Valve | NJBC-CM-ASHLA-W17. | P203 | INSV | INST | CROCEJ | L |  |  |  | MANUAL | PUMP DISCHARGE | N | N | LAST |  | MJ |  | Maint Look Functional Location | Ops Look Functional Location | OPEN | 0 PSI | 24.00 TN | XX | N | AW | MANUAL PVLV | XX |  |  |  |  | 8 | GATE | NJBC-CM-ASHLA-W17.
10544497 | APCO | STATION-BAR Booster Pump #2 Check /Valve | NJBC-CM-STATI-BAR. | P203 | INSV | INST | CROCEJ | L | [5 empty] | Y | XX |  |  | XX |  | Maint Look Functional Location | Ops Look Functional Location | XX |  | 999.00 TN | XX |  | AW | HYDRAULIC ONLY PVLV | XX |  |  |  |  | XX | CHECK/FOOT | NJBC-CM-STATI-BAR.
10544495 | APCO | STATION-BAR Booster Pump #1 Check /Valve | NJBC-CM-STATI-BAR. | P203 | INSV | INST | CROCEJ | L | [5 empty] | Y | XX |  |  | XX |  | Maint Look Functional Location | Ops Look Functional Location | XX |  | 999.00 TN | XX |  | AW | HYDRAULIC ONLY PVLV | XX |  |  |  |  | XX | CHECK/FOOT | NJBC-CM-STATI-BAR.
10544493 | PRATT | STATION-BAR BSTPMP3 DISCHRGBTRFLY /VALVE | NJBC-CM-STATI-BAR. | P203 | INSV | INST | CROCEJ | L |  |  |  | MANUAL | PUMP DISCHARGE | N | N | LAST |  | FLANGED |  | Maint Look Functional Location | Ops Look Functional Location | OPEN |  | 999.00 TN | XX | N | AW | MANUAL PVLV | XX |  |  |  |  | XX | BUTTERFLY | NJBC-CM-STATI-BAR.
10544491 | PRATT | STATION-BAR BSTPMP3 SUCTBTRFLY /VALVE | NJBC-CM-STATI-BAR. | P203 | INSV | INST | CROCEJ | L |  |  |  | MANUAL | PUMP SUCTION | N | N | LAST |  | FLANGED |  | Maint Look Functional Location | Ops Look Functional Location | OPEN |  | 999.00 TN | XX | N | AW | MANUAL PVLV | XX |  |  |  |  | 4 | BUTTERFLY | NJBC-CM-STATI-BAR.
10544490 | PRATT | STATION-BAR BSTPMP2 DISCHRGBTRFLY /VALVE | NJBC-CM-STATI-BAR. | P203 | INSV | INST | CROCEJ | L |  |  |  | MANUAL | PUMP DISCHARGE | N | N | LAST |  | FLANGED |  | Maint Look Functional Location | Ops Look Functional Location | OPEN |  | 999.00 TN | XX | N | AW | MANUAL PVLV | XX |  |  |  |  | 6 | BUTTERFLY | NJBC-CM-STATI-BAR.
10544489 | PRATT | STATION-BAR BSTPMP2 SUCTBTRFLY /VALVE | NJBC-CM-STATI-BAR. | P203 | INSV | INST | CROCEJ | L |  |  |  | MANUAL | PUMP SUCTION | N | N | LAST |  | FLANGED |  | Maint Look Functional Location | Ops Look Functional Location | OPEN |  | 999.00 TN | XX | N | AW | MANUAL PVLV | XX |  |  |  |  | 4 | BUTTERFLY | NJBC-CM-STATI-BAR.
10544487 | PRATT | STATION-BAR BSTPMP1 DISCHRGBTRFLY /VALVE | NJBC-CM-STATI-BAR. | P203 | INSV | INST | CROCEJ | L |  |  |  | MANUAL | PUMP DISCHARGE | N | N | LAST |  | FLANGED |  | Maint Look Functional Location | Ops Look Functional Location | OPEN |  | 999.00 TN | XX | N | AW | MANUAL PVLV | XX |  |  |  |  | 6 | BUTTERFLY | NJBC-CM-STATI-BAR.
10544485 | PRATT | STATION-BAR BSTPMP1 SUCTBTRFLY /VALVE | NJBC-CM-STATI-BAR. | P203 | INSV | INST | CROCEJ | L |  |  |  | MANUAL | PUMP SUCTION | N | N | LAST |  | FLANGED |  | Maint Look Functional Location | Ops Look Functional Location | OPEN |  | 999.00 TN | XX | N | AW | MANUAL PVLV | XX |  |  |  |  | 4 | BUTTERFLY | NJBC-CM-STATI-BAR.
10544483 | PRATT | WOODBURY BTRFLY AFT FLOMET 2 CITY /VALVE | NJBC-GL-WOODB | P203 | INSV | INST | CROCEJ | L |  | 2FII |  |  |  | N | XX |  |  | XX |  | Maint Look Functional Location | Ops Look Functional Location | XX |  | 999.00 TN | XX |  | AW | MANUAL PVLV | XX |  |  |  |  | XX | BUTTERFLY | NJBC-GL-WOODB
10544481 | PRATT | WOODBURY BTRFLY AFT FLOMET 2 HGTS /VALVE | NJBC-GL-WOODB | P203 | INSV | INST | CROCEJ | L |  | 2FII |  |  |  | N | XX |  |  | XX |  | Maint Look Functional Location | Ops Look Functional Location | XX |  | 999.00 TN | XX |  | AW | MANUAL PVLV | XX |  |  |  |  | XX | BUTTERFLY | NJBC-GL-WOODB
10544479 | MH | WOODBURY GT B4 FLOMET 2 CITY /VALVE | NJBC-GL-WOODB | P203 | INSV | INST | CROCEJ | L |  | 4067-02 |  |  |  | Y | XX |  |  | XX |  | Maint Look Functional Location | Ops Look Functional Location | XX |  | 999.00 TN | XX |  | AW | MANUAL PVLV | XX |  |  |  |  | XX | GATE | NJBC-GL-WOODB
10544477 | MH | WOODBURY GT B4 FLOMET 2 HGTS /VALVE | NJBC-GL-WOODB | P203 | INSV | INST | CROCEJ | L |  | 4067-02 |  |  |  | Y | XX |  |  | XX |  | Maint Look Functional Location | Ops Look Functional Location | XX |  | 999.00 TN | XX |  | AW | MANUAL PVLV | XX |  |  |  |  | XX | GATE | NJBC-GL-WOODB
10544476 | UNKNOWN | BROWNING-W65 Check /Valve | NJBC-CM-BROWN-W65. | P203 | INSV | INST | CROCEJ | L | [5 empty] | Y | XX |  |  | XX |  | Maint Look Functional Location | Ops Look Functional Location | XX |  | 999.00 TN | XX |  | AW | HYDRAULIC ONLY PVLV | XX |  |  |  |  | XX | CHECK/FOOT | NJBC-CM-BROWN-W65.
10544474 | PRATT | WOODBURY BTRFLY DOWNSTRM OF BYP /VALVE | NJBC-GL-WOODB | P203 | INSV | INST | CROCEJ | L |  | 2FII |  | MANUAL | ISOLATION | N | XX |  |  | XX |  | Maint Look Functional Location | Ops Look Functional Location | XX |  | 999.00 TN | XX |  | AW | MANUAL PVLV | XX |  |  |  |  | 4 | BUTTERFLY | NJBC-GL-WOODB
10544472 | PRATT | WOODBURY BTRFLY UPSTRM OF BYP /VALVE | NJBC-GL-WOODB | P203 | INSV | INST | CROCEJ | L |  | 2FII |  | MANUAL | ISOLATION | N | XX |  |  | XX |  | Maint Look Functional Location | Ops Look Functional Location | XX |  | 999.00 TN | XX |  | AW | MANUAL PVLV | XX |  |  |  |  | 4 | BUTTERFLY | NJBC-GL-WOODB
10544471 | UNKNOWN | BROWNING-W46 Check /Valve | NJBC-CM-BROWN-W46. | P203 | INSV | INST | CROCEJ | L | [5 empty] | Y | XX |  |  | XX |  | Maint Look Functional Location | Ops Look Functional Location | XX |  | 999.00 TN | XX |  | AW | HYDRAULIC ONLY PVLV | XX |  |  |  |  | XX | CHECK/FOOT | NJBC-CM-BROWN-W46.
10544469 | PRATT | WOODBURY CLA DISCHRG SIDE BTRFLY /VALVE | NJBC-GL-WOODB | P203 | INSV | INST | CROCEJ | M |  | 2FII |  | MANUAL | ISOLATION | N | XX |  |  | XX |  | Maint Look Functional Location | Ops Look Functional Location | XX |  | 999.00 TN | XX |  | AW | MANUAL PVLV | XX |  |  |  |  | 4 | BUTTERFLY | NJBC-GL-WOODB
10544467 | PRATT | WOODBURY CLA VAL SUCT SIDE BTRFLY /VALVE | NJBC-GL-WOODB | P203 | INSV | INST | CROCEJ | M |  | 2FII |  | MANUAL | ISOLATION | N | XX |  |  | XX |  | Maint Look Functional Location | Ops Look Functional Location | XX |  | 999.00 TN | XX |  | AW | MANUAL PVLV | XX |  |  |  |  | 4 | BUTTERFLY | NJBC-GL-WOODB
10544466 | UNKNOWN | BROWNING-W45 Check /Valve | NJBC-CM-BROWN-W45. | P203 | INSV | INST | CROCEJ | L | [5 empty] | Y | XX |  |  | XX |  | Maint Look Functional Location | Ops Look Functional Location | XX |  | 999.00 TN | XX |  | AW | HYDRAULIC ONLY PVLV | XX |  |  |  |  | XX | CHECK/FOOT | NJBC-CM-BROWN-W45.
10544464 | PRATT | WOODBURY BSTPMP2 DISCHRGBTRFLY /VALVE | NJBC-GL-WOODB | P203 | INSV | INST | CROCEJ | L |  | 2FII |  |  |  | N | XX |  |  | XX |  | Maint Look Functional Location | Ops Look Functional Location | XX |  | 999.00 TN | XX |  | AW | MANUAL PVLV | XX |  |  |  |  | XX | BUTTERFLY | NJBC-GL-WOODB
10544463 | PRATT | WOODBURY BSTPMP2 SUCTBTRFLY /VALVE | NJBC-GL-WOODB | P203 | INSV | INST | CROCEJ | L |  | 2FII |  | MANUAL | ISOLATION | N | XX |  |  | XX |  | Maint Look Functional Location | Ops Look Functional Location | XX |  | 999.00 TN | XX | N | AW | MANUAL PVLV | XX |  |  |  |  | 6 | BUTTERFLY | NJBC-GL-WOODB
10544461 | UNKNOWN | BROWNING-W44 Check /Valve | NJBC-CM-BROWN-W44. | P203 | INSV | INST | CROCEJ | L | [5 empty] | Y | XX |  |  | XX |  | Maint Look Functional Location | Ops Look Functional Location | XX |  | 999.00 TN | XX |  | AW | HYDRAULIC ONLY PVLV | XX |  |  |  |  | XX | CHECK/FOOT | NJBC-CM-BROWN-W44.
10544459 | UNKNOWN | ASHLAND-W32 Discharge Gate /Valve | NJBC-CM-ASHLA-W32. | P203 | INSV | INST | CROCEJ | L |  |  |  | MANUAL | PUMP DISCHARGE | N | N | LAST |  | FLANGED |  | Maint Look Functional Location | Ops Look Functional Location | OPEN |  | 20.00 TN | XX | N | AW | MANUAL PVLV | XX |  |  |  |  | 6 | GATE | NJBC-CM-ASHLA-W32.
10544457 | UNKNOWN | ASHLAND-W32 Check /Valve | NJBC-CM-ASHLA-W32. | P203 | INSV | INST | CROCEJ | L | [5 empty] | Y | XX |  |  | XX |  | Maint Look Functional Location | Ops Look Functional Location | XX |  | 999.00 TN | XX |  | AW | HYDRAULIC ONLY PVLV | XX |  |  |  |  | XX | CHECK/FOOT | NJBC-CM-ASHLA-W32.
10546180 | CLA-VAL | BERLINCOIC PRS REL2 R OF PMP1 /VALVE | NJBC-CM-BERLI | P203 | INSV | INST | CROCEJ | L |  | 50G-01KCX105LCW |  |  |  | Y | XX |  |  | XX |  | Maint Look Functional Location | Ops Look Functional Location | XX |  | 999.00 TN | XX |  | AW | HYDRAULIC ONLY PVLV | XX |  |  |  |  | XX | PRES RELIEF | NJBC-CM-BERLI
10549224 | PRATT | HADDONHTS FILT1 BACKWSH BTRFLY /VALVE | NJBC-CM-HAHTS | P203 | INSV | INST | CROCEJ | L | [5 empty] | Y | XX |  |  | XX |  | Maint Look Functional Location | Ops Look Functional Location | XX |  | 999.00 TN | XX |  | AW | ELECTRIC MOTOR PVLV | XX |  |  |  |  | XX | BUTTERFLY | NJBC-CM-HAHTS
10549221 | APCO | HADDONHTS FILT4 FRNT END AIR REL /VALVE | NJBC-CM-HAHTS | P203 | INSV | INST | CROCEJ | M | [5 empty] | Y | XX |  |  | XX |  | Maint Look Functional Location | Ops Look Functional Location | XX |  | 999.00 TN | XX |  | AW | HYDRAULIC ONLY PVLV | XX |  |  |  |  | XX | AIR/VAC RELIEF | NJBC-CM-HAHTS
10549217 | APCO | HADDONHTS FILT4 BACK END AIR REL /VALVE | NJBC-CM-HAHTS | P203 | INSV | INST | CROCEJ | M | [5 empty] | Y | XX |  |  | XX |  | Maint Look Functional Location | Ops Look Functional Location | XX |  | 999.00 TN | XX |  | AW | HYDRAULIC ONLY PVLV | XX |  |  |  |  | XX | AIR/VAC RELIEF | NJBC-CM-HAHTS
10549214 | APCO | HADDONHTS FILT3 FRNT END AIR REL /VALVE | NJBC-CM-HAHTS | P203 | INSV | INST | CROCEJ | M | [5 empty] | Y | XX |  |  | XX |  | Maint Look Functional Location | Ops Look Functional Location | XX |  | 999.00 TN | XX |  | AW | HYDRAULIC ONLY PVLV | XX |  |  |  |  | XX | AIR/VAC RELIEF | NJBC-CM-HAHTS
10549212 | APCO | HADDONHTS FILT3 BACK END AIR REL /VALVE | NJBC-CM-HAHTS | P203 | INSV | INST | CROCEJ | M | [5 empty] | Y | XX |  |  | XX |  | Maint Look Functional Location | Ops Look Functional Location | XX |  | 999.00 TN | XX |  | AW | HYDRAULIC ONLY PVLV | XX |  |  |  |  | XX | AIR/VAC RELIEF | NJBC-CM-HAHTS
10549209 | APCO | HADDONHTS FILT2 FRNT END AIR REL /VALVE | NJBC-CM-HAHTS | P203 | INSV | INST | CROCEJ | M | [5 empty] | Y | XX |  |  | XX |  | Maint Look Functional Location | Ops Look Functional Location | XX |  | 999.00 TN | XX |  | AW | HYDRAULIC ONLY PVLV | XX |  |  |  |  | XX | AIR/VAC RELIEF | NJBC-CM-HAHTS
10549205 | APCO | HADDONHTS FILT2 BACK END AIR REL /VALVE | NJBC-CM-HAHTS | P203 | INSV | INST | CROCEJ | M | [5 empty] | Y | XX |  |  | XX |  | Maint Look Functional Location | Ops Look Functional Location | XX |  | 999.00 TN | XX |  | AW | HYDRAULIC ONLY PVLV | XX |  |  |  |  | XX | AIR/VAC RELIEF | NJBC-CM-HAHTS
10549203 | APCO | HADDONHTS FILT1 FRNT END AIR REL /VALVE | NJBC-CM-HAHTS | P203 | INSV | INST | CROCEJ | L | [5 empty] | Y | XX |  |  | XX |  | Maint Look Functional Location | Ops Look Functional Location | XX |  | 999.00 TN | XX |  | AW | HYDRAULIC ONLY PVLV | XX |  |  |  |  | XX | AIR/VAC RELIEF | NJBC-CM-HAHTS
10549201 | APCO | HADDONHTS FILT1 BACK END AIR REL /VALVE | NJBC-CM-HAHTS | P203 | INSV | INST | CROCEJ | M | [5 empty] | Y | XX |  |  | XX |  | Maint Look Functional Location | Ops Look Functional Location | XX |  | 999.00 TN | XX |  | AW | HYDRAULIC ONLY PVLV | XX |  |  |  |  | XX | AIR/VAC RELIEF | NJBC-CM-HAHTS
10547698 | UNKNOWN | GIBBSSTA Clarifier Tank Isolation /Valve | NJBC-CM-GBSTA | P203 | INSV | INST | CROCEJ | L |  |  |  | MANUAL | ISOLATION | N | XX |  |  | XX |  | Maint Look Functional Location | Ops Look Functional Location | XX |  | 999.00 TN | XX |  | AW | MANUAL PVLV | XX |  |  |  |  | XX | GATE | NJBC-CM-GBSTA
10547695 | UNKNOWN | BROWNING Clarifier Tank Isolation /Valve | NJBC-CM-BROWN | P203 | INSV | INST | CROCEJ | L |  |  |  | MANUAL | ISOLATION | N | XX |  |  | XX |  | Maint Look Functional Location | Ops Look Functional Location | XX | 0 PSI | 999.00 TN | XX |  | AW | MANUAL PVLV | XX |  |  |  |  | XX | GATE | NJBC-CM-BROWN
10547693 | UNKNOWN | OLDORCHARD CLARIF TK ISOL /VALVE | NJBC-CM-OLDOR | P203 | INSV | INST | CROCEJ | L |  |  |  | MANUAL | ISOLATION | N | XX | LAST |  | XX |  | Maint Look Functional Location | Ops Look Functional Location | OPEN |  | 999.00 TN | XX |  | AW | MANUAL PVLV | XX |  |  |  |  | XX | GATE | NJBC-CM-OLDOR
10547691 | UNKNOWN | OTTERBROOK By Pass /Valve | NJBC-CM-OTTER | P203 | INSV | INST | CROCEJ | L | [5 empty] | Y | XX |  |  | XX |  | Maint Look Functional Location | Ops Look Functional Location | XX |  | 999.00 TN | XX |  | AW | ELECTRIC MOTOR PVLV | XX |  |  |  |  | XX | BUTTERFLY | NJBC-CM-OTTER
10547688 | VAL-MATIC | HARRHEIC Air Release - Mantua /Valve | NJBC-GL-HARRH | P203 | INSV | INST | CROCEJ | M |  | 15A |  |  |  | Y | XX |  |  | XX |  | Maint Look Functional Location | Ops Look Functional Location | XX |  | 999.00 TN | XX |  | AW | HYDRAULIC ONLY PVLV | XX |  |  |  |  | XX | AIR RELIEF | NJBC-GL-HARRH
10547685 | VAL-MATIC | HARRHEIC Air Release - S Jersey /Valve | NJBC-GL-HARRH | P203 | INSV | INST | CROCEJ | M |  | 15A |  |  |  | Y | XX |  |  | XX |  | Maint Look Functional Location | Ops Look Functional Location | XX |  | 999.00 TN | XX |  | AW | HYDRAULIC ONLY PVLV | XX |  |  |  |  | XX | AIR RELIEF | NJBC-GL-HARRH
10547683 | CLA-VAL | HARRHEIC PRS CTRL-S JERSEY /VALVE | NJBC-GL-HARRH | P203 | INSV | INST | CROCEJ | M |  | 93A-07X105LCW |  |  |  | Y | XX |  |  | XX |  | Maint Look Functional Location | Ops Look Functional Location | XX | 0 PSI | 999.00 TN | XX |  | AW | HYDRAULIC W-PILOTS PVLV | XX |  |  |  |  | XX | PRES REGULATOR | NJBC-GL-HARRH
10547682 | CLA-VAL | HARRHEIC PRS CTRL-MANTUA /VALVE | NJBC-GL-HARRH | P203 | INSV | INST | CROCEJ | M |  | 93A-07X105LCW |  |  |  | Y | XX |  |  | XX |  | Maint Look Functional Location | Ops Look Functional Location | XX | 0 PSI | 999.00 TN | XX |  | AW | HYDRAULIC W-PILOTS PVLV | XX |  |  |  |  | XX | PRES REGULATOR | NJBC-GL-HARRH
10547680 | UNKNOWN | HARRHEIC Suction Gate - Mantua /Valve | NJBC-GL-HARRH | P203 | INSV | INST | CROCEJ | L |  |  |  | MANUAL | ISOLATION | N | XX |  |  | XX |  | Maint Look Functional Location | Ops Look Functional Location | XX |  | 999.00 TN | XX |  | AW | MANUAL PVLV | XX |  |  |  |  | 8 | GATE | NJBC-GL-HARRH
10547678 | UNKNOWN | HARRHEIC Suction Gate - S Jersey /Valve | NJBC-GL-HARRH | P203 | INSV | INST | CROCEJ | L |  |  |  | MANUAL | ISOLATION | N | XX |  |  | XX |  | Maint Look Functional Location | Ops Look Functional Location | XX |  | 999.00 TN | XX |  | AW | MANUAL PVLV | XX |  |  |  |  | 8 | GATE | NJBC-GL-HARRH
10547676 | PRATT | HARRHEIC Flow Control - S Jersey /Valve | NJBC-GL-HARRH | P203 | INSV | INST | CROCEJ | L |  | 2FII |  |  |  | Y | XX |  |  | XX |  | Maint Look Functional Location | Ops Look Functional Location | XX |  | 999.00 TN | XX |  | AW | ELECTRIC MOTOR PVLV | XX |  |  |  |  | XX | BUTTERFLY | NJBC-GL-HARRH
10547674 | PRATT | HARRHEIC Flow Control - Mantua /Valve | NJBC-GL-HARRH | P203 | INSV | INST | CROCEJ | L |  | 2FII |  |  |  | Y | XX |  |  | XX |  | Maint Look Functional Location | Ops Look Functional Location | XX |  | 999.00 TN | XX |  | AW | ELECTRIC MOTOR PVLV | XX |  |  |  |  | XX | BUTTERFLY | NJBC-GL-HARRH
10547673 | PRATT | PITMANIC FLOMET BYP BTRFLY /VALVE | NJBC-GL-PITMA | P203 | INSV | INST | CROCEJ | L | 30865-2 | 2F2 |  | MANUAL | ISOLATION | N | XX |  |  | XX |  | Maint Look Functional Location | Ops Look Functional Location | XX |  | 999.00 TN | XX |  | AW | MANUAL PVLV | XX |  |  |  |  | 6 | BUTTERFLY | NJBC-GL-PITMA
10547671 | PRATT | PITMANIC BTRFLY AFT FLOMET /VALVE | NJBC-GL-PITMA | P203 | INSV | INST | CROCEJ | L | 30865-1 | 2F2 |  | MANUAL | ISOLATION | N | XX |  |  | XX |  | Maint Look Functional Location | Ops Look Functional Location | XX |  | 999.00 TN | XX |  | AW | MANUAL PVLV | XX |  |  |  |  | 4 | BUTTERFLY | NJBC-GL-PITMA
10547669 | US PIPE | PITMANIC Gate Before Flowmeter /Valve | NJBC-GL-PITMA | P203 | INSV | INST | CROCEJ | L |  |  |  | MANUAL | ISOLATION | N | XX |  |  | XX |  | Maint Look Functional Location | Ops Look Functional Location | XX |  | 999.00 TN | XX |  | AW | MANUAL PVLV | XX |  |  |  |  | 4 | GATE | NJBC-GL-PITMA
10549226 | PRATT | HADDONHTS FILT2 BACKWSH BTRFLY /VALVE | NJBC-CM-HAHTS | P203 | INSV | INST | CROCEJ | L | [5 empty] | Y | XX |  |  | XX |  | Maint Look Functional Location | Ops Look Functional Location | XX |  | 999.00 TN | XX |  | AW | ELECTRIC MOTOR PVLV | XX |  |  |  |  | XX | BUTTERFLY | NJBC-CM-HAHTS
10550415 | PRATT | HADDONHTS FILT1 INF BTRFLY /VALVE | NJBC-CM-HAHTS | P203 | INSV | INST | CROCEJ | L | [5 empty] | Y | XX |  |  | XX |  | Maint Look Functional Location | Ops Look Functional Location | XX |  | 999.00 TN | XX |  | AW | ELECTRIC MOTOR PVLV | XX |  |  |  |  | XX | BUTTERFLY | NJBC-CM-HAHTS
10550411 | PRATT | HADDONHTS FILT4 RINSE BTRFLY /VALVE | NJBC-CM-HAHTS | P203 | INSV | INST | CROCEJ | L | [5 empty] | Y | XX |  |  | XX |  | Maint Look Functional Location | Ops Look Functional Location | XX |  | 999.00 TN | XX |  | AW | ELECTRIC MOTOR PVLV | XX |  |  |  |  | XX | BUTTERFLY | NJBC-CM-HAHTS
10550408 | PRATT | HADDONHTS FILT3 RINSE BTRFLY /VALVE | NJBC-CM-HAHTS | P203 | INSV | INST | CROCEJ | L | [5 empty] | Y | XX |  |  | XX |  | Maint Look Functional Location | Ops Look Functional Location | XX |  | 999.00 TN | XX |  | AW | ELECTRIC MOTOR PVLV | XX |  |  |  |  | XX | BUTTERFLY | NJBC-CM-HAHTS
10550402 | PRATT | HADDONHTS FILT2 RINSE BTRFLY /VALVE | NJBC-CM-HAHTS | P203 | INSV | INST | CROCEJ | L | [5 empty] | Y | XX |  |  | XX |  | Maint Look Functional Location | Ops Look Functional Location | XX |  | 999.00 TN | XX |  | AW | ELECTRIC MOTOR PVLV | XX |  |  |  |  | XX | BUTTERFLY | NJBC-CM-HAHTS
10549296 | PRATT | HADDONHTS FILT1 RINSE BTRFLY /VALVE | NJBC-CM-HAHTS | P203 | INSV | INST | CROCEJ | L | [5 empty] | Y | XX |  |  | XX |  | Maint Look Functional Location | Ops Look Functional Location | XX |  | 999.00 TN | XX |  | AW | ELECTRIC MOTOR PVLV | XX |  |  |  |  | XX | BUTTERFLY | NJBC-CM-HAHTS
10549294 | PRATT | HADDONHTS FILT4 EFF BTRFLY MAN /VALVE | NJBC-CM-HAHTS | P203 | INSV | INST | CROCEJ | L |  |  |  | MANUAL | RAW WATER | N | N | LAST | WORM | FLANGED | CAST IRON | Maint Look Functional Location | Ops Look Functional Location | OPEN |  | 999.00 TN | XX | N | AW | MANUAL PVLV | XX |  |  |  |  | 8 | BUTTERFLY | NJBC-CM-HAHTS
10549290 | PRATT | HADDONHTS FILT4 EFF BTRFLY /VALVE | NJBC-CM-HAHTS | P203 | INSV | INST | CROCEJ | L | [5 empty] | Y | XX |  |  | XX |  | Maint Look Functional Location | Ops Look Functional Location | XX |  | 999.00 TN | XX |  | AW | ELECTRIC MOTOR PVLV | XX |  |  |  |  | XX | BUTTERFLY | NJBC-CM-HAHTS
10549285 | PRATT | HADDONHTS FILT3 EFF BTRFLY MAN /VALVE | NJBC-CM-HAHTS | P203 | INSV | INST | CROCEJ | L |  |  |  | MANUAL | RAW WATER | N | N | LAST | WORM | FLANGED | CAST IRON | Maint Look Functional Location | Ops Look Functional Location | OPEN |  | 999.00 TN | XX | N | AW | MANUAL PVLV | XX |  |  |  |  | 8 | BUTTERFLY | NJBC-CM-HAHTS
10549282 | PRATT | HADDONHTS FILT3 EFF BTRFLY /VALVE | NJBC-CM-HAHTS | P203 | INSV | INST | CROCEJ | L | [5 empty] | Y | XX |  |  | XX |  | Maint Look Functional Location | Ops Look Functional Location | XX |  | 999.00 TN | XX |  | AW | ELECTRIC MOTOR PVLV | XX |  |  |  |  | XX | BUTTERFLY | NJBC-CM-HAHTS
10549279 | PRATT | HADDONHTS FILT2 EFF BTRFLY MAN /VALVE | NJBC-CM-HAHTS | P203 | INSV | INST | CROCEJ | L |  |  |  | MANUAL | RAW WATER | N | N | LAST | WORM | FLANGED | CAST IRON | Maint Look Functional Location | Ops Look Functional Location | OPEN |  | 999.00 TN | XX | N | AW | MANUAL PVLV | XX |  |  |  |  | 8 | BUTTERFLY | NJBC-CM-HAHTS
10549274 | PRATT | HADDONHTS FILT2 EFF BTRFLY /VALVE | NJBC-CM-HAHTS | P203 | INSV | INST | CROCEJ | L | [5 empty] | Y | XX |  |  | XX |  | Maint Look Functional Location | Ops Look Functional Location | XX |  | 999.00 TN | XX |  | AW | ELECTRIC MOTOR PVLV | XX |  |  |  |  | XX | BUTTERFLY | NJBC-CM-HAHTS
10549269 | PRATT | HADDONHTS FILT1 EFF BTRFLY MAN /VALVE | NJBC-CM-HAHTS | P203 | INSV | INST | CROCEJ | L |  |  |  | MANUAL | RAW WATER | N | N | LAST | WORM | FLANGED | CAST IRON | Maint Look Functional Location | Ops Look Functional Location | OPEN |  | 999.00 TN | XX | N | AW | MANUAL PVLV | XX |  |  |  |  | 8 | BUTTERFLY | NJBC-CM-HAHTS
10549267 | PRATT | HADDONHTS FILT1 EFF BTRFLY /VALVE | NJBC-CM-HAHTS | P203 | INSV | INST | CROCEJ | L | [5 empty] | Y | XX |  |  | XX |  | Maint Look Functional Location | Ops Look Functional Location | XX |  | 999.00 TN | XX |  | AW | ELECTRIC MOTOR PVLV | XX |  |  |  |  | XX | BUTTERFLY | NJBC-CM-HAHTS
10549264 | PRATT | HADDONHTS FILT4 DRAIN BTRFLY /VALVE | NJBC-CM-HAHTS | P203 | INSV | INST | CROCEJ | L | [5 empty] | Y | XX |  |  | XX |  | Maint Look Functional Location | Ops Look Functional Location | XX |  | 999.00 TN | XX |  | AW | ELECTRIC MOTOR PVLV | XX |  |  |  |  | XX | BUTTERFLY | NJBC-CM-HAHTS
10549260 | PRATT | HADDONHTS FILT3 DRAIN BTRFLY /VALVE | NJBC-CM-HAHTS | P203 | INSV | INST | CROCEJ | L | [5 empty] | Y | XX |  |  | XX |  | Maint Look Functional Location | Ops Look Functional Location | XX |  | 999.00 TN | XX |  | AW | ELECTRIC MOTOR PVLV | XX |  |  |  |  | XX | BUTTERFLY | NJBC-CM-HAHTS
10549257 | PRATT | HADDONHTS FILT2 DRAIN BTRFLY /VALVE | NJBC-CM-HAHTS | P203 | INSV | INST | CROCEJ | L | [5 empty] | Y | XX |  |  | XX |  | Maint Look Functional Location | Ops Look Functional Location | XX |  | 999.00 TN | XX |  | AW | ELECTRIC MOTOR PVLV | XX |  |  |  |  | XX | BUTTERFLY | NJBC-CM-HAHTS
10549253 | PRATT | HADDONHTS FILT1 DRAIN BTRFLY /VALVE | NJBC-CM-HAHTS | P203 | INSV | INST | CROCEJ | L | [5 empty] | Y | XX |  |  | XX |  | Maint Look Functional Location | Ops Look Functional Location | XX |  | 999.00 TN | XX |  | AW | ELECTRIC MOTOR PVLV | XX |  |  |  |  | XX | BUTTERFLY | NJBC-CM-HAHTS
10549250 | PRATT | HADDONHTS FILT1-4 DRAIN BTRFLY /VALVE | NJBC-CM-HAHTS | P203 | INSV | INST | CROCEJ | L | [5 empty] | N | XX |  |  | XX |  | Maint Look Functional Location | Ops Look Functional Location | XX |  | 999.00 TN | XX |  | AW | MANUAL PVLV | XX |  |  |  |  | XX | BUTTERFLY | NJBC-CM-HAHTS
10549247 | PRATT | HADDONHTS FILT4 WST BTRFLY /VALVE | NJBC-CM-HAHTS | P203 | INSV | INST | CROCEJ | L | [5 empty] | Y | XX |  |  | XX |  | Maint Look Functional Location | Ops Look Functional Location | XX |  | 999.00 TN | XX |  | AW | ELECTRIC MOTOR PVLV | XX |  |  |  |  | XX | BUTTERFLY | NJBC-CM-HAHTS
10549243 | PRATT | HADDONHTS FILT3 WST BTRFLY /VALVE | NJBC-CM-HAHTS | P203 | INSV | INST | CROCEJ | L | [5 empty] | Y | XX |  |  | XX |  | Maint Look Functional Location | Ops Look Functional Location | XX |  | 999.00 TN | XX |  | AW | ELECTRIC MOTOR PVLV | XX |  |  |  |  | XX | BUTTERFLY | NJBC-CM-HAHTS
10549240 | PRATT | HADDONHTS FILT2 WST BTRFLY /VALVE | NJBC-CM-HAHTS | P203 | INSV | INST | CROCEJ | L | [5 empty] | Y | XX |  |  | XX |  | Maint Look Functional Location | Ops Look Functional Location | XX |  | 999.00 TN | XX |  | AW | ELECTRIC MOTOR PVLV | XX |  |  |  |  | XX | BUTTERFLY | NJBC-CM-HAHTS
10549237 | PRATT | HADDONHTS FILT1 WST BTRFLY /VALVE | NJBC-CM-HAHTS | P203 | INSV | INST | CROCEJ | L | [5 empty] | Y | XX |  |  | XX |  | Maint Look Functional Location | Ops Look Functional Location | XX |  | 999.00 TN | XX |  | AW | ELECTRIC MOTOR PVLV | XX |  |  |  |  | XX | BUTTERFLY | NJBC-CM-HAHTS
10549233 | PRATT | HADDONHTS FILT4 BACKWSH BTRFLY /VALVE | NJBC-CM-HAHTS | P203 | INSV | INST | CROCEJ | L | [5 empty] | Y | XX |  |  | XX |  | Maint Look Functional Location | Ops Look Functional Location | XX |  | 999.00 TN | XX |  | AW | ELECTRIC MOTOR PVLV | XX |  |  |  |  | XX | BUTTERFLY | NJBC-CM-HAHTS
10549229 | PRATT | HADDONHTS FILT3 BACKWSH BTRFLY /VALVE | NJBC-CM-HAHTS | P203 | INSV | INST | CROCEJ | L | [5 empty] | Y | XX |  |  | XX |  | Maint Look Functional Location | Ops Look Functional Location | XX |  | 999.00 TN | XX |  | AW | ELECTRIC MOTOR PVLV | XX |  |  |  |  | XX | BUTTERFLY | NJBC-CM-HAHTS
10547623 | VAL-MATIC | EGREENHAIC BSTPMP1 DISCHRG CHK /VALVE | NJBC-GL-EGHIC | P203 | INSV | INST | CROCEJ | L |  | 1408/BN9 |  |  |  | Y | XX |  |  | XX |  | Maint Look Functional Location | Ops Look Functional Location | XX |  | 999.00 TN | XX |  | AW | HYDRAULIC ONLY PVLV | XX |  |  |  |  | XX | CHECK/FOOT | NJBC-GL-EGHIC
10547621 | CLA-VAL | WDEPTPRKIC Pressure Relief /Valve | NJBC-GL-WDEPT | P203 | INSV | INST | CROCEJ | M |  | 50A-01YBCDKCX105LCW |  |  |  | Y | XX |  |  | XX |  | Maint Look Functional Location | Ops Look Functional Location | XX |  | 999.00 TN | XX |  | AW | HYDRAULIC ONLY PVLV | XX |  |  |  |  | XX | PRES RELIEF | NJBC-GL-WDEPT
10547619 | CLA-VAL | WDEPTPRKIC Pressure Reducing /Valve | NJBC-GL-WDEPT | P203 | INSV | INST | CROCEJ | M |  | 93G-01ABDKCX105LCW |  |  |  | Y | XX |  |  | XX |  | Maint Look Functional Location | Ops Look Functional Location | XX | 0 PSI | 999.00 TN | XX |  | AW | HYDRAULIC W-PILOTS PVLV | XX |  |  |  |  | XX | PRES REGULATOR | NJBC-GL-WDEPT
10547617 | US PIPE | WDEPTPRKIC Gate Before Flowmeter /Valve | NJBC-GL-WDEPT | P203 | INSV | INST | CROCEJ | L |  |  |  | MANUAL | ISOLATION | N | XX |  |  | XX |  | Maint Look Functional Location | Ops Look Functional Location | XX |  | 999.00 TN | XX |  | AW | MANUAL PVLV | XX |  |  |  |  | 4 | GATE | NJBC-GL-WDEPT
10547616 | PRATT | WDEPTPRKIC Bypass Discharge Side /Valve | NJBC-GL-WDEPT | P203 | INSV | INST | CROCEJ | L |  | 2FII |  | MANUAL | ISOLATION | N | XX |  |  | XX |  | Maint Look Functional Location | Ops Look Functional Location | XX |  | 999.00 TN | XX |  | AW | MANUAL PVLV | 150 |  |  |  |  | 8 | BUTTERFLY | NJBC-GL-WDEPT
10547614 | PRATT | WDEPTPRKIC Bypass Suction Side /Valve | NJBC-GL-WDEPT | P203 | INSV | INST | CROCEJ | L |  | 2FII |  | MANUAL | ISOLATION | N | XX |  |  | XX |  | Maint Look Functional Location | Ops Look Functional Location | XX |  | 999.00 TN | XX |  | AW | MANUAL PVLV | 150 |  |  |  |  | 8 | BUTTERFLY | NJBC-GL-WDEPT
10547612 | PRATT | WDEPTPRKIC Pressure Relief Valc/Valve | NJBC-GL-WDEPT | P203 | INSV | INST | CROCEJ | M |  | 2FII |  | MANUAL | ISOLATION | N | XX |  |  | XX |  | Maint Look Functional Location | Ops Look Functional Location | XX |  | 999.00 TN | XX |  | AW | MANUAL PVLV | 150 |  |  |  |  | 6 | BUTTERFLY | NJBC-GL-WDEPT
10547610 | PRATT | WDEPTPRKIC PRSREL SUCTSIDE BTRFLY /VALVE | NJBC-GL-WDEPT | P203 | INSV | INST | CROCEJ | L |  | 2FII |  | MANUAL | ISOLATION | N | XX |  |  | XX |  | Maint Look Functional Location | Ops Look Functional Location | XX |  | 999.00 TN | XX |  | AW | MANUAL PVLV | 150 |  |  |  |  | 6 | BUTTERFLY | NJBC-GL-WDEPT
10547608 | PRATT | WOODBURY BTRFLY ON BYP 4 HGTS /VALVE | NJBC-GL-WOODB | P203 | INSV | INST | CROCEJ | L |  | 2FII |  | MANUAL | ISOLATION | N | XX |  |  | XX |  | Maint Look Functional Location | Ops Look Functional Location | XX |  | 999.00 TN | XX |  | AW | MANUAL PVLV | 150 |  |  |  |  | 4 | BUTTERFLY | NJBC-GL-WOODB
10547607 | PRATT | WDEPTPRKIC BSTPMP2 SUCTBTRFLY /VALVE | NJBC-GL-WDEPT | P203 | INSV | INST | CROCEJ | L |  | 2FII |  | MANUAL | ISOLATION | N | XX |  |  | XX |  | Maint Look Functional Location | Ops Look Functional Location | XX |  | 999.00 TN | XX |  | AW | MANUAL PVLV | 150 |  |  |  |  | 10 | BUTTERFLY | NJBC-GL-WDEPT
10547605 | PRATT | WDEPTPRKIC BSTPMP1 DISCHRGBTRFLY /VALVE | NJBC-GL-WDEPT | P203 | INSV | INST | CROCEJ | L |  | 2FII |  | MANUAL | ISOLATION | N | XX |  |  | XX |  | Maint Look Functional Location | Ops Look Functional Location | XX |  | 999.00 TN | XX |  | AW | MANUAL PVLV | 150 |  |  |  |  | 10 | BUTTERFLY | NJBC-GL-WDEPT
10547603 | PRATT | WDEPTPRKIC Flow Meter Bypass /Valve | NJBC-GL-WDEPT | P203 | INSV | INST | CROCEJ | L |  | 2FII |  | MANUAL | ISOLATION | N | XX |  |  | XX |  | Maint Look Functional Location | Ops Look Functional Location | XX |  | 999.00 TN | XX |  | AW | MANUAL PVLV | 150 |  |  |  |  | 6 | BUTTERFLY | NJBC-GL-WDEPT
10547601 | PRATT | WDEPTPRKIC BTRFLY AFT FLOMET /VALVE | NJBC-GL-WDEPT | P203 | INSV | INST | CROCEJ | L |  | 2FII |  | MANUAL | ISOLATION | N | XX |  |  | XX |  | Maint Look Functional Location | Ops Look Functional Location | XX |  | 999.00 TN | XX |  | AW | MANUAL PVLV | 150 |  |  |  |  | 4 | BUTTERFLY | NJBC-GL-WDEPT
10546199 | PRATT | WDEPTPRKIC BSTPMP1 SUCTBTRFLY /VALVE | NJBC-GL-WDEPT | P203 | INSV | INST | CROCEJ | L |  | 2FII |  | MANUAL | ISOLATION | N | XX |  |  | XX |  | Maint Look Functional Location | Ops Look Functional Location | XX |  | 999.00 TN | XX |  | AW | MANUAL PVLV | XX |  |  |  |  | 10 | BUTTERFLY | NJBC-GL-WDEPT
10546198 | PRATT | WDEPTPRKIC STA DISCHRGFLW CTRL /VALVE | NJBC-GL-WDEPT | P203 | INSV | INST | CROCEJ | L |  | 2FII |  |  |  | Y | XX |  |  | XX |  | Maint Look Functional Location | Ops Look Functional Location | XX |  | 999.00 TN | XX |  | AW | ELECTRIC MOTOR PVLV | XX |  |  |  |  | XX | BUTTERFLY | NJBC-GL-WDEPT
10546196 | VAL-MATIC | WDEPTPRKIC Bypass Check /Valve | NJBC-GL-WDEPT | P203 | INSV | INST | CROCEJ | L |  | 1408 |  |  |  | Y | XX |  |  | XX |  | Maint Look Functional Location | Ops Look Functional Location | XX |  | 999.00 TN | XX |  | AW | HYDRAULIC ONLY PVLV | XX |  |  |  |  | XX | CHECK/FOOT | NJBC-GL-WDEPT
10546194 | VAL-MATIC | WDEPTPRKIC BSTPMP2 DISCHRG CHK /VALVE | NJBC-GL-WDEPT | P203 | INSV | INST | CROCEJ | L |  | 1410 |  |  |  | Y | XX |  |  | XX |  | Maint Look Functional Location | Ops Look Functional Location | XX |  | 999.00 TN | XX |  | AW | HYDRAULIC ONLY PVLV | XX |  |  |  |  | XX | CHECK/FOOT | NJBC-GL-WDEPT
10546192 | VAL-MATIC | WDEPTPRKIC BSTPMP1 DISCHRG CHK /VALVE | NJBC-GL-WDEPT | P203 | INSV | INST | CROCEJ | L |  | 1410 |  |  |  | Y | XX |  |  | XX |  | Maint Look Functional Location | Ops Look Functional Location | XX |  | 999.00 TN | XX |  | AW | HYDRAULIC ONLY PVLV | XX |  |  |  |  | XX | CHECK/FOOT | NJBC-GL-WDEPT
10546191 | CLA-VAL | GREENTRIC Pressure Control /Valve | NJBC-BU-GREEN | P203 | INSV | INST | CROCEJ | M |  | 93A-07ABKCKX |  |  |  | Y | XX |  |  | XX |  | Maint Look Functional Location | Ops Look Functional Location | XX | 0 PSI | 999.00 TN | XX |  | AW | HYDRAULIC W-PILOTS PVLV | XX |  |  |  |  | XX | PRES REGULATOR | NJBC-BU-GREEN
10546189 | PRATT | GREENTRIC Butterfly ISO /Valve | NJBC-BU-GREEN | P203 | INSV | INST | CROCEJ | L |  | 2FII |  | MANUAL | ISOLATION | N | XX |  |  | FLANGED |  | Maint Look Functional Location | Ops Look Functional Location | XX |  | 999.00 TN | XX |  | AW | MANUAL PVLV | XX |  |  |  |  | 12 | BUTTERFLY | NJBC-BU-GREEN
10546187 | PRATT | GREENTRIC Butterfly ISO Before /Valve | NJBC-BU-GREEN | P203 | INSV | INST | CROCEJ | L |  | 2FII |  | MANUAL | ISOLATION | N | XX |  |  | FLANGED |  | Maint Look Functional Location | Ops Look Functional Location | XX |  | 999.00 TN | XX |  | AW | MANUAL PVLV | XX |  |  |  |  | 12 | BUTTERFLY | NJBC-BU-GREEN
10546185 | US PIPE | GREENTRIC Suction Op of Gate ISO /Valve | NJBC-BU-GREEN | P203 | INSV | INST | CROCEJ | L |  |  |  | MANUAL | PUMP SUCTION | N | XX |  |  | XX |  | Maint Look Functional Location | Ops Look Functional Location | XX |  | 999.00 TN | XX |  | AW | MANUAL PVLV | XX |  |  |  |  | 8 | GATE | NJBC-BU-GREEN
10546183 | US PIPE | GREENTRIC SUCT SUMP SIDE GT ISOL /VALVE | NJBC-BU-GREEN | P203 | INSV | INST | CROCEJ | L |  |  |  | MANUAL | PUMP SUCTION | N | XX |  |  | XX |  | Maint Look Functional Location | Ops Look Functional Location | XX |  | 999.00 TN | XX |  | AW | MANUAL PVLV | XX |  |  |  |  | 8 | GATE | NJBC-BU-GREEN
10546182 | PRATT | GREENTRIC Flow Control /Valve | NJBC-BU-GREEN | P203 | INSV | INST | CROCEJ | L |  | 2FII |  |  |  | Y | XX |  |  | XX |  | Maint Look Functional Location | Ops Look Functional Location | XX |  | 999.00 TN | XX |  | AW | ELECTRIC MOTOR PVLV | XX |  |  |  |  | XX | BUTTERFLY | NJBC-BU-GREEN
10547624 | VAL-MATIC | EGREENHAIC BSTPMP2 DISCHRG CHK /VALVE | NJBC-GL-EGHIC | P203 | INSV | INST | CROCEJ | L |  | 1408/BN9 |  |  |  | Y | XX |  |  | XX |  | Maint Look Functional Location | Ops Look Functional Location | XX |  | 999.00 TN | XX |  | AW | HYDRAULIC ONLY PVLV | XX |  |  |  |  | XX | CHECK/FOOT | NJBC-GL-EGHIC
10547667 | PRATT | PITMANIC CLA DISCHRG SIDE BTRFLY /VALVE | NJBC-GL-PITMA | P203 | INSV | INST | CROCEJ | M | 30862-2 | 2F2 |  | MANUAL | ISOLATION | N | XX |  |  | XX |  | Maint Look Functional Location | Ops Look Functional Location | XX |  | 999.00 TN | XX |  | AW | MANUAL PVLV | XX |  |  |  |  | 6 | BUTTERFLY | NJBC-GL-PITMA
10547666 | PRATT | PITMANIC CLA VAL SUCT SIDE BTRFLY /VALVE | NJBC-GL-PITMA | P203 | INSV | INST | CROCEJ | M | 30862-2 | 2F2 |  | MANUAL | ISOLATION | N | XX |  |  | XX |  | Maint Look Functional Location | Ops Look Functional Location | XX |  | 999.00 TN | XX |  | AW | MANUAL PVLV | XX |  |  |  |  | 6 | BUTTERFLY | NJBC-GL-PITMA
10547664 | PRATT | PITMANIC BSTPMP2 DISCHRGBTRFLY /VALVE | NJBC-GL-PITMA | P203 | INSV | INST | CROCEJ | L | 30892-3 | MKII |  | MANUAL | ISOLATION | N | XX |  |  | XX |  | Maint Look Functional Location | Ops Look Functional Location | XX |  | 999.00 TN | XX |  | AW | MANUAL PVLV | XX |  |  |  |  | 8 | BUTTERFLY | NJBC-GL-PITMA
10547662 | PRATT | PITMANIC BSTPMP2 SUCTBTRFLY /VALVE | NJBC-GL-PITMA | P203 | INSV | INST | CROCEJ | L | 30865-4 | 2F2 |  | MANUAL | ISOLATION | N | XX |  |  | XX |  | Maint Look Functional Location | Ops Look Functional Location | XX |  | 999.00 TN | XX |  | AW | MANUAL PVLV | XX |  |  |  |  | 8 | BUTTERFLY | NJBC-GL-PITMA
10547660 | PRATT | PITMANIC BSTPMP1 DISCHRGBTRFLY /VALVE | NJBC-GL-PITMA | P203 | INSV | INST | CROCEJ | L | 30892-3 | MKII |  | MANUAL | ISOLATION | N | XX |  |  | XX |  | Maint Look Functional Location | Ops Look Functional Location | XX |  | 999.00 TN | XX |  | AW | MANUAL PVLV | XX |  |  |  |  | 8 | BUTTERFLY | NJBC-GL-PITMA
10547658 | PRATT | PITMANIC BSTPMP1 SUCTBTRFLY /VALVE | NJBC-GL-PITMA | P203 | INSV | INST | CROCEJ | L | 30865-4 | 2F2 |  | MANUAL | ISOLATION | N | XX |  |  | XX |  | Maint Look Functional Location | Ops Look Functional Location | XX |  | 999.00 TN | XX |  | AW | MANUAL PVLV | XX |  |  |  |  | 8 | BUTTERFLY | NJBC-GL-PITMA
10547656 | PRATT | PITMANIC Suction Butterfly /Valve | NJBC-GL-PITMA | P203 | INSV | INST | CROCEJ | L | 30865-5 | 2F2 |  |  |  | Y | XX |  |  | XX |  | Maint Look Functional Location | Ops Look Functional Location | XX |  | 999.00 TN | XX |  | AW | ELECTRIC MOTOR PVLV | XX |  |  |  |  | XX | BUTTERFLY | NJBC-GL-PITMA
10547655 | PRATT | PITMANIC DISCHRGFLW CTRL2 /VALVE | NJBC-GL-PITMA | P203 | INSV | INST | CROCEJ | L | 30865-6 | 2F2 |  |  |  | Y | XX |  |  | XX |  | Maint Look Functional Location | Ops Look Functional Location | XX |  | 999.00 TN | XX |  | AW | ELECTRIC MOTOR PVLV | XX |  |  |  |  | XX | BUTTERFLY | NJBC-GL-PITMA
10547653 | VAL-MATIC | PITMANIC BSTPMP2 DISCHRG CHK /VALVE | NJBC-GL-PITMA | P203 | INSV | INST | CROCEJ | L |  | 1408/BN9 |  |  |  | Y | XX |  |  | XX |  | Maint Look Functional Location | Ops Look Functional Location | XX |  | 999.00 TN | XX |  | AW | HYDRAULIC ONLY PVLV | XX |  |  |  |  | XX | CHECK/FOOT | NJBC-GL-PITMA
10547651 | VAL-MATIC | PITMANIC BSTPMP1 DISCHRG CHK /VALVE | NJBC-GL-PITMA | P203 | INSV | INST | CROCEJ | L |  | 1408/BN9 |  |  |  | Y | XX |  |  | XX |  | Maint Look Functional Location | Ops Look Functional Location | XX |  | 999.00 TN | XX |  | AW | HYDRAULIC ONLY PVLV | XX |  |  |  |  | XX | CHECK/FOOT | NJBC-GL-PITMA
10547649 | CLA-VAL | PITMANIC Pressure Relief /Valve | NJBC-GL-PITMA | P203 | INSV | INST | CROCEJ | M |  | 50A-ABCDKC |  |  |  | Y | XX |  |  | XX |  | Maint Look Functional Location | Ops Look Functional Location | XX |  | 999.00 TN | XX |  | AW | HYDRAULIC ONLY PVLV | XX |  |  |  |  | XX | PRES RELIEF | NJBC-GL-PITMA
10547647 | PRATT | PITMANIC Discharge Flow Control /Valve | NJBC-GL-PITMA | P203 | INSV | INST | CROCEJ | L |  | 2FII |  |  |  | Y | XX |  |  | XX |  | Maint Look Functional Location | Ops Look Functional Location | XX | 0 PSI | 999.00 TN | XX |  | AW | HYDRAULIC W-PILOTS PVLV | XX |  |  |  |  | XX | PRES REGULATOR | NJBC-GL-PITMA
10547646 | VAL-MATIC | EGREENUNIC Air Release /Valve | NJBC-GL-EGUIC | P203 | INSV | INST | CROCEJ | M |  | 15A |  |  |  | Y | XX |  |  | XX |  | Maint Look Functional Location | Ops Look Functional Location | XX |  | 999.00 TN | XX |  | AW | HYDRAULIC ONLY PVLV | XX |  |  |  |  | XX | AIR RELIEF | NJBC-GL-EGUIC
10547644 | CLA-VAL | EGREENUNIC Pressure Reducing /Valve | NJBC-GL-EGUIC | P203 | INSV | INST | CROCEJ | M |  | 92A-01DKCX105LCW |  |  |  | Y | XX |  |  | XX |  | Maint Look Functional Location | Ops Look Functional Location | XX | 0 PSI | 999.00 TN | XX |  | AW | HYDRAULIC W-PILOTS PVLV | XX |  |  |  |  | XX | PRES REGULATOR | NJBC-GL-EGUIC
10547642 | UNKNOWN | EGREENUNIC SUCT GT INACTIV /VALVE | NJBC-GL-EGUIC | P203 | INSV | INST | CROCEJ | L |  |  |  | MANUAL | ISOLATION | N | XX |  |  | XX |  | Maint Look Functional Location | Ops Look Functional Location | XX |  | 999.00 TN | XX |  | AW | MANUAL PVLV | XX |  |  |  |  | 8 | GATE | NJBC-GL-EGUIC
10547640 | UNKNOWN | EGREENUNIC Suction Gate (active) /Valve | NJBC-GL-EGUIC | P203 | INSV | INST | CROCEJ | L |  |  |  | MANUAL | ISOLATION | N | XX |  |  | XX |  | Maint Look Functional Location | Ops Look Functional Location | XX |  | 999.00 TN | XX |  | AW | MANUAL PVLV | XX |  |  |  |  | 8 | GATE | NJBC-GL-EGUIC
10547638 | PRATT | EGREENUNIC FLW CTRL1 DISCHRG /VALVE | NJBC-GL-EGUIC | P203 | INSV | INST | CROCEJ | L | 966690-1-1HP | 2FII |  |  |  | Y | XX |  |  | XX |  | Maint Look Functional Location | Ops Look Functional Location | XX |  | 999.00 TN | XX |  | AW | ELECTRIC MOTOR PVLV | XX |  |  |  |  | XX | BUTTERFLY | NJBC-GL-EGUIC
10547637 | PRATT | EGREENHAIC Pressure Relief Val/Valve | NJBC-GL-EGHIC | P203 | INSV | INST | CROCEJ | M | 414392-4-HP | MKII |  | MANUAL | ISOLATION | N | XX |  |  | XX |  | Maint Look Functional Location | Ops Look Functional Location | XX |  | 999.00 TN | XX |  | AW | MANUAL PVLV | XX |  |  |  |  | 6 | BUTTERFLY | NJBC-GL-EGHIC
10547635 | PRATT | EGREENHAIC PRSREL SUCT SIDEBTRFLY /VALVE | NJBC-GL-EGHIC | P203 | INSV | INST | CROCEJ | L | 414392-4-HP | MKII |  | MANUAL | ISOLATION | N | XX |  |  | XX |  | Maint Look Functional Location | Ops Look Functional Location | XX |  | 999.00 TN | XX |  | AW | MANUAL PVLV | XX |  |  |  |  | 6 | BUTTERFLY | NJBC-GL-EGHIC
10547633 | PRATT | EGREENHAIC BSTPMP2 DISCHRGBTRFLY /VALVE | NJBC-GL-EGHIC | P203 | INSV | INST | CROCEJ | L | 414392-2-3 | MKII |  | MANUAL | ISOLATION | N | XX |  |  | XX |  | Maint Look Functional Location | Ops Look Functional Location | XX |  | 999.00 TN | XX |  | AW | MANUAL PVLV | XX |  |  |  |  | 8 | BUTTERFLY | NJBC-GL-EGHIC
10547631 | PRATT | EGREENHAIC BSTPMP2 SUCTBTRFLY /VALVE | NJBC-GL-EGHIC | P203 | INSV | INST | CROCEJ | L | 414392-2-3 | MKII |  | MANUAL | ISOLATION | N | XX |  |  | XX |  | Maint Look Functional Location | Ops Look Functional Location | XX |  | 999.00 TN | XX |  | AW | MANUAL PVLV | XX |  |  |  |  | 8 | BUTTERFLY | NJBC-GL-EGHIC
10547630 | PRATT | EGREENHAIC BSTPMP1 DISCHRGBTRFLY /VALVE | NJBC-GL-EGHIC | P203 | INSV | INST | CROCEJ | L | 414392-2-3 | MKII |  | MANUAL | ISOLATION | N | XX |  |  | XX |  | Maint Look Functional Location | Ops Look Functional Location | XX |  | 999.00 TN | XX |  | AW | MANUAL PVLV | XX |  |  |  |  | 8 | BUTTERFLY | NJBC-GL-EGHIC
10547628 | PRATT | EGREENHAIC BSTPMP1 SUCTBTRFLY /VALVE | NJBC-GL-EGHIC | P203 | INSV | INST | CROCEJ | L | 414392-2-3 | MKII |  | MANUAL | ISOLATION | N | XX |  |  | XX |  | Maint Look Functional Location | Ops Look Functional Location | XX |  | 999.00 TN | XX |  | AW | MANUAL PVLV | XX |  |  |  |  | 8 | BUTTERFLY | NJBC-GL-EGHIC
10547626 | VAL-MATIC | EGREENHAIC PMPDISCHRG HDER AIRREL /VALVE | NJBC-GL-EGHIC | P203 | INSV | INST | CROCEJ | L |  | 201C.2 |  |  |  | Y | XX |  |  | XX |  | Maint Look Functional Location | Ops Look Functional Location | XX |  | 999.00 TN | XX |  | AW | HYDRAULIC ONLY PVLV | XX |  |  |  |  | XX | AIR RELIEF | NJBC-GL-EGHIC
10544413 | CLA-VAL | ROWANLRIC 4" Pressure Reducing /Valve | NJBC-GL-ROLIC | P203 | INSV | INST | CROCEJ | M |  | 92G-01X105LCW |  |  |  | Y | XX |  |  | XX |  | Maint Look Functional Location | Ops Look Functional Location | XX | 0 PSI | 999.00 TN | XX |  | AW | HYDRAULIC W-PILOTS PVLV | XX |  |  |  |  | XX | PRES REGULATOR | NJBC-GL-ROLIC
10541400 | APCO | MAGNOLIA SUPERNAT PMP2 AIR REL /VALVE | NJBC-CM-MAGNO | P203 | INSV | INST | CROCEJ | L | [5 empty] | Y | XX |  |  | XX |  | Maint Look Functional Location | Ops Look Functional Location | XX |  | 999.00 TN | XX |  | AW | HYDRAULIC ONLY PVLV | XX |  |  |  |  | XX | AIR RELIEF | NJBC-CM-MAGNO
10539798 | APCO | MAGNOLIA SUPERNAT PMP1 AIR REL /VALVE | NJBC-CM-MAGNO | P203 | INSV | INST | CROCEJ | L | [5 empty] | Y | XX |  |  | XX |  | Maint Look Functional Location | Ops Look Functional Location | XX |  | 999.00 TN | XX |  | AW | HYDRAULIC ONLY PVLV | XX |  |  |  |  | XX | AIR RELIEF | NJBC-CM-MAGNO
10539797 | UNKNOWN | MAGNOLIA Supernate Pump #2 Check /Valve | NJBC-CM-MAGNO | P203 | INSV | INST | CROCEJ | L | [5 empty] | Y | XX |  |  | XX |  | Maint Look Functional Location | Ops Look Functional Location | XX |  | 999.00 TN | XX |  | AW | HYDRAULIC ONLY PVLV | XX |  |  |  |  | XX | CHECK/FOOT | NJBC-CM-MAGNO
10539795 | UNKNOWN | MAGNOLIA Supernate Pump #1 Check /Valve | NJBC-CM-MAGNO | P203 | INSV | INST | CROCEJ | L | [5 empty] | Y | XX |  |  | XX |  | Maint Look Functional Location | Ops Look Functional Location | XX |  | 999.00 TN | XX |  | AW | HYDRAULIC ONLY PVLV | XX |  |  |  |  | XX | CHECK/FOOT | NJBC-CM-MAGNO
10539794 | UNKNOWN | MAGNOLIA SUPERNAT PMP2 DISCHRG GT /VALVE | NJBC-CM-MAGNO | P203 | INSV | INST | CROCEJ | L |  |  |  | MANUAL | PUMP DISCHARGE | N | N | LAST |  | FLANGED | CAST IRON | Maint Look Functional Location | Ops Look Functional Location | OPEN |  | 999.00 TN | XX | N | AW | MANUAL PVLV | XX |  |  |  |  | 4 | GATE | NJBC-CM-MAGNO
10539792 | UNKNOWN | MAGNOLIA SUPERNAT PMP1 DISCHRG GT /VALVE | NJBC-CM-MAGNO | P203 | INSV | INST | CROCEJ | L |  |  |  | MANUAL | PUMP DISCHARGE | N | N | LAST |  | FLANGED | CAST IRON | Maint Look Functional Location | Ops Look Functional Location | OPEN |  | 999.00 TN | XX | N | AW | MANUAL PVLV | XX |  |  |  |  | 4 | GATE | NJBC-CM-MAGNO
10539790 | UNKNOWN | MAGNOLIA SUPERNAT PMP2 SUCT GT /VALVE | NJBC-CM-MAGNO | P203 | INSV | INST | CROCEJ | L |  |  |  | MANUAL | PUMP SUCTION | N | N | LAST |  | FLANGED | CAST IRON | Maint Look Functional Location | Ops Look Functional Location | OPEN |  | 999.00 TN | XX | N | AW | MANUAL PVLV | XX |  |  |  |  | 6 | GATE | NJBC-CM-MAGNO
10539788 | UNKNOWN | MAGNOLIA SUPERNAT PMP1 SUCT GT /VALVE | NJBC-CM-MAGNO | P203 | INSV | INST | CROCEJ | L |  |  |  | MANUAL | PUMP SUCTION | N | N | LAST |  | FLANGED | CAST IRON | Maint Look Functional Location | Ops Look Functional Location | OPEN |  | 999.00 TN | XX | N | AW | MANUAL PVLV | XX |  |  |  |  | 6 | GATE | NJBC-CM-MAGNO
10539787 | PRATT | MAGNOLIA Waste /Valve | NJBC-CM-MAGNO | P203 | INSV | INST | CROCEJ | L |  |  |  | MANUAL | IN PLANT | N | N | LAST |  | FLANGED | CAST IRON | Maint Look Functional Location | Ops Look Functional Location | CLOSED |  | 999.00 TN | XX | Y | AW | MANUAL PVLV | XX |  |  |  |  | 8 | BUTTERFLY | NJBC-CM-MAGNO
10539785 | PRATT | MAGNOLIA Wash /Valve | NJBC-CM-MAGNO | P203 | INSV | INST | CROCEJ | L | [5 empty] | Y | XX |  |  | XX |  | Maint Look Functional Location | Ops Look Functional Location | XX |  | 999.00 TN | XX |  | AW | ELECTRIC MOTOR PVLV | XX |  |  |  |  | XX | BUTTERFLY | NJBC-CM-MAGNO
10539783 | PRATT | MAGNOLIA Filter #3 Effluent Gate /Valve | NJBC-CM-MAGNO | P203 | INSV | INST | CROCEJ | L |  |  |  | MANUAL | RAW WATER | N | N | LAST |  | FLANGED | CAST IRON | Maint Look Functional Location | Ops Look Functional Location | OPEN |  | 999.00 TN | XX | N | AW | MANUAL PVLV | XX |  |  |  |  | 8 | GATE | NJBC-CM-MAGNO
10539782 | PRATT | MAGNOLIA Filter #2 Effluent Gate /Valve | NJBC-CM-MAGNO | P203 | INSV | INST | CROCEJ | L |  |  |  | MANUAL | RAW WATER | N | N | LAST |  | FLANGED | CAST IRON | Maint Look Functional Location | Ops Look Functional Location | OPEN |  | 999.00 TN | XX | N | AW | MANUAL PVLV | XX |  |  |  |  | 8 | GATE | NJBC-CM-MAGNO
10539780 | PRATT | MAGNOLIA Filter #1 Effluent Gate /Valve | NJBC-CM-MAGNO | P203 | INSV | INST | CROCEJ | L |  |  |  | MANUAL | RAW WATER | N | N | LAST |  | FLANGED | CAST IRON | Maint Look Functional Location | Ops Look Functional Location | OPEN |  | 999.00 TN | XX | N | AW | MANUAL PVLV | XX |  |  |  |  | 8 | GATE | NJBC-CM-MAGNO
10539778 | PRATT | MAGNOLIA Filter #3 Drain Gate /Valve | NJBC-CM-MAGNO | P203 | INSV | INST | CROCEJ | L |  |  |  | MANUAL | RAW WATER | N | N | LAST |  | FLANGED | CAST IRON | Maint Look Functional Location | Ops Look Functional Location | CLOSED |  | 999.00 TN | XX | N | AW | MANUAL PVLV | XX |  |  |  |  | 4 | GATE | NJBC-CM-MAGNO
10539776 | PRATT | MAGNOLIA Filter #2 Drain Gate /Valve | NJBC-CM-MAGNO | P203 | INSV | INST | CROCEJ | L |  |  |  | MANUAL | RAW WATER | N | N | LAST |  | FLANGED | CAST IRON | Maint Look Functional Location | Ops Look Functional Location | CLOSED |  | 999.00 TN | XX | N | AW | MANUAL PVLV | XX |  |  |  |  | 4 | GATE | NJBC-CM-MAGNO
10539775 | PRATT | MAGNOLIA Filter #1 Drain Gate /Valve | NJBC-CM-MAGNO | P203 | INSV | INST | CROCEJ | L |  |  |  | MANUAL | RAW WATER | N | N | LAST |  | FLANGED | CAST IRON | Maint Look Functional Location | Ops Look Functional Location | CLOSED |  | 999.00 TN | XX | N | AW | MANUAL PVLV | XX |  |  |  |  | 4 | GATE | NJBC-CM-MAGNO
10539773 | PRATT | MAGNOLIA FILT3 INF BTRFLY /VALVE | NJBC-CM-MAGNO | P203 | INSV | INST | CROCEJ | L | [5 empty] | Y | XX |  |  | XX |  | Maint Look Functional Location | Ops Look Functional Location | XX |  | 999.00 TN | XX |  | AW | ELECTRIC MOTOR PVLV | XX |  |  |  |  | XX | BUTTERFLY | NJBC-CM-MAGNO
10539772 | PRATT | MAGNOLIA FILT2 INF BTRFLY /VALVE | NJBC-CM-MAGNO | P203 | INSV | INST | CROCEJ | L | [5 empty] | Y | XX |  |  | XX |  | Maint Look Functional Location | Ops Look Functional Location | XX |  | 999.00 TN | XX |  | AW | ELECTRIC MOTOR PVLV | XX |  |  |  |  | XX | BUTTERFLY | NJBC-CM-MAGNO
10539770 | PRATT | MAGNOLIA FILT1 INF BTRFLY /VALVE | NJBC-CM-MAGNO | P203 | INSV | INST | CROCEJ | L | [5 empty] | Y | XX |  |  | XX |  | Maint Look Functional Location | Ops Look Functional Location | XX |  | 999.00 TN | XX |  | AW | ELECTRIC MOTOR PVLV | XX |  |  |  |  | XX | BUTTERFLY | NJBC-CM-MAGNO
10539769 | PRATT | MAGNOLIA Filter Influent Line /Valve | NJBC-CM-MAGNO | P203 | INSV | INST | CROCEJ | L |  |  |  | MANUAL | PUMP SUCTION | N | N | LAST |  | FLANGED | CAST IRON | Maint Look Functional Location | Ops Look Functional Location | OPEN |  | 999.00 TN | XX | N | AW | MANUAL PVLV | XX |  |  |  |  | 16 | BUTTERFLY | NJBC-CM-MAGNO
10539767 | PRATT | MAGNOLIA HS PMP2 SUCT GT /VALVE | NJBC-CM-MAGNO | P203 | INSV | INST | CROCEJ | L |  |  |  | MANUAL | PUMP SUCTION | N | N | LAST |  | FLANGED | CAST IRON | Maint Look Functional Location | Ops Look Functional Location | OPEN |  | 999.00 TN | XX | N | AW | MANUAL PVLV | XX |  |  |  |  | 8 | GATE | NJBC-CM-MAGNO
10539765 | PRATT | MAGNOLIA HS PMP1 SUCT GT /VALVE | NJBC-CM-MAGNO | P203 | INSV | INST | CROCEJ | L |  |  |  | MANUAL | PUMP SUCTION | N | N | LAST |  | FLANGED | CAST IRON | Maint Look Functional Location | Ops Look Functional Location | OPEN |  | 999.00 TN | XX | N | AW | MANUAL PVLV | XX |  |  |  |  | 8 | GATE | NJBC-CM-MAGNO
10539763 | PRATT | LAURELSP HS PMP3 SUCT GT /VALVE | NJBC-CM-LAURE | P203 | INSV | INST | CROCEJ | L |  |  |  | MANUAL | PUMP SUCTION | N | N | LAST |  | FLANGED | CAST IRON | Maint Look Functional Location | Ops Look Functional Location | OPEN |  | 999.00 TN | XX | N | AW | MANUAL PVLV | XX |  |  |  |  | 10 | GATE | NJBC-CM-LAURE
10539762 | PRATT | LAURELSP HS PMP2 SUCT GT /VALVE | NJBC-CM-LAURE | P203 | INSV | INST | CROCEJ | L |  |  |  | MANUAL | PUMP SUCTION | N | N | LAST |  | FLANGED | CAST IRON | Maint Look Functional Location | Ops Look Functional Location | OPEN |  | 999.00 TN | XX | N | AW | MANUAL PVLV | XX |  |  |  |  | 10 | GATE | NJBC-CM-LAURE
10541402 | APCO | MAGNOLIA Filter #1 Air Release /Valve | NJBC-CM-MAGNO | P203 | INSV | INST | CROCEJ | M | [5 empty] | Y | XX |  |  | XX |  | Maint Look Functional Location | Ops Look Functional Location | XX |  | 999.00 TN | XX |  | AW | HYDRAULIC ONLY PVLV | XX |  |  |  |  | XX | AIR RELIEF | NJBC-CM-MAGNO
10541442 | APCO | ASHLAND-W32 Check /Valve | NJBC-CM-ASHLA-W32. | P203 | INSV | INST | CROCEJ | L | [5 empty] | Y | XX |  |  | XX |  | Maint Look Functional Location | Ops Look Functional Location | XX |  | 999.00 TN | XX |  | AW | HYDRAULIC ONLY PVLV | XX |  |  |  |  | XX | CHECK/FOOT | NJBC-CM-ASHLA-W32.
10541441 | APCO | ASHLAND-W17 Check /Valve | NJBC-CM-ASHLA-W17. | P203 | INSV | INST | CROCEJ | L | [5 empty] | Y | XX |  |  | XX |  | Maint Look Functional Location | Ops Look Functional Location | XX |  | 999.00 TN | XX |  | AW | HYDRAULIC ONLY PVLV | XX |  |  |  |  | XX | CHECK/FOOT | NJBC-CM-ASHLA-W17.
10541439 | UNKNOWN | ASHLAND-W32 Air Release /Valve | NJBC-CM-ASHLA-W32. | P203 | INSV | INST | CROCEJ | M | [5 empty] | Y | XX |  |  | XX |  | Maint Look Functional Location | Ops Look Functional Location | XX |  | 999.00 TN | XX |  | AW | HYDRAULIC ONLY PVLV | XX |  |  |  |  | XX | AIR RELIEF | NJBC-CM-ASHLA-W32.
10541437 | UNKNOWN | ASHLAND-W17 Discharge Gate /Valve | NJBC-CM-ASHLA-W17. | P203 | INSV | INST | CROCEJ | L |  |  |  | MANUAL | PUMP DISCHARGE | N | N | LAST |  | FLANGED | CAST IRON | Maint Look Functional Location | Ops Look Functional Location | OPEN |  | 999.00 TN | XX | N | AW | MANUAL PVLV | XX |  |  |  |  | XX | GATE | NJBC-CM-ASHLA-W17.
10541436 | UNKNOWN | ASHLAND-W32 Discharge Gate /Valve | NJBC-CM-ASHLA-W32. | P203 | INSV | INST | CROCEJ | L |  |  |  | MANUAL | PUMP DISCHARGE | N | N | LAST |  | FLANGED | CAST IRON | Maint Look Functional Location | Ops Look Functional Location | OPEN |  | 999.00 TN | XX | N | AW | MANUAL PVLV | XX |  |  |  |  | XX | GATE | NJBC-CM-ASHLA-W32.
10541434 | UNKNOWN | ASHLAND Discharge Gate /Valve | NJBC-CM-ASHLA | P203 | INSV | INST | CROCEJ | L |  |  |  | MANUAL | PUMP DISCHARGE | N | N | LAST |  | FLANGED | CAST IRON | Maint Look Functional Location | Ops Look Functional Location | OPEN |  | 999.00 TN | XX | N | AW | MANUAL PVLV | XX |  |  |  |  | XX | GATE | NJBC-CM-ASHLA
10541432 | UNKNOWN | 30TH-BST HS PMP3 SUCT GT /VALVE | NJBC-CM-30TH.-BST. | P203 | INSV | INST | CROCEJ | L |  |  |  | MANUAL | PUMP SUCTION | N | N | OPEN |  | FLANGED | CAST IRON | Maint Look Functional Location | Ops Look Functional Location | OPEN |  | 999.00 TN | XX | N | AW | MANUAL PVLV | XX |  |  |  |  | XX | GATE | NJBC-CM-30TH.-BST.
10541430 | UNKNOWN | 30TH-BST HS PMP SUCT GT /VALVE | NJBC-CM-30TH.-BST. | P203 | INSV | INST | CROCEJ | L |  |  |  | MANUAL | PUMP SUCTION | N | N | OPEN |  | FLANGED | CAST IRON | Maint Look Functional Location | Ops Look Functional Location | OPEN |  | 999.00 TN | XX | N | AW | MANUAL PVLV | XX |  |  |  |  | XX | GATE | NJBC-CM-30TH.-BST.
10541428 | UNKNOWN | STEPHENS-W28 Check /Valve | NJBC-BU-STEPH-W28. | P203 | INSV | INST | CROCEJ | L | [5 empty] | Y | XX |  |  | XX |  | Maint Look Functional Location | Ops Look Functional Location | XX |  | 999.00 TN | XX |  | AW | HYDRAULIC ONLY PVLV | XX |  |  |  |  | XX | CHECK/FOOT | NJBC-BU-STEPH-W28.
10541427 | UNKNOWN | STEPHENS-W31 Check /Valve | NJBC-BU-STEPH-W31. | P203 | INSV | INST | CROCEJ | L | [5 empty] | Y | XX |  |  | XX |  | Maint Look Functional Location | Ops Look Functional Location | XX |  | 999.00 TN | XX |  | AW | HYDRAULIC ONLY PVLV | XX |  |  |  |  | XX | CHECK/FOOT | NJBC-BU-STEPH-W31.
10541425 | APCO | STEPHENS-W31 Discharge Butterfly /Valve | NJBC-BU-STEPH-W31. | P203 | INSV | INST | CROCEJ | L |  |  |  | MANUAL | PUMP DISCHARGE | N | N | OPEN |  | FLANGED | CAST IRON | Maint Look Functional Location | Ops Look Functional Location | OPEN |  | 999.00 TN | XX | N | AW | MANUAL PVLV | XX |  |  |  |  | 8 | BUTTERFLY | NJBC-BU-STEPH-W31.
10541423 | APCO | RIVERROAD Booster Pump #3 Check /Valve | NJBC-BU-RVBST | P203 | INSV | INST | CROCEJ | L | [5 empty] | Y | XX |  |  | XX |  | Maint Look Functional Location | Ops Look Functional Location | XX |  | 999.00 TN | XX |  | AW | HYDRAULIC ONLY PVLV | XX |  |  |  |  | XX | CHECK/FOOT | NJBC-BU-RVBST
10541421 | APCO | RIVERROAD Booster Pump #2 Check /Valve | NJBC-BU-RVBST | P203 | INSV | INST | CROCEJ | L | [5 empty] | Y | XX |  |  | XX |  | Maint Look Functional Location | Ops Look Functional Location | XX |  | 999.00 TN | XX |  | AW | HYDRAULIC ONLY PVLV | XX |  |  |  |  | XX | CHECK/FOOT | NJBC-BU-RVBST
10541420 | APCO | RIVERROAD Booster Pump #1 Check /Valve | NJBC-BU-RVBST | P203 | INSV | INST | CROCEJ | L | [5 empty] | Y | XX |  |  | XX |  | Maint Look Functional Location | Ops Look Functional Location | XX |  | 999.00 TN | XX |  | AW | HYDRAULIC ONLY PVLV | XX |  |  |  |  | XX | CHECK/FOOT | NJBC-BU-RVBST
10541419 | APCO | RIVERROAD BSTPMP3 AIR REL /VALVE | NJBC-BU-RVBST | P203 | INSV | INST | CROCEJ | M | [5 empty] | Y | XX |  |  | XX |  | Maint Look Functional Location | Ops Look Functional Location | XX |  | 999.00 TN | XX |  | AW | HYDRAULIC ONLY PVLV | XX |  |  |  |  | XX | AIR RELIEF | NJBC-BU-RVBST
10541417 | APCO | RIVERROAD BSTPMP2 AIR REL /VALVE | NJBC-BU-RVBST | P203 | INSV | INST | CROCEJ | M | [5 empty] | Y | XX |  |  | XX |  | Maint Look Functional Location | Ops Look Functional Location | XX |  | 999.00 TN | XX |  | AW | HYDRAULIC ONLY PVLV | XX |  |  |  |  | XX | AIR RELIEF | NJBC-BU-RVBST
10541415 | APCO | RIVERROAD BSTPMP1 AIR REL /VALVE | NJBC-BU-RVBST | P203 | INSV | INST | CROCEJ | M | [5 empty] | Y | XX |  |  | XX |  | Maint Look Functional Location | Ops Look Functional Location | XX |  | 999.00 TN | XX |  | AW | HYDRAULIC ONLY PVLV | XX |  |  |  |  | XX | AIR RELIEF | NJBC-BU-RVBST
10541413 | PRATT | RIVERROAD BSTPMP3 SUCTBTRFLY /VALVE | NJBC-BU-RVBST | P203 | INSV | INST | CROCEJ | L |  |  |  | MANUAL | PUMP SUCTION | N | N | LAST |  | FLANGED | CAST IRON | Maint Look Functional Location | Ops Look Functional Location | OPEN |  | 999.00 TN | XX | N | AW | MANUAL PVLV | XX |  |  |  |  | 12 | BUTTERFLY | NJBC-BU-RVBST
10541412 | PRATT | RIVERROAD BSTPMP2 SUCTBTRFLY /VALVE | NJBC-BU-RVBST | P203 | INSV | INST | CROCEJ | L |  |  |  | MANUAL | PUMP SUCTION | N | N | LAST |  | FLANGED | CAST IRON | Maint Look Functional Location | Ops Look Functional Location | OPEN |  | 999.00 TN | XX | N | AW | MANUAL PVLV | XX |  |  |  |  | 12 | BUTTERFLY | NJBC-BU-RVBST
10541410 | PRATT | RIVERROAD BSTPMP1 SUCTBTRFLY /VALVE | NJBC-BU-RVBST | P203 | INSV | INST | CROCEJ | L |  |  |  | MANUAL | PUMP SUCTION | N | N | LAST |  | FLANGED | CAST IRON | Maint Look Functional Location | Ops Look Functional Location | OPEN |  | 999.00 TN | XX | N | AW | MANUAL PVLV | XX |  |  |  |  | 12 | BUTTERFLY | NJBC-BU-RVBST
10541408 | PRATT | RIVERROAD BSTPMP2 DISCHRGBTRFLY /VALVE | NJBC-BU-RVBST | P203 | INSV | INST | CROCEJ | L |  |  |  | MANUAL | PUMP DISCHARGE | N | N | LAST |  | FLANGED | CAST IRON | Maint Look Functional Location | Ops Look Functional Location | OPEN |  | 999.00 TN | XX | N | AW | MANUAL PVLV | XX |  |  |  |  | 12 | BUTTERFLY | NJBC-BU-RVBST
10541407 | PRATT | RIVERROAD BSTPMP1 DISCHRGBTRFLY /VALVE | NJBC-BU-RVBST | P203 | INSV | INST | CROCEJ | L |  |  |  | MANUAL | PUMP DISCHARGE | N | N | LAST |  | FLANGED | CAST IRON | Maint Look Functional Location | Ops Look Functional Location | OPEN |  | 999.00 TN | XX | N | AW | MANUAL PVLV | XX |  |  |  |  | 12 | BUTTERFLY | NJBC-BU-RVBST
10541405 | APCO | MAGNOLIA Filter #3 Air Release /Valve | NJBC-CM-MAGNO | P203 | INSV | INST | CROCEJ | M | [5 empty] | Y | XX |  |  | XX |  | Maint Look Functional Location | Ops Look Functional Location | XX |  | 999.00 TN | XX |  | AW | HYDRAULIC ONLY PVLV | XX |  |  |  |  | XX | AIR RELIEF | NJBC-CM-MAGNO
10541403 | APCO | MAGNOLIA Filter #2 Air Release /Valve | NJBC-CM-MAGNO | P203 | INSV | INST | CROCEJ | M | [5 empty] | Y | XX |  |  | XX |  | Maint Look Functional Location | Ops Look Functional Location | XX |  | 999.00 TN | XX |  | AW | HYDRAULIC ONLY PVLV | XX |  |  |  |  | XX | AIR RELIEF | NJBC-CM-MAGNO
10539717 | PRATT | GIBBSBOROBS BSTPMP3 SUCTBTRFLY /VALVE | NJBC-CM-GBBST | P203 | INSV | INST | CROCEJ | L | [5 empty] | N | XX |  |  | XX |  | Maint Look Functional Location | Ops Look Functional Location | XX |  | 999.00 TN | XX |  | AW | MANUAL PVLV | XX |  |  |  |  | XX | BUTTERFLY | NJBC-CM-GBBST
10539715 | PRATT | WOODBURY BSTPMP1 SUCTBTRFLY /VALVE | NJBC-GL-WOODB | P203 | INSV | INST | CROCEJ | L |  | 2FII |  | MANUAL | ISOLATION | N | XX |  | WORM | XX |  | Maint Look Functional Location | Ops Look Functional Location | XX |  | 999.00 TN | XX |  | AW | MANUAL PVLV | XX |  |  |  |  | 6 | BUTTERFLY | NJBC-GL-WOODB
10539713 | PRATT | WOODBURY Flow Control - Heights /Valve | NJBC-GL-WOODB | P203 | INSV | INST | CROCEJ | L |  | 2FII |  |  |  | Y | XX |  |  | XX |  | Maint Look Functional Location | Ops Look Functional Location | XX |  | 999.00 TN | XX |  | AW | ELECTRIC MOTOR PVLV | XX |  |  |  |  | XX | BUTTERFLY | NJBC-GL-WOODB
10539712 | PRATT | VOORHEES HS PMP2 EFF GT /VALVE | NJBC-CM-VOORH | P203 | INSV | INST | CROCEJ | L |  |  |  | MANUAL | PUMP DISCHARGE | N | N | LAST | NON RISING STEM | FLANGED | DUCTILE IRON | Maint Look Functional Location | Ops Look Functional Location | THROTTLING |  | 999.00 TN | XX | N | AW | MANUAL PVLV | XX |  |  |  |  | 12 | GATE | NJBC-CM-VOORH
10539710 | PRATT | VOORHEES HS PMP2 INF BTRFLY /VALVE | NJBC-CM-VOORH | P203 | INSV | INST | CROCEJ | L |  |  |  | MANUAL | PUMP SUCTION | N | N | LAST | WORM | FLANGED | DUCTILE IRON | Maint Look Functional Location | Ops Look Functional Location | OPEN |  | 999.00 TN | XX | N | AW | MANUAL PVLV | XX |  |  |  |  | 10 | BUTTERFLY | NJBC-CM-VOORH
10539708 | PRATT | VOORHEES HS PMP1 EFF GT /VALVE | NJBC-CM-VOORH | P203 | INSV | INST | CROCEJ | L |  |  |  | MANUAL | PUMP DISCHARGE | N | N | LAST | NON RISING STEM | FLANGED | DUCTILE IRON | Maint Look Functional Location | Ops Look Functional Location | THROTTLING |  | 999.00 TN | XX | N | AW | MANUAL PVLV | XX |  |  |  |  | 12 | GATE | NJBC-CM-VOORH
10539706 | PRATT | VOORHEES HS PMP1 INF BTRFLY /VALVE | NJBC-CM-VOORH | P203 | INSV | INST | CROCEJ | L |  |  |  | MANUAL | PUMP SUCTION | N | N | LAST | WORM | FLANGED | DUCTILE IRON | Maint Look Functional Location | Ops Look Functional Location | OPEN |  | 999.00 TN | XX | N | AW | MANUAL PVLV | XX |  |  |  |  | 10 | BUTTERFLY | NJBC-CM-VOORH
10539705 | PRATT | WOODBURY Flow Control - City /Valve | NJBC-GL-WOODB | P203 | INSV | INST | CROCEJ | L |  | 2FII |  |  |  | Y | XX |  |  | XX |  | Maint Look Functional Location | Ops Look Functional Location | XX |  | 999.00 TN | XX |  | AW | ELECTRIC MOTOR PVLV | XX |  |  |  |  | XX | BUTTERFLY | NJBC-GL-WOODB
10539703 | VAL-MATIC | WOODBURY Bypass Check /Valve | NJBC-GL-WOODB | P203 | INSV | INST | CROCEJ | L |  | 1400 |  |  |  | Y | XX |  |  | XX |  | Maint Look Functional Location | Ops Look Functional Location | XX |  | 999.00 TN | XX |  | AW | HYDRAULIC ONLY PVLV | XX |  |  |  |  | XX | CHECK/FOOT | NJBC-GL-WOODB
10539701 | PRATT | VOORHEES Station Check /Valve | NJBC-CM-VOORH | P203 | INSV | INST | CROCEJ | L | [5 empty] | Y | XX |  |  | XX |  | Maint Look Functional Location | Ops Look Functional Location | XX |  | 999.00 TN | XX |  | AW | HYDRAULIC ONLY PVLV | XX |  |  |  |  | XX | CHECK/FOOT | NJBC-CM-VOORH
10539700 | PRATT | VOORHEES Air Release #2 /Valve | NJBC-CM-VOORH | P203 | INSV | INST | CROCEJ | M | [5 empty] | Y | XX |  |  | XX |  | Maint Look Functional Location | Ops Look Functional Location | XX |  | 999.00 TN | XX |  | AW | HYDRAULIC ONLY PVLV | XX |  |  |  |  | XX | AIR RELIEF | NJBC-CM-VOORH
10538098 | PRATT | VOORHEES Air Release #1 /Valve | NJBC-CM-VOORH | P203 | INSV | INST | CROCEJ | M | [5 empty] | Y | XX |  |  | XX |  | Maint Look Functional Location | Ops Look Functional Location | XX |  | 999.00 TN | XX |  | AW | HYDRAULIC ONLY PVLV | XX |  |  |  |  | XX | AIR RELIEF | NJBC-CM-VOORH
10538097 | CLA-VAL | VOORHEES Cla Val /Valve | NJBC-CM-VOORH | P203 | INSV | INST | CROCEJ | M | [5 empty] | Y | XX |  |  | XX |  | Maint Look Functional Location | Ops Look Functional Location | XX | 0 PSI | 999.00 TN | XX |  | AW | HYDRAULIC W-PILOTS PVLV | XX |  |  |  |  | XX | PRES REGULATOR | NJBC-CM-VOORH
10538095 | PRATT | VOORHEES Station Effluent /Valve | NJBC-CM-VOORH | P203 | INSV | INST | CROCEJ | L |  |  |  | MANUAL | IN PLANT | N | N | LAST |  | FLANGED | DUCTILE IRON | Maint Look Functional Location | Ops Look Functional Location | OPEN |  | 999.00 TN | XX | N | AW | MANUAL PVLV | XX |  |  |  |  | 16 | BUTTERFLY | NJBC-CM-VOORH
10538093 | PRATT | VOORHEES Station By Pass /Valve | NJBC-CM-VOORH | P203 | INSV | INST | CROCEJ | L |  |  |  | MANUAL | BYPASS | N | N | LAST |  | FLANGED | DUCTILE IRON | Maint Look Functional Location | Ops Look Functional Location | CLOSED |  | 999.00 TN | XX | N | AW | MANUAL PVLV | XX |  |  |  |  | 12 | GATE | NJBC-CM-VOORH
10538092 | PRATT | VOORHEES Station Influent /Valve | NJBC-CM-VOORH | P203 | INSV | INST | CROCEJ | L |  |  |  | MANUAL | IN PLANT | N | N | LAST |  | FLANGED | DUCTILE IRON | Maint Look Functional Location | Ops Look Functional Location | OPEN |  | 999.00 TN | XX | N | AW | MANUAL PVLV | XX |  |  |  |  | 16 | BUTTERFLY | NJBC-CM-VOORH
10538090 | PRATT | VOORHEES Pressure Regulating /Valve | NJBC-CM-VOORH | P203 | INSV | INST | CROCEJ | M | [5 empty] | Y | XX |  |  | XX |  | Maint Look Functional Location | Ops Look Functional Location | XX | 0 PSI | 999.00 TN | XX |  | AW | HYDRAULIC W-PILOTS PVLV | XX |  |  |  |  | XX | PRES REGULATOR | NJBC-CM-VOORH
10538088 | CLA-VAL | POMONA Cla Val /Valve | NJBC-BU-POMON | P203 | INSV | INST | CROCEJ | M | [5 empty] | Y | XX |  |  | XX |  | Maint Look Functional Location | Ops Look Functional Location | XX |  | 999.00 TN | XX |  | AW | HYDRAULIC W-PILOTS PVLV | XX |  |  |  |  | XX | OTHER | NJBC-BU-POMON
10538086 | PRATT | POMONA Blending /Valve | NJBC-BU-POMON | P203 | INSV | INST | CROCEJ | L | [5 empty] | Y | XX |  |  | XX |  | Maint Look Functional Location | Ops Look Functional Location | XX |  | 999.00 TN | XX |  | AW | ELECTRIC MOTOR PVLV | XX |  |  |  |  | XX | OTHER | NJBC-BU-POMON
10538085 | CRISPIN | POMONA-ALB-W26 Air Relief /Valve | NJBC-BU-POMON-ALB.-W26. | P203 | INSV | INST | CROCEJ | M |  | Dl 20 |  |  |  | Y | XX |  |  | XX |  | Maint Look Functional Location | Ops Look Functional Location | XX |  | 999.00 TN | XX |  | AW | HYDRAULIC ONLY PVLV | XX |  |  |  |  | XX | AIR RELIEF | NJBC-BU-POMON-ALB.-W26.
10538083 | CRISPIN | POMONA-ALB-W14 Air Relief /Valve | NJBC-BU-POMON-ALB.-W14. | P203 | INSV | INST | CROCEJ | M | [5 empty] | Y | XX |  |  | XX |  | Maint Look Functional Location | Ops Look Functional Location | XX |  | 999.00 TN | XX |  | AW | HYDRAULIC ONLY PVLV | XX |  |  |  |  | XX | AIR RELIEF | NJBC-BU-POMON-ALB.-W14.
10538081 | UNKNOWN | POMONA-ALB-W26 Check /Valve | NJBC-BU-POMON-ALB.-W26. | P203 | INSV | INST | CROCEJ | L | [5 empty] | Y | XX |  |  | XX |  | Maint Look Functional Location | Ops Look Functional Location | XX |  | 999.00 TN | XX |  | AW | HYDRAULIC ONLY PVLV | XX |  |  |  |  | XX | CHECK/FOOT | NJBC-BU-POMON-ALB.-W26.
10538079 | UNKNOWN | POMONA-ALB-W14 Check /Valve | NJBC-BU-POMON-ALB.-W14. | P203 | INSV | INST | CROCEJ | L | [5 empty] | Y | XX |  |  | XX |  | Maint Look Functional Location | Ops Look Functional Location | XX |  | 999.00 TN | XX |  | AW | HYDRAULIC ONLY PVLV | XX |  |  |  |  | XX | CHECK/FOOT | NJBC-BU-POMON-ALB.-W14.
10538078 | PRATT | POMONA RAWH2O INF BTRFLY /VALVE | NJBC-BU-POMON | P203 | INSV | INST | CROCEJ | L |  |  |  | MANUAL | RAW WATER | N | N | LAST |  | FLANGED |  | Maint Look Functional Location | Ops Look Functional Location | OPEN |  | 999.00 TN | XX | N | AW | MANUAL PVLV | XX |  |  |  |  | XX | BUTTERFLY | NJBC-BU-POMON
10539719 | PRATT | GIBBSBOROBS BSTPMP4 SUCTBTRFLY /VALVE | NJBC-CM-GBBST | P203 | INSV | INST | CROCEJ | L | [5 empty] | N | XX |  |  | XX |  | Maint Look Functional Location | Ops Look Functional Location | XX |  | 999.00 TN | XX |  | AW | MANUAL PVLV | XX |  |  |  |  | XX | BUTTERFLY | NJBC-CM-GBBST
10539760 | PRATT | LAURELSP HS PMP1 SUCT GT /VALVE | NJBC-CM-LAURE | P203 | INSV | INST | CROCEJ | L |  |  |  | MANUAL | PUMP SUCTION | N | N | LAST |  | FLANGED | CAST IRON | Maint Look Functional Location | Ops Look Functional Location | OPEN |  | 999.00 TN | XX | N | AW | MANUAL PVLV | XX |  |  |  |  | 8 | GATE | NJBC-CM-LAURE
10539758 | PRATT | GIBBSSTA FILT1-4 DRAIN BTRFLY /VALVE | NJBC-CM-GBSTA | P203 | INSV | INST | CROCEJ | L |  |  |  | MANUAL | RAW WATER | N | N | LAST | WORM | FLANGED | CAST IRON | Maint Look Functional Location | Ops Look Functional Location | CLOSED |  | 999.00 TN | XX | N | AW | MANUAL PVLV | XX |  |  |  |  | 4 | BUTTERFLY | NJBC-CM-GBSTA
10539756 | PRATT | GIBBSSTA FILT4 WST BTRFLY /VALVE | NJBC-CM-GBSTA | P203 | INSV | INST | CROCEJ | L | [5 empty] | Y | XX |  |  | XX |  | Maint Look Functional Location | Ops Look Functional Location | XX |  | 999.00 TN | XX |  | AW | ELECTRIC MOTOR PVLV | XX |  |  |  |  | XX | BUTTERFLY | NJBC-CM-GBSTA
10539754 | PRATT | GIBBSSTA FILT3 WST BTRFLY /VALVE | NJBC-CM-GBSTA | P203 | INSV | INST | CROCEJ | L | [5 empty] | Y | XX |  |  | XX |  | Maint Look Functional Location | Ops Look Functional Location | XX |  | 999.00 TN | XX |  | AW | ELECTRIC MOTOR PVLV | XX |  |  |  |  | XX | BUTTERFLY | NJBC-CM-GBSTA
10539752 | PRATT | GIBBSSTA FILT2 WST BTRFLY /VALVE | NJBC-CM-GBSTA | P203 | INSV | INST | CROCEJ | L | [5 empty] | Y | XX |  |  | XX |  | Maint Look Functional Location | Ops Look Functional Location | XX |  | 999.00 TN | XX |  | AW | ELECTRIC MOTOR PVLV | XX |  |  |  |  | XX | BUTTERFLY | NJBC-CM-GBSTA
10539750 | PRATT | GIBBSSTA FILT1 WST BTRFLY /VALVE | NJBC-CM-GBSTA | P203 | INSV | INST | CROCEJ | L | [5 empty] | Y | XX |  |  | XX |  | Maint Look Functional Location | Ops Look Functional Location | XX |  | 999.00 TN | XX |  | AW | ELECTRIC MOTOR PVLV | XX |  |  |  |  | XX | BUTTERFLY | NJBC-CM-GBSTA
10539749 | PRATT | GIBBSSTA FILT4 INF BTRFLY MAN /VALVE | NJBC-CM-GBSTA | P203 | INSV | INST | CROCEJ | L |  |  |  | MANUAL | RAW WATER | N | N | LAST | WORM | FLANGED | CAST IRON | Maint Look Functional Location | Ops Look Functional Location | OPEN |  | 999.00 TN | XX | N | AW | MANUAL PVLV | XX |  |  |  |  | 8 | BUTTERFLY | NJBC-CM-GBSTA
10539747 | PRATT | GIBBSSTA FILT4 INF BTRFLY /VALVE | NJBC-CM-GBSTA | P203 | INSV | INST | CROCEJ | L | [5 empty] | Y | XX |  |  | XX |  | Maint Look Functional Location | Ops Look Functional Location | XX |  | 999.00 TN | XX |  | AW | ELECTRIC MOTOR PVLV | XX |  |  |  |  | XX | BUTTERFLY | NJBC-CM-GBSTA
10539746 | PRATT | GIBBSSTA FILT3 INF BTRFLY MAN /VALVE | NJBC-CM-GBSTA | P203 | INSV | INST | CROCEJ | L |  |  |  | MANUAL | RAW WATER | N | N | LAST | WORM | FLANGED | CAST IRON | Maint Look Functional Location | Ops Look Functional Location | OPEN |  | 999.00 TN | XX | N | AW | MANUAL PVLV | XX |  |  |  |  | 8 | BUTTERFLY | NJBC-CM-GBSTA
10539744 | PRATT | GIBBSSTA FILT3 INF BTRFLY /VALVE | NJBC-CM-GBSTA | P203 | INSV | INST | CROCEJ | L | [5 empty] | Y | XX |  |  | XX |  | Maint Look Functional Location | Ops Look Functional Location | XX |  | 999.00 TN | XX |  | AW | ELECTRIC MOTOR PVLV | XX |  |  |  |  | XX | BUTTERFLY | NJBC-CM-GBSTA
10539742 | PRATT | GIBBSSTA FILT2 INF BTRFLY MAN /VALVE | NJBC-CM-GBSTA | P203 | INSV | INST | CROCEJ | L |  |  |  | MANUAL | RAW WATER | N | N | LAST | WORM | FLANGED | CAST IRON | Maint Look Functional Location | Ops Look Functional Location | OPEN |  | 999.00 TN | XX | N | AW | MANUAL PVLV | XX |  |  |  |  | 8 | BUTTERFLY | NJBC-CM-GBSTA
10539740 | PRATT | GIBBSSTA FILT2 INF BTRFLY /VALVE | NJBC-CM-GBSTA | P203 | INSV | INST | CROCEJ | L | [5 empty] | Y | XX |  |  | XX |  | Maint Look Functional Location | Ops Look Functional Location | XX |  | 999.00 TN | XX |  | AW | ELECTRIC MOTOR PVLV | XX |  |  |  |  | XX | BUTTERFLY | NJBC-CM-GBSTA
10539739 | PRATT | GIBBSSTA FILT1 INF BTRFLY MAN /VALVE | NJBC-CM-GBSTA | P203 | INSV | INST | CROCEJ | L |  |  |  | MANUAL | RAW WATER | N | N | LAST | WORM | FLANGED | CAST IRON | Maint Look Functional Location | Ops Look Functional Location | OPEN |  | 999.00 TN | XX | N | AW | MANUAL PVLV | XX |  |  |  |  | 8 | BUTTERFLY | NJBC-CM-GBSTA
10539737 | PRATT | GIBBSSTA FILT1 INF BTRFLY /VALVE | NJBC-CM-GBSTA | P203 | INSV | INST | CROCEJ | L | [5 empty] | Y | XX |  |  | XX |  | Maint Look Functional Location | Ops Look Functional Location | XX |  | 999.00 TN | XX |  | AW | ELECTRIC MOTOR PVLV | XX |  |  |  |  | XX | BUTTERFLY | NJBC-CM-GBSTA
10539735 | PRATT | GIBBSSTA HS PMP3 DISCHRGBTRFLY /VALVE | NJBC-CM-GBSTA | P203 | INSV | INST | CROCEJ | L |  |  |  | MANUAL | PUMP DISCHARGE | N | N | LAST | WORM | FLANGED | CAST IRON | Maint Look Functional Location | Ops Look Functional Location | OPEN |  | 999.00 TN | XX | N | AW | MANUAL PVLV | XX |  |  |  |  | 8 | BUTTERFLY | NJBC-CM-GBSTA
10539733 | PRATT | GIBBSSTA HS PMP2 DISCHRGBTRFLY /VALVE | NJBC-CM-GBSTA | P203 | INSV | INST | CROCEJ | L |  |  |  | MANUAL | PUMP DISCHARGE | N | N | LAST | WORM | FLANGED | CAST IRON | Maint Look Functional Location | Ops Look Functional Location | OPEN |  | 999.00 TN | XX | N | AW | MANUAL PVLV | XX |  |  |  |  | 8 | BUTTERFLY | NJBC-CM-GBSTA
10539732 | PRATT | GIBBSSTA HS PMP1 DISCHRGBTRFLY /VALVE | NJBC-CM-GBSTA | P203 | INSV | INST | CROCEJ | L |  |  |  | MANUAL | PUMP DISCHARGE | N | N | LAST | WORM | FLANGED | CAST IRON | Maint Look Functional Location | Ops Look Functional Location | OPEN |  | 999.00 TN | XX | N | AW | MANUAL PVLV | XX |  |  |  |  | 8 | BUTTERFLY | NJBC-CM-GBSTA
10539730 | PRATT | GIBBSSTA HS PMP3 SUCTBTRFLY /VALVE | NJBC-CM-GBSTA | P203 | INSV | INST | CROCEJ | L |  |  |  | MANUAL | PUMP SUCTION | N | N | LAST | WORM | FLANGED | CAST IRON | Maint Look Functional Location | Ops Look Functional Location | OPEN |  | 999.00 TN | XX | N | AW | MANUAL PVLV | XX |  |  |  |  | 10 | BUTTERFLY | NJBC-CM-GBSTA
10539728 | PRATT | GIBBSSTA HS PMP2 SUCTBTRFLY /VALVE | NJBC-CM-GBSTA | P203 | INSV | INST | CROCEJ | L |  |  |  | MANUAL | PUMP SUCTION | N | N | LAST | WORM | FLANGED | CAST IRON | Maint Look Functional Location | Ops Look Functional Location | OPEN |  | 999.00 TN | XX | N | AW | MANUAL PVLV | XX |  |  |  |  | 10 | BUTTERFLY | NJBC-CM-GBSTA
10539727 | PRATT | GIBBSSTA HS PMP1 SUCTBTRFLY /VALVE | NJBC-CM-GBSTA | P203 | INSV | INST | CROCEJ | L |  |  |  | MANUAL | PUMP SUCTION | N | N | LAST | WORM | FLANGED | CAST IRON | Maint Look Functional Location | Ops Look Functional Location | OPEN |  | 999.00 TN | XX | N | AW | MANUAL PVLV | XX |  |  |  |  | 10 | BUTTERFLY | NJBC-CM-GBSTA
10539725 | PRATT | GIBBSSTA BKWSH PMP2 DISCHRGBTRFLY /VALVE | NJBC-CM-GBSTA | P203 | INSV | INST | CROCEJ | L |  |  |  | MANUAL | PUMP DISCHARGE | N | N | LAST | WORM | FLANGED | CAST IRON | Maint Look Functional Location | Ops Look Functional Location | OPEN |  | 999.00 TN | XX | N | AW | MANUAL PVLV | XX |  |  |  |  | 12 | BUTTERFLY | NJBC-CM-GBSTA
10539724 | PRATT | GIBBSSTA BKWSH PMP2 SUCTBTRFLY /VALVE | NJBC-CM-GBSTA | P203 | INSV | INST | CROCEJ | L |  |  |  | MANUAL | PUMP SUCTION | N | N | LAST | WORM | FLANGED | CAST IRON | Maint Look Functional Location | Ops Look Functional Location | OPEN |  | 999.00 TN | XX | N | AW | MANUAL PVLV | XX |  |  |  |  | 12 | BUTTERFLY | NJBC-CM-GBSTA
10539722 | PRATT | GIBBSSTA BKWSH PMP1 DISCHRGBTRFLY /VALVE | NJBC-CM-GBSTA | P203 | INSV | INST | CROCEJ | L |  |  |  | MANUAL | PUMP DISCHARGE | N | N | LAST | WORM | FLANGED | CAST IRON | Maint Look Functional Location | Ops Look Functional Location | OPEN |  | 999.00 TN | XX | N | AW | MANUAL PVLV | XX |  |  |  |  | 12 | BUTTERFLY | NJBC-CM-GBSTA
10539720 | PRATT | GIBBSSTA BKWSH PMP1 SUCTBTRFLY /VALVE | NJBC-CM-GBSTA | P203 | INSV | INST | CROCEJ | L |  |  |  | MANUAL | PUMP SUCTION | N | N | LAST | WORM | FLANGED | CAST IRON | Maint Look Functional Location | Ops Look Functional Location | OPEN |  | 999.00 TN | XX | N | AW | MANUAL PVLV | XX |  |  |  |  | 12 | BUTTERFLY | NJBC-CM-GBSTA
10541444 | PRATT | BROWNING HS PMP1 SUCTBTRFLY /VALVE | NJBC-CM-BROWN | P203 | INSV | INST | CROCEJ | L |  |  |  | MANUAL | PUMP SUCTION | N | N | LAST | WORM | FLANGED | CAST IRON | Maint Look Functional Location | Ops Look Functional Location | OPEN |  | 999.00 TN | XX | N | AW | MANUAL PVLV | XX |  |  |  |  | XX | BUTTERFLY | NJBC-CM-BROWN
10542969 | UNKNOWN | CAMDENFEIC Flow Control /Valve | NJBC-CM-CAFIC | P203 | INSV | INST | CROCEJ | L | [5 empty] | Y | XX |  |  | XX |  | Maint Look Functional Location | Ops Look Functional Location | XX | 0 PSI | 999.00 TN | XX |  | AW | ELECTRIC MOTOR PVLV | XX |  |  |  |  | XX | BUTTERFLY | NJBC-CM-CAFIC
10542967 | CLA-VAL | MTLAURBRIC Cla Val /Valve | NJBC-BU-MLBIC | P203 | INSV | INST | CROCEJ | M |  |  |  | MANUAL | PRESSURE REGULATION | N | XX |  |  | XX |  | Maint Look Functional Location | Ops Look Functional Location | THROTTLING |  | 999.00 TN | XX |  | AW | MANUAL PVLV | XX |  |  |  |  | 8 | ANGLE | NJBC-BU-MLBIC
10542965 | PRATT | MTLAURBRIC Flow Control /Valve | NJBC-BU-MLBIC | P203 | INSV | INST | CROCEJ | L | 30937-1 | 2FII |  |  |  | Y | XX |  |  | XX |  | Maint Look Functional Location | Ops Look Functional Location | XX |  | 999.00 TN | XX |  | AW | ELECTRIC MOTOR PVLV | XX |  |  |  |  | XX | BUTTERFLY | NJBC-BU-MLBIC
10542963 | PRATT | MAPLEWAVIC Butterfly Isolation /Valve | NJBC-BU-MAWIC | P203 | INSV | INST | CROCEJ | L |  |  |  | MANUAL | ISOLATION | N | XX |  |  | XX |  | Maint Look Functional Location | Ops Look Functional Location | XX |  | 999.00 TN | XX |  | AW | MANUAL PVLV | XX |  |  |  |  | 4 | BUTTERFLY | NJBC-BU-MAWIC
10542962 | CLA-VAL | MAPLEWAVIC Cla Val /Valve | NJBC-BU-MAWIC | P203 | INSV | INST | CROCEJ | M | [5 empty] | Y | XX |  |  | XX |  | Maint Look Functional Location | Ops Look Functional Location | XX | 0 PSI | 999.00 TN | XX |  | AW | HYDRAULIC W-PILOTS PVLV | XX |  |  |  |  | XX | PRES REGULATOR | NJBC-BU-MAWIC
10542960 | CLA-VAL | GLASSAUIC Pressure Control /Valve | NJBC-GL-GLASS | P203 | INSV | INST | CROCEJ | M | [5 empty] | Y | XX |  |  | XX |  | Maint Look Functional Location | Ops Look Functional Location | XX | 0 PSI | 999.00 TN | XX |  | AW | HYDRAULIC W-PILOTS PVLV | XX |  |  |  |  | XX | PRES REGULATOR | NJBC-GL-GLASS
10542958 | PRATT | GLASSAUIC Discharge Header End /Valve | NJBC-GL-GLASS | P203 | INSV | INST | CROCEJ | L | 828566-3-3HP |  |  | MANUAL | ISOLATION | N | XX |  |  | XX |  | Maint Look Functional Location | Ops Look Functional Location | XX |  | 999.00 TN | XX |  | AW | MANUAL PVLV | 150 |  |  |  |  | 12 | BUTTERFLY | NJBC-GL-GLASS
10542956 | PRATT | GLASSAUIC Suction Header End /Valve | NJBC-GL-GLASS | P203 | INSV | INST | CROCEJ | L | 828566-3-1HP |  |  | MANUAL | ISOLATION | N | XX |  |  | XX |  | Maint Look Functional Location | Ops Look Functional Location | XX |  | 999.00 TN | XX |  | AW | MANUAL PVLV | 150 |  |  |  |  | 12 | BUTTERFLY | NJBC-GL-GLASS
10542955 | PRATT | GLASSAUIC 8" Discharge Butterfly /Valve | NJBC-GL-GLASS | P203 | INSV | INST | CROCEJ | L | 828566-1-1HP | 2FII |  |  |  | Y | XX |  |  | XX |  | Maint Look Functional Location | Ops Look Functional Location | XX |  | 999.00 TN | XX |  | AW | ELECTRIC MOTOR PVLV | XX |  |  |  |  | XX | BUTTERFLY | NJBC-GL-GLASS
10542954 | PRATT | GLASSAUIC 8" Suction Butterfly /Valve | NJBC-GL-GLASS | P203 | INSV | INST | CROCEJ | L | 828566-1-1HP | 2FII |  | MANUAL | ISOLATION | N | XX |  |  | XX |  | Maint Look Functional Location | Ops Look Functional Location | XX |  | 999.00 TN | XX |  | AW | MANUAL PVLV | 150 |  |  |  |  | 8 | BUTTERFLY | NJBC-GL-GLASS
10542952 | PRATT | GLASSAUIC BSTPMP2 DISCHRGBTRFLY /VALVE | NJBC-GL-GLASS | P203 | INSV | INST | CROCEJ | L | 828566-4-4HP |  |  | MANUAL | ISOLATION | N | XX |  |  | XX |  | Maint Look Functional Location | Ops Look Functional Location | XX |  | 999.00 TN | XX |  | AW | MANUAL PVLV | 150 |  |  |  |  | 12 | BUTTERFLY | NJBC-GL-GLASS
10542950 | PRATT | GLASSAUIC BSTPMP2 SUCTBTRFLY /VALVE | NJBC-GL-GLASS | P203 | INSV | INST | CROCEJ | L | 828566-4-3HP |  |  | MANUAL | ISOLATION | N | XX |  |  | XX |  | Maint Look Functional Location | Ops Look Functional Location | XX |  | 999.00 TN | XX |  | AW | MANUAL PVLV | 150 |  |  |  |  | 12 | BUTTERFLY | NJBC-GL-GLASS
10542948 | PRATT | GLASSAUIC BSTPMP1DISCHARGE BTRFLY /VALVE | NJBC-GL-GLASS | P203 | INSV | INST | CROCEJ | L | 828566-4-4HP |  |  | MANUAL | ISOLATION | N | XX |  |  | XX |  | Maint Look Functional Location | Ops Look Functional Location | XX |  | 999.00 TN | XX |  | AW | MANUAL PVLV | 150 |  |  |  |  | 12 | BUTTERFLY | NJBC-GL-GLASS
10542947 | PRATT | GLASSAUIC BSTPMP1 SUCTBTRFLY /VALVE | NJBC-GL-GLASS | P203 | INSV | INST | CROCEJ | L | 828566-4-3HP |  |  | MANUAL | ISOLATION | N | XX |  |  | XX |  | Maint Look Functional Location | Ops Look Functional Location | XX |  | 999.00 TN | XX |  | AW | MANUAL PVLV | 150 |  |  |  |  | 12 | BUTTERFLY | NJBC-GL-GLASS
10542945 | PRATT | GLASSAUIC Station Discharge /Valve | NJBC-GL-GLASS | P203 | INSV | INST | CROCEJ | L | 828566-2-2HP | 2FII |  |  |  | Y | XX |  |  | XX |  | Maint Look Functional Location | Ops Look Functional Location | XX |  | 999.00 TN | XX |  | AW | ELECTRIC MOTOR PVLV | XX |  |  |  |  | XX | BUTTERFLY | NJBC-GL-GLASS
10542943 | PRATT | GLASSAUIC Station Suction /Valve | NJBC-GL-GLASS | P203 | INSV | INST | CROCEJ | L | 828566-2-2HP | 2FII |  |  |  | Y | XX |  |  | XX |  | Maint Look Functional Location | Ops Look Functional Location | XX |  | 999.00 TN | XX |  | AW | ELECTRIC MOTOR PVLV | XX |  |  |  |  | XX | BUTTERFLY | NJBC-GL-GLASS
10542941 | VAL-MATIC | GLASSAUIC BSTPMP2 DISCHRG CHK /VALVE | NJBC-GL-GLASS | P203 | INSV | INST | CROCEJ | L |  | 1810 |  |  |  | Y | XX |  |  | XX |  | Maint Look Functional Location | Ops Look Functional Location | XX |  | 999.00 TN | XX |  | AW | HYDRAULIC ONLY PVLV | XX |  |  |  |  | XX | CHECK/FOOT | NJBC-GL-GLASS
10542940 | VAL-MATIC | GLASSAUIC BSTPMP1 DISCHRG CHK /VALVE | NJBC-GL-GLASS | P203 | INSV | INST | CROCEJ | L |  | 1810 |  |  |  | Y | XX |  |  | XX |  | Maint Look Functional Location | Ops Look Functional Location | XX |  | 999.00 TN | XX |  | AW | HYDRAULIC ONLY PVLV | XX |  |  |  |  | XX | CHECK/FOOT | NJBC-GL-GLASS
10542938 | PRATT | MTLAURCHIC BSTPMP1 SUCTBTRFLYISOL /VALVE | NJBC-BU-MLCIC | P203 | INSV | INST | CROCEJ | L |  |  |  | MANUAL | ISOLATION | N | XX |  |  | XX |  | Maint Look Functional Location | Ops Look Functional Location | XX |  | 999.00 TN | XX |  | AW | MANUAL PVLV | XX |  |  |  |  | 12 | BUTTERFLY | NJBC-BU-MLCIC
10542936 | VAL-MATIC | MTLAURCHIC BSTPMP2 DISCHRG CHK /VALVE | NJBC-BU-MLCIC | P203 | INSV | INST | CROCEJ | L | [5 empty] | Y | XX |  |  | XX |  | Maint Look Functional Location | Ops Look Functional Location | XX |  | 999.00 TN | XX |  | AW | HYDRAULIC ONLY PVLV | XX |  |  |  |  | XX | CHECK/FOOT | NJBC-BU-MLCIC
10542934 | VAL-MATIC | MTLAURCHIC BSTPMP1 DISCHRG CHK /VALVE | NJBC-BU-MLCIC | P203 | INSV | INST | CROCEJ | L | [5 empty] | Y | XX |  |  | XX |  | Maint Look Functional Location | Ops Look Functional Location | XX |  | 999.00 TN | XX |  | AW | HYDRAULIC ONLY PVLV | XX |  |  |  |  | XX | CHECK/FOOT | NJBC-BU-MLCIC
10542933 | PRATT | MTLAURCHIC Booster Pump #2 Dis/Valve | NJBC-BU-MLCIC | P203 | INSV | INST | CROCEJ | L | [5 empty] | Y | XX |  |  | XX |  | Maint Look Functional Location | Ops Look Functional Location | XX |  | 999.00 TN | XX |  | AW | MANUAL PVLV | XX |  |  |  |  | XX | BUTTERFLY | NJBC-BU-MLCIC
10542931 | PRATT | MTLAURCHIC Booster Pump #1 Dis /Valve | NJBC-BU-MLCIC | P203 | INSV | INST | CROCEJ | L | [5 empty] | Y | XX |  |  | XX |  | Maint Look Functional Location | Ops Look Functional Location | XX |  | 999.00 TN | XX |  | AW | MANUAL PVLV | XX |  |  |  |  | XX | BUTTERFLY | NJBC-BU-MLCIC
10542929 | CLA-VAL | EGREENHAIC PRSREL DISCHRG 2 SUCT /VALVE | NJBC-GL-EGHIC | P203 | INSV | INST | CROCEJ | L | [5 empty] | Y | XX |  |  | XX |  | Maint Look Functional Location | Ops Look Functional Location | XX |  | 999.00 TN | XX |  | AW | HYDRAULIC ONLY PVLV | XX |  |  |  |  | XX | PRES RELIEF | NJBC-GL-EGHIC
10542970 | CLA-VAL | CAMDENFEIC 12" Cla Val /Valve | NJBC-CM-CAFIC | P203 | INSV | INST | CROCEJ | M | [5 empty] | Y | XX |  |  | XX |  | Maint Look Functional Location | Ops Look Functional Location | XX | 0 PSI | 999.00 TN | XX |  | AW | HYDRAULIC W-PILOTS PVLV | XX |  |  |  |  | XX | PRES REGULATOR | NJBC-CM-CAFIC
10544411 | MH | ROWANLRIC 4" Gate After Cla Val /Valve | NJBC-GL-ROLIC | P203 | INSV | INST | CROCEJ | L |  |  |  | MANUAL | ISOLATION | N | N | LAST |  | FLANGED |  | Maint Look Functional Location | Ops Look Functional Location | XX |  | 999.00 TN | XX |  | AW | MANUAL PVLV | XX |  |  |  |  | 4 | GATE | NJBC-GL-ROLIC
10544409 | MH | ROWANLRIC 4" Gate Before Cla Val /Valve | NJBC-GL-ROLIC | P203 | INSV | INST | CROCEJ | L |  |  |  | MANUAL | ISOLATION | N | N | LAST |  | FLANGED |  | Maint Look Functional Location | Ops Look Functional Location | XX |  | 999.00 TN | XX |  | AW | MANUAL PVLV | XX |  |  |  |  | 4 | GATE | NJBC-GL-ROLIC
10544408 | MH | ROWANLRIC 6" Gate After Cla Val /Valve | NJBC-GL-ROLIC | P203 | INSV | INST | CROCEJ | L |  |  |  | MANUAL | ISOLATION | N | N | LAST |  | FLANGED |  | Maint Look Functional Location | Ops Look Functional Location | XX |  | 999.00 TN | XX |  | AW | MANUAL PVLV | XX |  |  |  |  | 6 | GATE | NJBC-GL-ROLIC
10544406 | MH | ROWANLRIC 6" Gate Before Cla Val /Valve | NJBC-GL-ROLIC | P203 | INSV | INST | CROCEJ | L |  |  |  | MANUAL | ISOLATION | N | N | LAST |  | FLANGED |  | Maint Look Functional Location | Ops Look Functional Location | XX |  | 999.00 TN | XX |  | AW | MANUAL PVLV | XX |  |  |  |  | 6 | GATE | NJBC-GL-ROLIC
10544404 | PRATT | ROWANLRIC Flow Control /Valve | NJBC-GL-ROLIC | P203 | INSV | INST | CROCEJ | L |  | 2FII |  |  |  | Y | XX |  |  | XX |  | Maint Look Functional Location | Ops Look Functional Location | XX |  | 999.00 TN | XX |  | AW | ELECTRIC MOTOR PVLV | XX |  |  |  |  | XX | BUTTERFLY | NJBC-GL-ROLIC
10544402 | VAL-MATIC | ROWANLRIC Suction Check /Valve | NJBC-GL-ROLIC | P203 | INSV | INST | CROCEJ | L |  | 1804 |  |  |  | Y | XX |  |  | XX |  | Maint Look Functional Location | Ops Look Functional Location | XX |  | 999.00 TN | XX |  | AW | HYDRAULIC ONLY PVLV | XX |  |  |  |  | XX | CHECK/FOOT | NJBC-GL-ROLIC
10544400 | CLA-VAL | HAINESMOIC PRS CTRL-MOORESTWN /VALVE | NJBC-BU-HMOIC | P203 | INSV | INST | CROCEJ | M | [5 empty] | Y | XX |  |  | XX |  | Maint Look Functional Location | Ops Look Functional Location | XX | 0 PSI | 999.00 TN | XX |  | AW | HYDRAULIC W-PILOTS PVLV | XX |  |  |  |  | XX | PRES REGULATOR | NJBC-BU-HMOIC
10542999 | CLA-VAL | HAINESMOIC PRS CTRL-BURLINGTON /VALVE | NJBC-BU-HMOIC | P203 | INSV | INST | CROCEJ | M | [5 empty] | Y | XX |  |  | XX |  | Maint Look Functional Location | Ops Look Functional Location | XX | 0 PSI | 999.00 TN | XX |  | AW | HYDRAULIC W-PILOTS PVLV | XX |  |  |  |  | XX | PRES REGULATOR | NJBC-BU-HMOIC
10542997 | US PIPE | HAINESMOIC SUCT GT-MOORESTWN /VALVE | NJBC-BU-HMOIC | P203 | INSV | INST | CROCEJ | L |  |  |  | MANUAL | ISOLATION | N | XX |  |  | XX |  | Maint Look Functional Location | Ops Look Functional Location | XX |  | 999.00 TN | XX |  | AW | MANUAL PVLV | XX |  |  |  |  | 8 | GATE | NJBC-BU-HMOIC
10542996 | US PIPE | HAINESMOIC SUCT GT-BURLINGTON /VALVE | NJBC-BU-HMOIC | P203 | INSV | INST | CROCEJ | L |  |  |  | MANUAL | ISOLATION | N | XX |  |  | XX |  | Maint Look Functional Location | Ops Look Functional Location | XX | 0 PSI | 999.00 TN | XX |  | AW | MANUAL PVLV | XX |  |  |  |  | 8 | GATE | NJBC-BU-HMOIC
10542994 | PRATT | HAINESMOIC FLW CTRL-MOORESTWN /VALVE | NJBC-BU-HMOIC | P203 | INSV | INST | CROCEJ | L |  | 2FII |  |  |  | Y | XX |  |  | XX |  | Maint Look Functional Location | Ops Look Functional Location | XX |  | 999.00 TN | XX |  | AW | ELECTRIC MOTOR PVLV | XX |  |  |  |  | XX | BUTTERFLY | NJBC-BU-HMOIC
10542992 | PRATT | HAINESMOIC FLW CTRL-BURLINGTON /VALVE | NJBC-BU-HMOIC | P203 | INSV | INST | CROCEJ | L |  | 2FII |  |  |  | Y | XX |  |  | XX |  | Maint Look Functional Location | Ops Look Functional Location | XX |  | 999.00 TN | XX |  | AW | ELECTRIC MOTOR PVLV | XX |  |  |  |  | XX | BUTTERFLY | NJBC-BU-HMOIC
10542991 | CLA-VAL | CHAPELAVIC Pressure Control /Valve | NJBC-CM-CHAPE | P203 | INSV | INST | CROCEJ | M | [5 empty] | Y | XX |  |  | XX |  | Maint Look Functional Location | Ops Look Functional Location | XX | 0 PSI | 999.00 TN | XX |  | AW | HYDRAULIC W-PILOTS PVLV | XX |  |  |  |  | XX | PRES REGULATOR | NJBC-CM-CHAPE
10542989 | PRATT | CHAPELAVIC 12in Butterfly Flange /Valve | NJBC-CM-CHAPE | P203 | INSV | INST | CROCEJ | L | 23020-1 | 2FII |  | MANUAL | ISOLATION | N | XX |  |  | XX |  | Maint Look Functional Location | Ops Look Functional Location | XX |  | 999.00 TN | XX |  | AW | MANUAL PVLV | XX |  |  |  |  | 12 | BUTTERFLY | NJBC-CM-CHAPE
10542987 | PRATT | CHAPELAVIC BTRFLY UPSTRM OF CLA /VALVE | NJBC-CM-CHAPE | P203 | INSV | INST | CROCEJ | L | 23020-1 | 2FII |  | MANUAL | ISOLATION | N | XX |  |  | XX |  | Maint Look Functional Location | Ops Look Functional Location | XX |  | 999.00 TN | XX |  | AW | MANUAL PVLV | XX |  |  |  |  | 12 | BUTTERFLY | NJBC-CM-CHAPE
10542985 | UNKNOWN | CHAPELAVIC Suction Line Gate /Valve | NJBC-CM-CHAPE | P203 | INSV | INST | CROCEJ | L |  |  |  | MANUAL | ISOLATION | N | XX |  |  | XX |  | Maint Look Functional Location | Ops Look Functional Location | XX |  | 999.00 TN | XX |  | AW | MANUAL PVLV | XX |  |  |  |  | 8 | GATE | NJBC-CM-CHAPE
10542983 | PRATT | CHAPELAVIC Flow Control /Valve | NJBC-CM-CHAPE | P203 | INSV | INST | CROCEJ | L | 23020-1 | 2FII |  |  |  | Y | XX |  |  | XX |  | Maint Look Functional Location | Ops Look Functional Location | XX |  | 999.00 TN | XX |  | AW | ELECTRIC MOTOR PVLV | XX |  |  |  |  | XX | BUTTERFLY | NJBC-CM-CHAPE
10542982 | CLA-VAL | CENTRALIC Pressure Control /Valve | NJBC-CM-CENTR | P203 | INSV | INST | CROCEJ | M | [5 empty] | Y | XX |  |  | XX |  | Maint Look Functional Location | Ops Look Functional Location | XX | 0 PSI | 999.00 TN | XX |  | AW | HYDRAULIC W-PILOTS PVLV | XX |  |  |  |  | XX | PRES REGULATOR | NJBC-CM-CENTR
10542980 | UNKNOWN | CENTRALIC BTRFLY B4 CLA INACTIV /VALVE | NJBC-CM-CENTR | P203 | INSV | INST | CROCEJ | L |  |  |  | MANUAL | ISOLATION | N | XX |  |  | XX |  | Maint Look Functional Location | Ops Look Functional Location | XX |  | 999.00 TN | XX |  | AW | MANUAL PVLV | XX |  |  |  |  | 12 | BUTTERFLY | NJBC-CM-CENTR
10542978 | PRATT | CENTRALIC BTRFLY B4 CLA ACTIV /VALVE | NJBC-CM-CENTR | P203 | INSV | INST | CROCEJ | L |  | 2FII |  | MANUAL | ISOLATION | N | XX |  |  | FLANGED |  | Maint Look Functional Location | Ops Look Functional Location | XX |  | 999.00 TN | XX |  | AW | MANUAL PVLV | XX |  |  |  |  | 12 | BUTTERFLY | NJBC-CM-CENTR
10542977 | US PIPE | CENTRALIC SUCT LN GT INACTIV /VALVE | NJBC-CM-CENTR | P203 | INSV | INST | CROCEJ | L |  |  |  | MANUAL | ISOLATION | N | XX |  |  | FLANGED |  | Maint Look Functional Location | Ops Look Functional Location | XX |  | 999.00 TN | XX |  | AW | MANUAL PVLV | XX |  |  |  |  | 8 | GATE | NJBC-CM-CENTR
10542976 | US PIPE | CENTRALIC SUCT LN GT ACTIV /VALVE | NJBC-CM-CENTR | P203 | INSV | INST | CROCEJ | L |  |  |  | MANUAL | ISOLATION | N | XX |  |  | FLANGED |  | Maint Look Functional Location | Ops Look Functional Location | XX |  | 999.00 TN | XX |  | AW | MANUAL PVLV | XX |  |  |  |  | 8 | GATE | NJBC-CM-CENTR
10542974 | UNKNOWN | CENTRALIC Flow Control /Valve | NJBC-CM-CENTR | P203 | INSV | INST | CROCEJ | L |  |  |  | MANUAL | PRESSURE REGULATION | N | XX |  |  | XX |  | Maint Look Functional Location | Ops Look Functional Location | THROTTLING | 0 PSI | 999.00 TN | XX |  | AW | MANUAL PVLV | XX |  |  |  |  | 12 | BUTTERFLY | NJBC-CM-CENTR
10542972 | CLA-VAL | CAMDENFEIC 20" Cla Val /Valve | NJBC-CM-CAFIC | P203 | INSV | INST | CROCEJ | M | [5 empty] | Y | XX |  |  | XX |  | Maint Look Functional Location | Ops Look Functional Location | XX | 0 PSI | 999.00 TN | XX |  | AW | HYDRAULIC W-PILOTS PVLV | XX |  |  |  |  | XX | PRES REGULATOR | NJBC-CM-CAFIC
10541485 | PRATT | BROWNING SUPERNAT PMP2 SUCTBTRFLY /VALVE | NJBC-CM-BROWN | P203 | INSV | INST | CROCEJ | L |  |  |  | MANUAL | IN PLANT | N | N | OPEN | WORM | FLANGED | CAST IRON | Maint Look Functional Location | Ops Look Functional Location | OPEN |  | 999.00 TN | XX | N | AW | MANUAL PVLV | XX |  |  |  |  | XX | BUTTERFLY | NJBC-CM-BROWN
10541483 | PRATT | BROWNING SUPERNAT PMP1 SUCTBTRFLY /VALVE | NJBC-CM-BROWN | P203 | INSV | INST | CROCEJ | L |  |  |  | MANUAL | IN PLANT | N | N | OPEN | WORM | FLANGED | CAST IRON | Maint Look Functional Location | Ops Look Functional Location | OPEN |  | 999.00 TN | XX | N | AW | MANUAL PVLV | XX |  |  |  |  | XX | BUTTERFLY | NJBC-CM-BROWN
10541481 | PRATT | BROWNING BKWSH PMP2 DISCHRGBTRFLY /VALVE | NJBC-CM-BROWN | P203 | INSV | INST | CROCEJ | L |  |  |  | MANUAL | IN PLANT | N | N | OPEN | WORM | FLANGED | CAST IRON | Maint Look Functional Location | Ops Look Functional Location | OPEN |  | 999.00 TN | XX | N | AW | MANUAL PVLV | XX |  |  |  |  | XX | BUTTERFLY | NJBC-CM-BROWN
10541480 | PRATT | BROWNING BKWSH PMP1 DISCHRGBTRFLY /VALVE | NJBC-CM-BROWN | P203 | INSV | INST | CROCEJ | L |  |  |  | MANUAL | IN PLANT | N | N | OPEN | WORM | FLANGED | CAST IRON | Maint Look Functional Location | Ops Look Functional Location | OPEN |  | 999.00 TN | XX | N | AW | MANUAL PVLV | XX |  |  |  |  | XX | BUTTERFLY | NJBC-CM-BROWN
10541478 | PRATT | BROWNING BKWSH PMP2 SUCTBTRFLY /VALVE | NJBC-CM-BROWN | P203 | INSV | INST | CROCEJ | L |  |  |  | MANUAL | IN PLANT | N | N | OPEN | WORM | FLANGED | CAST IRON | Maint Look Functional Location | Ops Look Functional Location | OPEN |  | 999.00 TN | XX | N | AW | MANUAL PVLV | XX |  |  |  |  | XX | BUTTERFLY | NJBC-CM-BROWN
10541476 | PRATT | BROWNING BKWSH PMP1 SUCTBTRFLY /VALVE | NJBC-CM-BROWN | P203 | INSV | INST | CROCEJ | L |  |  |  | MANUAL | IN PLANT | N | N | OPEN | WORM | FLANGED | CAST IRON | Maint Look Functional Location | Ops Look Functional Location | OPEN |  | 999.00 TN | XX | N | AW | MANUAL PVLV | XX |  |  |  |  | XX | BUTTERFLY | NJBC-CM-BROWN
10541475 | PRATT | BROWNING Sludge Pump #2 Butterfly /Valve | NJBC-CM-BROWN | P203 | INSV | INST | CROCEJ | L |  |  |  | MANUAL | IN PLANT | N | N | OPEN | WORM | FLANGED | CAST IRON | Maint Look Functional Location | Ops Look Functional Location | OPEN |  | 999.00 TN | XX | N | AW | MANUAL PVLV | XX |  |  |  |  | XX | BUTTERFLY | NJBC-CM-BROWN
10541473 | PRATT | BROWNING Sludge Pump #1 Butterfly /Valve | NJBC-CM-BROWN | P203 | INSV | INST | CROCEJ | L |  |  |  | MANUAL | IN PLANT | N | N | OPEN | WORM | FLANGED | CAST IRON | Maint Look Functional Location | Ops Look Functional Location | OPEN |  | 999.00 TN | XX | N | AW | MANUAL PVLV | XX |  |  |  |  | XX | BUTTERFLY | NJBC-CM-BROWN
10541471 | APCO | BROWNING SUPERNAT PMP2 AIR REL /VALVE | NJBC-CM-BROWN | P203 | INSV | INST | CROCEJ | M | [5 empty] | Y | XX |  |  | XX |  | Maint Look Functional Location | Ops Look Functional Location | XX |  | 999.00 TN | XX |  | AW | HYDRAULIC ONLY PVLV | XX |  |  |  |  | XX | AIR RELIEF | NJBC-CM-BROWN
10541469 | APCO | BROWNING SUPERNAT PMP1 AIR REL /VALVE | NJBC-CM-BROWN | P203 | INSV | INST | CROCEJ | M | [5 empty] | Y | XX |  |  | XX |  | Maint Look Functional Location | Ops Look Functional Location | XX |  | 999.00 TN | XX |  | AW | HYDRAULIC ONLY PVLV | XX |  |  |  |  | XX | AIR RELIEF | NJBC-CM-BROWN
10541468 | PRATT | BROWNING Supernate Pump #2 Gate /Valve | NJBC-CM-BROWN | P203 | INSV | INST | CROCEJ | L |  |  |  | MANUAL | IN PLANT | N | N | OPEN |  | FLANGED | CAST IRON | Maint Look Functional Location | Ops Look Functional Location | OPEN |  | 999.00 TN | XX | N | AW | MANUAL PVLV | XX |  |  |  |  | XX | GATE | NJBC-CM-BROWN
10541466 | PRATT | BROWNING Supernate Pump #1 Gate /Valve | NJBC-CM-BROWN | P203 | INSV | INST | CROCEJ | L |  |  |  | MANUAL | IN PLANT | N | N | OPEN |  | FLANGED | CAST IRON | Maint Look Functional Location | Ops Look Functional Location | OPEN |  | 999.00 TN | XX | N | AW | MANUAL PVLV | XX |  |  |  |  | XX | GATE | NJBC-CM-BROWN
10541464 | PRATT | BROWNING BKWSH PMP2 BTRFLY /VALVE | NJBC-CM-BROWN | P203 | INSV | INST | CROCEJ | L |  |  |  | MANUAL | IN PLANT | N | N | OPEN |  | FLANGED | CAST IRON | Maint Look Functional Location | Ops Look Functional Location | OPEN |  | 999.00 TN | XX | N | AW | MANUAL PVLV | XX |  |  |  |  | XX | BUTTERFLY | NJBC-CM-BROWN
10541463 | PRATT | BROWNING BKWSH PMP1 BTRFLY /VALVE | NJBC-CM-BROWN | P203 | INSV | INST | CROCEJ | L |  |  |  | MANUAL | IN PLANT | N | N | OPEN |  | FLANGED | CAST IRON | Maint Look Functional Location | Ops Look Functional Location | OPEN |  | 999.00 TN | XX | N | AW | MANUAL PVLV | XX |  |  |  |  | XX | BUTTERFLY | NJBC-CM-BROWN
10541461 | CRISPIN | BROWNING-W65 Air Relief /Valve | NJBC-CM-BROWN-W65. | P203 | INSV | INST | CROCEJ | M | [5 empty] | Y | XX |  |  | XX |  | Maint Look Functional Location | Ops Look Functional Location | XX |  | 999.00 TN | XX |  | AW | HYDRAULIC ONLY PVLV | XX |  |  |  |  | XX | AIR RELIEF | NJBC-CM-BROWN-W65.
10541460 | CRISPIN | BROWNING-W46 Air Relief /Valve | NJBC-CM-BROWN-W46. | P203 | INSV | INST | CROCEJ | M | [5 empty] | Y | XX |  |  | XX |  | Maint Look Functional Location | Ops Look Functional Location | XX |  | 999.00 TN | XX |  | AW | HYDRAULIC ONLY PVLV | XX |  |  |  |  | XX | AIR RELIEF | NJBC-CM-BROWN-W46.
10541458 | CRISPIN | BROWNING-W45 Air Relief /Valve | NJBC-CM-BROWN-W45. | P203 | INSV | INST | CROCEJ | M | [5 empty] | Y | XX |  |  | XX |  | Maint Look Functional Location | Ops Look Functional Location | XX |  | 999.00 TN | XX |  | AW | HYDRAULIC ONLY PVLV | XX |  |  |  |  | XX | AIR RELIEF | NJBC-CM-BROWN-W45.
10541456 | CRISPIN | BROWNING-W44 Air Relief /Valve | NJBC-CM-BROWN-W44. | P203 | INSV | INST | CROCEJ | M | [5 empty] | Y | XX |  |  | XX |  | Maint Look Functional Location | Ops Look Functional Location | XX |  | 999.00 TN | XX |  | AW | HYDRAULIC ONLY PVLV | XX |  |  |  |  | XX | AIR RELIEF | NJBC-CM-BROWN-W44.
10541454 | PRATT | BROWNING-W65 Discharge /Valve | NJBC-CM-BROWN-W65. | P203 | INSV | INST | CROCEJ | L |  |  |  | MANUAL | PUMP DISCHARGE | N | N | OPEN |  | FLANGED | CAST IRON | Maint Look Functional Location | Ops Look Functional Location | OPEN |  | 999.00 TN | XX | N | AW | MANUAL PVLV | XX |  |  |  |  | XX | BUTTERFLY | NJBC-CM-BROWN-W65.
10541452 | PRATT | BROWNING-W46 Discharge Butterfly /Valve | NJBC-CM-BROWN-W46. | P203 | INSV | INST | CROCEJ | L |  |  |  | MANUAL | PUMP DISCHARGE | N | N | OPEN |  | FLANGED | CAST IRON | Maint Look Functional Location | Ops Look Functional Location | OPEN |  | 999.00 TN | XX | N | AW | MANUAL PVLV | XX |  |  |  |  | XX | BUTTERFLY | NJBC-CM-BROWN-W46.
10541451 | PRATT | BROWNING-W45 Discharge Butterfly /Valve | NJBC-CM-BROWN-W45. | P203 | INSV | INST | CROCEJ | L |  |  |  | MANUAL | PUMP DISCHARGE | N | N | OPEN |  | FLANGED | CAST IRON | Maint Look Functional Location | Ops Look Functional Location | OPEN |  | 999.00 TN | XX | N | AW | MANUAL PVLV | XX |  |  |  |  | XX | BUTTERFLY | NJBC-CM-BROWN-W45.
10541449 | PRATT | BROWNING-W44 Discharge Butterfly /Valve | NJBC-CM-BROWN-W44. | P203 | INSV | INST | CROCEJ | L |  |  |  | MANUAL | PUMP DISCHARGE | N | N | OPEN |  | FLANGED | CAST IRON | Maint Look Functional Location | Ops Look Functional Location | OPEN |  | 999.00 TN | XX | N | AW | MANUAL PVLV | XX |  |  |  |  | XX | BUTTERFLY | NJBC-CM-BROWN-W44.
10541447 | PRATT | BROWNING HS PMP3 SUCTBTRFLY /VALVE | NJBC-CM-BROWN | P203 | INSV | INST | CROCEJ | L |  |  |  | MANUAL | PUMP SUCTION | N | N | LAST | WORM | FLANGED | CAST IRON | Maint Look Functional Location | Ops Look Functional Location | OPEN |  | 999.00 TN | XX | N | AW | MANUAL PVLV | XX |  |  |  |  | XX | BUTTERFLY | NJBC-CM-BROWN
10541446 | PRATT | BROWNING HS PMP2 SUCTBTRFLY /VALVE | NJBC-CM-BROWN | P203 | INSV | INST | CROCEJ | L |  |  |  | MANUAL | PUMP SUCTION | N | N | LAST | WORM | FLANGED | CAST IRON | Maint Look Functional Location | Ops Look Functional Location | OPEN |  | 999.00 TN | XX | N | AW | MANUAL PVLV | XX |  |  |  |  | XX | BUTTERFLY | NJBC-CM-BROWN
10541486 | PRATT | BROWNING Supernate Pmp1 DisBtrfly /Valve | NJBC-CM-BROWN | P203 | INSV | INST | CROCEJ | L |  |  |  | MANUAL | IN PLANT | N | N | OPEN | WORM | FLANGED | CAST IRON | Maint Look Functional Location | Ops Look Functional Location | OPEN |  | 999.00 TN | XX | N | AW | MANUAL PVLV | XX |  |  |  |  | XX | BUTTERFLY | NJBC-CM-BROWN
10542928 | CLA-VAL | EGREENHAIC PRSREL SUCT 2 DISCHRG /VALVE | NJBC-GL-EGHIC | P203 | INSV | INST | CROCEJ | L | [5 empty] | Y | XX |  |  | XX |  | Maint Look Functional Location | Ops Look Functional Location | XX |  | 999.00 TN | XX |  | AW | HYDRAULIC ONLY PVLV | XX |  |  |  |  | XX | PRES RELIEF | NJBC-GL-EGHIC
10542926 | CLA-VAL | MERCHCHIC 3" Pressure Control /Valve | NJBC-CM-MECIC | P203 | INSV | INST | CROCEJ | M | [5 empty] | Y | XX |  |  | XX |  | Maint Look Functional Location | Ops Look Functional Location | XX |  | 999.00 TN | XX |  | AW | HYDRAULIC W-PILOTS PVLV | XX |  |  |  |  | XX | PRES REGULATOR | NJBC-CM-MECIC
10542924 | CLA-VAL | MERCHCHIC 8" Pressure Control /Valve | NJBC-CM-MECIC | P203 | INSV | INST | CROCEJ | M | [5 empty] | Y | XX |  |  | XX |  | Maint Look Functional Location | Ops Look Functional Location | XX |  | 999.00 TN | XX |  | AW | HYDRAULIC W-PILOTS PVLV | XX |  |  |  |  | XX | PRES REGULATOR | NJBC-CM-MECIC
10542922 | PRATT | EGREENHAIC Flow Control /Valve | NJBC-GL-EGHIC | P203 | INSV | INST | CROCEJ | L |  | WFR |  |  |  | Y | XX |  |  | XX |  | Maint Look Functional Location | Ops Look Functional Location | XX |  | 999.00 TN | XX |  | AW | ELECTRIC MOTOR PVLV | XX |  |  |  |  | XX | BUTTERFLY | NJBC-GL-EGHIC
10542920 | UNKNOWN | MERCHCHIC 6" Suction Gate /Valve | NJBC-CM-MECIC | P203 | INSV | INST | CROCEJ | L |  |  |  | MANUAL | ISOLATION | N | XX |  |  | XX |  | Maint Look Functional Location | Ops Look Functional Location | OPEN |  | 999.00 TN | XX |  | AW | MANUAL PVLV | XX |  |  |  |  | 6 | GATE | NJBC-CM-MECIC
10542919 | UNKNOWN | MERCHCHIC 12" Suction Gate /Valve | NJBC-CM-MECIC | P203 | INSV | INST | CROCEJ | L |  |  |  | MANUAL | ISOLATION | N | XX |  |  | XX |  | Maint Look Functional Location | Ops Look Functional Location | OPEN |  | 999.00 TN | XX |  | AW | MANUAL PVLV | XX |  |  |  |  | 12 | GATE | NJBC-CM-MECIC
10542917 | DEZURICK | MERCHCHIC 6" Flow Control /Valve | NJBC-CM-MECIC | P203 | INSV | INST | CROCEJ | L | [5 empty] | Y | XX |  |  | XX |  | Maint Look Functional Location | Ops Look Functional Location | XX |  | 999.00 TN | XX |  | AW | ELECTRIC MOTOR PVLV | XX |  |  |  |  | XX | BUTTERFLY | NJBC-CM-MECIC
10542915 | DEZURICK | MERCHCHIC 12" Flow Control /Valve | NJBC-CM-MECIC | P203 | INSV | INST | CROCEJ | L | [5 empty] | Y | XX |  |  | XX |  | Maint Look Functional Location | Ops Look Functional Location | XX |  | 999.00 TN | XX |  | AW | ELECTRIC MOTOR PVLV | XX |  |  |  |  | XX | BUTTERFLY | NJBC-CM-MECIC
10542914 | CLA-VAL | MTHOLLYIC Pressure Control /Valve | NJBC-BU-MTHOL | P203 | INSV | INST | CROCEJ | M | [5 empty] | Y | XX |  |  | XX |  | Maint Look Functional Location | Ops Look Functional Location | XX | 0 PSI | 999.00 TN | XX |  | AW | HYDRAULIC W-PILOTS PVLV | XX |  |  |  |  | XX | PRES REGULATOR | NJBC-BU-MTHOL
10542912 | CLA-VAL | ELKAUIC 3" Pressure Control /Valve | NJBC-GL-ELKAU | P203 | OOS | INST | CROCEJ | M | [5 empty] | Y | XX |  |  | XX |  | Maint Look Functional Location | Ops Look Functional Location | XX | 0 PSI | 999.00 TN | XX |  | AW | HYDRAULIC W-PILOTS PVLV | XX |  |  |  |  | XX | PRES REGULATOR | NJBC-GL-ELKAU
10542910 | CLA-VAL | ELKAUIC 8" Pressure Control /Valve | NJBC-GL-ELKAU | P203 | OOS | INST | CROCEJ | M | [5 empty] | Y | XX |  |  | XX |  | Maint Look Functional Location | Ops Look Functional Location | XX | 0 PSI | 999.00 TN | XX |  | AW | HYDRAULIC W-PILOTS PVLV | XX |  |  |  |  | XX | PRES REGULATOR | NJBC-GL-ELKAU
10542909 | UNKNOWN | ELKAUIC 6" Suction Gate /Valve | NJBC-GL-ELKAU | P203 | OOS | INST | CROCEJ | L |  |  |  | MANUAL | ISOLATION | N | XX |  |  | XX |  | Maint Look Functional Location | Ops Look Functional Location | OPEN |  | 999.00 TN | XX |  | AW | MANUAL PVLV | XX |  |  |  |  | 6 | GATE | NJBC-GL-ELKAU
10542907 | UNKNOWN | ELKAUIC 12" Suction Gate /Valve | NJBC-GL-ELKAU | P203 | OOS | INST | CROCEJ | L |  |  |  | MANUAL | ISOLATION | N | XX |  |  | XX |  | Maint Look Functional Location | Ops Look Functional Location | OPEN |  | 999.00 TN | XX |  | AW | MANUAL PVLV | XX |  |  |  |  | 12 | GATE | NJBC-GL-ELKAU
10542905 | PRATT | MTHOLLYIC Flow Control /Valve | NJBC-BU-MTHOL | P203 | INSV | INST | CROCEJ | L | [5 empty] | Y | XX |  |  | XX |  | Maint Look Functional Location | Ops Look Functional Location | XX |  | 999.00 TN | XX |  | AW | ELECTRIC MOTOR PVLV | XX |  |  |  |  | XX | BUTTERFLY | NJBC-BU-MTHOL
10542903 | PRATT | ELKAUIC 12" Flow Control /Valve | NJBC-GL-ELKAU | P203 | OOS | INST | CROCEJ | L | 861684-1-1-HP | 2F2 |  |  |  | Y | XX |  |  | XX |  | Maint Look Functional Location | Ops Look Functional Location | XX |  | 999.00 TN | XX |  | AW | ELECTRIC MOTOR PVLV | XX |  |  |  |  | XX | BUTTERFLY | NJBC-GL-ELKAU
10542902 | PRATT | ELKAUIC 3" Flow Control /Valve | NJBC-GL-ELKAU | P203 | OOS | INST | CROCEJ | L | 861684-2-1-HP | 2FII |  |  |  | Y | XX |  |  | XX |  | Maint Look Functional Location | Ops Look Functional Location | XX |  | 999.00 TN | XX |  | AW | ELECTRIC MOTOR PVLV | XX |  |  |  |  | XX | BUTTERFLY | NJBC-GL-ELKAU
10542900 | VAL-MATIC | PINEHILLCRIC BSTPMP2 DISCHRG CHK /VALVE | NJBC-CM-PINEH | P203 | INSV | INST | CROCEJ | L |  | 1808 |  |  |  | Y | XX |  |  | XX |  | Maint Look Functional Location | Ops Look Functional Location | XX |  | 999.00 TN | XX |  | AW | HYDRAULIC ONLY PVLV | XX |  |  |  |  | XX | CHECK/FOOT | NJBC-CM-PINEH
10541498 | VAL-MATIC | PINEHILLCRIC BSTPMP1 DISCHRG CHK /VALVE | NJBC-CM-PINEH | P203 | INSV | INST | CROCEJ | L |  | 1808 |  |  |  | Y | XX |  |  | XX |  | Maint Look Functional Location | Ops Look Functional Location | XX |  | 999.00 TN | XX |  | AW | HYDRAULIC ONLY PVLV | XX |  |  |  |  | XX | CHECK/FOOT | NJBC-CM-PINEH
10541497 | VAL-MATIC | PINEHILLCRIC AIR REL B4 FLOMET /VALVE | NJBC-CM-PINEH | P203 | INSV | INST | CROCEJ | M |  | 201C.2 |  |  |  | Y | XX |  |  | XX |  | Maint Look Functional Location | Ops Look Functional Location | XX |  | 999.00 TN | XX |  | AW | HYDRAULIC ONLY PVLV | XX |  |  |  |  | XX | AIR RELIEF | NJBC-CM-PINEH
10541495 | PRATT | BROWNING SLDGE PMP2 DISCHRGBTRFLY /VALVE | NJBC-CM-BROWN | P203 | INSV | INST | CROCEJ | L |  |  |  | MANUAL | IN PLANT | N | N | OPEN | WORM | FLANGED | CAST IRON | Maint Look Functional Location | Ops Look Functional Location | OPEN |  | 999.00 TN | XX | N | AW | MANUAL PVLV | XX |  |  |  |  | XX | BUTTERFLY | NJBC-CM-BROWN
10541493 | PRATT | BROWNING SLDGE PMP1 DISCHRGBTRFLY /VALVE | NJBC-CM-BROWN | P203 | INSV | INST | CROCEJ | L |  |  |  | MANUAL | IN PLANT | N | N | OPEN | WORM | FLANGED | CAST IRON | Maint Look Functional Location | Ops Look Functional Location | OPEN |  | 999.00 TN | XX | N | AW | MANUAL PVLV | XX |  |  |  |  | XX | BUTTERFLY | NJBC-CM-BROWN
10541491 | PRATT | BROWNING SLDGE PMP2 SUCTBTRFLY /VALVE | NJBC-CM-BROWN | P203 | INSV | INST | CROCEJ | L |  |  |  | MANUAL | IN PLANT | N | N | OPEN | WORM | FLANGED | CAST IRON | Maint Look Functional Location | Ops Look Functional Location | OPEN |  | 999.00 TN | XX | N | AW | MANUAL PVLV | XX |  |  |  |  | XX | BUTTERFLY | NJBC-CM-BROWN
10541490 | PRATT | BROWNING SLDGE PMP1 SUCTBTRFLY /VALVE | NJBC-CM-BROWN | P203 | INSV | INST | CROCEJ | L |  |  |  | MANUAL | IN PLANT | N | N | OPEN | WORM | FLANGED | CAST IRON | Maint Look Functional Location | Ops Look Functional Location | OPEN |  | 999.00 TN | XX | N | AW | MANUAL PVLV | XX |  |  |  |  | XX | BUTTERFLY | NJBC-CM-BROWN
10541488 | PRATT | BROWNING Supernate Pmp2 DisBtrfly /Valve | NJBC-CM-BROWN | P203 | INSV | INST | CROCEJ | L |  |  |  | MANUAL | IN PLANT | N | N | OPEN | WORM | FLANGED | CAST IRON | Maint Look Functional Location | Ops Look Functional Location | OPEN |  | 999.00 TN | XX | N | AW | MANUAL PVLV | XX |  |  |  |  | XX | BUTTERFLY | NJBC-CM-BROWN